Orthopaedics | Spine - Thoracolumbar (TL) and sacral surgery | TL and sacral fusion and fixation implant | TL rod | NuVasive Inc. | RELINE MAS CoCr Rod, 6.0x550mm Straight | 12460550 | Standalone | DE0500730 | As per HSA registered indication(s) except for radiolucent implants which should be used as follows:  in patients with primary or metastatic spinal tumours who would benefit from post-operative high dose high precision beam therapy upon appropriate and stringent patient selection;  Patient selection should be done via standardised assessment such as the neurological-oncological-mechanical systemic (NOMS) framework; and  The assessment should be carried out by a multidisciplinary team (MDT), which may be inclusive of, but not limited to, radiation oncologists, spine surgeons and interventional radiologists, among others.
Orthopaedics | Spine - Thoracolumbar (TL) and sacral surgery | TL and sacral fusion and fixation implant | TL rod | NuVasive Inc. | RELINE MAS CoCr Rod, 6.0x55mm Lordotic | 11460055 | Standalone | DE0500730 | As per HSA registered indication(s) except for radiolucent implants which should be used as follows:  in patients with primary or metastatic spinal tumours who would benefit from post-operative high dose high precision beam therapy upon appropriate and stringent patient selection;  Patient selection should be done via standardised assessment such as the neurological-oncological-mechanical systemic (NOMS) framework; and  The assessment should be carried out by a multidisciplinary team (MDT), which may be inclusive of, but not limited to, radiation oncologists, spine surgeons and interventional radiologists, among others.
Orthopaedics | Spine - Thoracolumbar (TL) and sacral surgery | TL and sacral fusion and fixation implant | TL rod | NuVasive Inc. | RELINE MAS CoCr Rod, 6.0x55mm Straight | 12460055 | Standalone | DE0500730 | As per HSA registered indication(s) except for radiolucent implants which should be used as follows:  in patients with primary or metastatic spinal tumours who would benefit from post-operative high dose high precision beam therapy upon appropriate and stringent patient selection;  Patient selection should be done via standardised assessment such as the neurological-oncological-mechanical systemic (NOMS) framework; and  The assessment should be carried out by a multidisciplinary team (MDT), which may be inclusive of, but not limited to, radiation oncologists, spine surgeons and interventional radiologists, among others.
Orthopaedics | Spine - Thoracolumbar (TL) and sacral surgery | TL and sacral fusion and fixation implant | TL rod | NuVasive Inc. | RELINE MAS CoCr Rod, 6.0x560mm Straight | 12460560 | Standalone | DE0500730 | As per HSA registered indication(s) except for radiolucent implants which should be used as follows:  in patients with primary or metastatic spinal tumours who would benefit from post-operative high dose high precision beam therapy upon appropriate and stringent patient selection;  Patient selection should be done via standardised assessment such as the neurological-oncological-mechanical systemic (NOMS) framework; and  The assessment should be carried out by a multidisciplinary team (MDT), which may be inclusive of, but not limited to, radiation oncologists, spine surgeons and interventional radiologists, among others.
Orthopaedics | Spine - Thoracolumbar (TL) and sacral surgery | TL and sacral fusion and fixation implant | TL rod | NuVasive Inc. | RELINE MAS CoCr Rod, 6.0x570mm Straight | 12460570 | Standalone | DE0500730 | As per HSA registered indication(s) except for radiolucent implants which should be used as follows:  in patients with primary or metastatic spinal tumours who would benefit from post-operative high dose high precision beam therapy upon appropriate and stringent patient selection;  Patient selection should be done via standardised assessment such as the neurological-oncological-mechanical systemic (NOMS) framework; and  The assessment should be carried out by a multidisciplinary team (MDT), which may be inclusive of, but not limited to, radiation oncologists, spine surgeons and interventional radiologists, among others.
Orthopaedics | Spine - Thoracolumbar (TL) and sacral surgery | TL and sacral fusion and fixation implant | TL rod | NuVasive Inc. | RELINE MAS CoCr Rod, 6.0x580mm Straight | 12460580 | Standalone | DE0500730 | As per HSA registered indication(s) except for radiolucent implants which should be used as follows:  in patients with primary or metastatic spinal tumours who would benefit from post-operative high dose high precision beam therapy upon appropriate and stringent patient selection;  Patient selection should be done via standardised assessment such as the neurological-oncological-mechanical systemic (NOMS) framework; and  The assessment should be carried out by a multidisciplinary team (MDT), which may be inclusive of, but not limited to, radiation oncologists, spine surgeons and interventional radiologists, among others.
Orthopaedics | Spine - Thoracolumbar (TL) and sacral surgery | TL and sacral fusion and fixation implant | TL rod | NuVasive Inc. | RELINE MAS CoCr Rod, 6.0x590mm Straight | 12460590 | Standalone | DE0500730 | As per HSA registered indication(s) except for radiolucent implants which should be used as follows:  in patients with primary or metastatic spinal tumours who would benefit from post-operative high dose high precision beam therapy upon appropriate and stringent patient selection;  Patient selection should be done via standardised assessment such as the neurological-oncological-mechanical systemic (NOMS) framework; and  The assessment should be carried out by a multidisciplinary team (MDT), which may be inclusive of, but not limited to, radiation oncologists, spine surgeons and interventional radiologists, among others.
Orthopaedics | Spine - Thoracolumbar (TL) and sacral surgery | TL and sacral fusion and fixation implant | TL rod | NuVasive Inc. | RELINE MAS CoCr Rod, 6.0x600mm Straight | 12460600 | Standalone | DE0500730 | As per HSA registered indication(s) except for radiolucent implants which should be used as follows:  in patients with primary or metastatic spinal tumours who would benefit from post-operative high dose high precision beam therapy upon appropriate and stringent patient selection;  Patient selection should be done via standardised assessment such as the neurological-oncological-mechanical systemic (NOMS) framework; and  The assessment should be carried out by a multidisciplinary team (MDT), which may be inclusive of, but not limited to, radiation oncologists, spine surgeons and interventional radiologists, among others.
Orthopaedics | Spine - Thoracolumbar (TL) and sacral surgery | TL and sacral fusion and fixation implant | TL rod | NuVasive Inc. | RELINE MAS CoCr Rod, 6.0x60mm Lordotic | 11460060 | Standalone | DE0500730 | As per HSA registered indication(s) except for radiolucent implants which should be used as follows:  in patients with primary or metastatic spinal tumours who would benefit from post-operative high dose high precision beam therapy upon appropriate and stringent patient selection;  Patient selection should be done via standardised assessment such as the neurological-oncological-mechanical systemic (NOMS) framework; and  The assessment should be carried out by a multidisciplinary team (MDT), which may be inclusive of, but not limited to, radiation oncologists, spine surgeons and interventional radiologists, among others.
Orthopaedics | Spine - Thoracolumbar (TL) and sacral surgery | TL and sacral fusion and fixation implant | TL rod | NuVasive Inc. | RELINE MAS CoCr Rod, 6.0x60mm Straight | 12460060 | Standalone | DE0500730 | As per HSA registered indication(s) except for radiolucent implants which should be used as follows:  in patients with primary or metastatic spinal tumours who would benefit from post-operative high dose high precision beam therapy upon appropriate and stringent patient selection;  Patient selection should be done via standardised assessment such as the neurological-oncological-mechanical systemic (NOMS) framework; and  The assessment should be carried out by a multidisciplinary team (MDT), which may be inclusive of, but not limited to, radiation oncologists, spine surgeons and interventional radiologists, among others.
Orthopaedics | Spine - Thoracolumbar (TL) and sacral surgery | TL and sacral fusion and fixation implant | TL rod | NuVasive Inc. | RELINE MAS CoCr Rod, 6.0x65mm Lordotic | 11460065 | Standalone | DE0500730 | As per HSA registered indication(s) except for radiolucent implants which should be used as follows:  in patients with primary or metastatic spinal tumours who would benefit from post-operative high dose high precision beam therapy upon appropriate and stringent patient selection;  Patient selection should be done via standardised assessment such as the neurological-oncological-mechanical systemic (NOMS) framework; and  The assessment should be carried out by a multidisciplinary team (MDT), which may be inclusive of, but not limited to, radiation oncologists, spine surgeons and interventional radiologists, among others.
Orthopaedics | Spine - Thoracolumbar (TL) and sacral surgery | TL and sacral fusion and fixation implant | TL rod | NuVasive Inc. | RELINE MAS CoCr Rod, 6.0x65mm Straight | 12460065 | Standalone | DE0500730 | As per HSA registered indication(s) except for radiolucent implants which should be used as follows:  in patients with primary or metastatic spinal tumours who would benefit from post-operative high dose high precision beam therapy upon appropriate and stringent patient selection;  Patient selection should be done via standardised assessment such as the neurological-oncological-mechanical systemic (NOMS) framework; and  The assessment should be carried out by a multidisciplinary team (MDT), which may be inclusive of, but not limited to, radiation oncologists, spine surgeons and interventional radiologists, among others.
Orthopaedics | Spine - Thoracolumbar (TL) and sacral surgery | TL and sacral fusion and fixation implant | TL rod | NuVasive Inc. | RELINE MAS CoCr Rod, 6.0x70mm Lordotic | 11460070 | Standalone | DE0500730 | As per HSA registered indication(s) except for radiolucent implants which should be used as follows:  in patients with primary or metastatic spinal tumours who would benefit from post-operative high dose high precision beam therapy upon appropriate and stringent patient selection;  Patient selection should be done via standardised assessment such as the neurological-oncological-mechanical systemic (NOMS) framework; and  The assessment should be carried out by a multidisciplinary team (MDT), which may be inclusive of, but not limited to, radiation oncologists, spine surgeons and interventional radiologists, among others.
Orthopaedics | Spine - Thoracolumbar (TL) and sacral surgery | TL and sacral fusion and fixation implant | TL rod | NuVasive Inc. | RELINE MAS CoCr Rod, 6.0x70mm Straight | 12460070 | Standalone | DE0500730 | As per HSA registered indication(s) except for radiolucent implants which should be used as follows:  in patients with primary or metastatic spinal tumours who would benefit from post-operative high dose high precision beam therapy upon appropriate and stringent patient selection;  Patient selection should be done via standardised assessment such as the neurological-oncological-mechanical systemic (NOMS) framework; and  The assessment should be carried out by a multidisciplinary team (MDT), which may be inclusive of, but not limited to, radiation oncologists, spine surgeons and interventional radiologists, among others.
Orthopaedics | Spine - Thoracolumbar (TL) and sacral surgery | TL and sacral fusion and fixation implant | TL rod | NuVasive Inc. | RELINE MAS CoCr Rod, 6.0x75mm Lordotic | 11460075 | Standalone | DE0500730 | As per HSA registered indication(s) except for radiolucent implants which should be used as follows:  in patients with primary or metastatic spinal tumours who would benefit from post-operative high dose high precision beam therapy upon appropriate and stringent patient selection;  Patient selection should be done via standardised assessment such as the neurological-oncological-mechanical systemic (NOMS) framework; and  The assessment should be carried out by a multidisciplinary team (MDT), which may be inclusive of, but not limited to, radiation oncologists, spine surgeons and interventional radiologists, among others.
Orthopaedics | Spine - Thoracolumbar (TL) and sacral surgery | TL and sacral fusion and fixation implant | TL rod | NuVasive Inc. | RELINE MAS CoCr Rod, 6.0x75mm Straight | 12460075 | Standalone | DE0500730 | As per HSA registered indication(s) except for radiolucent implants which should be used as follows:  in patients with primary or metastatic spinal tumours who would benefit from post-operative high dose high precision beam therapy upon appropriate and stringent patient selection;  Patient selection should be done via standardised assessment such as the neurological-oncological-mechanical systemic (NOMS) framework; and  The assessment should be carried out by a multidisciplinary team (MDT), which may be inclusive of, but not limited to, radiation oncologists, spine surgeons and interventional radiologists, among others.
Orthopaedics | Spine - Thoracolumbar (TL) and sacral surgery | TL and sacral fusion and fixation implant | TL rod | NuVasive Inc. | RELINE MAS CoCr Rod, 6.0x80mm Lordotic | 11460080 | Standalone | DE0500730 | As per HSA registered indication(s) except for radiolucent implants which should be used as follows:  in patients with primary or metastatic spinal tumours who would benefit from post-operative high dose high precision beam therapy upon appropriate and stringent patient selection;  Patient selection should be done via standardised assessment such as the neurological-oncological-mechanical systemic (NOMS) framework; and  The assessment should be carried out by a multidisciplinary team (MDT), which may be inclusive of, but not limited to, radiation oncologists, spine surgeons and interventional radiologists, among others.
Orthopaedics | Spine - Thoracolumbar (TL) and sacral surgery | TL and sacral fusion and fixation implant | TL rod | NuVasive Inc. | RELINE MAS CoCr Rod, 6.0x80mm Straight | 12460080 | Standalone | DE0500730 | As per HSA registered indication(s) except for radiolucent implants which should be used as follows:  in patients with primary or metastatic spinal tumours who would benefit from post-operative high dose high precision beam therapy upon appropriate and stringent patient selection;  Patient selection should be done via standardised assessment such as the neurological-oncological-mechanical systemic (NOMS) framework; and  The assessment should be carried out by a multidisciplinary team (MDT), which may be inclusive of, but not limited to, radiation oncologists, spine surgeons and interventional radiologists, among others.
Orthopaedics | Spine - Thoracolumbar (TL) and sacral surgery | TL and sacral fusion and fixation implant | TL rod | NuVasive Inc. | RELINE MAS CoCr Rod, 6.0x85mm Lordotic | 11460085 | Standalone | DE0500730 | As per HSA registered indication(s) except for radiolucent implants which should be used as follows:  in patients with primary or metastatic spinal tumours who would benefit from post-operative high dose high precision beam therapy upon appropriate and stringent patient selection;  Patient selection should be done via standardised assessment such as the neurological-oncological-mechanical systemic (NOMS) framework; and  The assessment should be carried out by a multidisciplinary team (MDT), which may be inclusive of, but not limited to, radiation oncologists, spine surgeons and interventional radiologists, among others.
Orthopaedics | Spine - Thoracolumbar (TL) and sacral surgery | TL and sacral fusion and fixation implant | TL rod | NuVasive Inc. | RELINE MAS CoCr Rod, 6.0x85mm Straight | 12460085 | Standalone | DE0500730 | As per HSA registered indication(s) except for radiolucent implants which should be used as follows:  in patients with primary or metastatic spinal tumours who would benefit from post-operative high dose high precision beam therapy upon appropriate and stringent patient selection;  Patient selection should be done via standardised assessment such as the neurological-oncological-mechanical systemic (NOMS) framework; and  The assessment should be carried out by a multidisciplinary team (MDT), which may be inclusive of, but not limited to, radiation oncologists, spine surgeons and interventional radiologists, among others.
Orthopaedics | Spine - Thoracolumbar (TL) and sacral surgery | TL and sacral fusion and fixation implant | TL rod | NuVasive Inc. | RELINE MAS CoCr Rod, 6.0x90mm Lordotic | 11460090 | Standalone | DE0500730 | As per HSA registered indication(s) except for radiolucent implants which should be used as follows:  in patients with primary or metastatic spinal tumours who would benefit from post-operative high dose high precision beam therapy upon appropriate and stringent patient selection;  Patient selection should be done via standardised assessment such as the neurological-oncological-mechanical systemic (NOMS) framework; and  The assessment should be carried out by a multidisciplinary team (MDT), which may be inclusive of, but not limited to, radiation oncologists, spine surgeons and interventional radiologists, among others.
Orthopaedics | Spine - Thoracolumbar (TL) and sacral surgery | TL and sacral fusion and fixation implant | TL rod | NuVasive Inc. | RELINE MAS CoCr Rod, 6.0x90mm Straight | 12460090 | Standalone | DE0500730 | As per HSA registered indication(s) except for radiolucent implants which should be used as follows:  in patients with primary or metastatic spinal tumours who would benefit from post-operative high dose high precision beam therapy upon appropriate and stringent patient selection;  Patient selection should be done via standardised assessment such as the neurological-oncological-mechanical systemic (NOMS) framework; and  The assessment should be carried out by a multidisciplinary team (MDT), which may be inclusive of, but not limited to, radiation oncologists, spine surgeons and interventional radiologists, among others.
Orthopaedics | Spine - Thoracolumbar (TL) and sacral surgery | TL and sacral fusion and fixation implant | TL rod | NuVasive Inc. | RELINE MAS CoCr Rod, 6.0x95mm Lordotic | 11460095 | Standalone | DE0500730 | As per HSA registered indication(s) except for radiolucent implants which should be used as follows:  in patients with primary or metastatic spinal tumours who would benefit from post-operative high dose high precision beam therapy upon appropriate and stringent patient selection;  Patient selection should be done via standardised assessment such as the neurological-oncological-mechanical systemic (NOMS) framework; and  The assessment should be carried out by a multidisciplinary team (MDT), which may be inclusive of, but not limited to, radiation oncologists, spine surgeons and interventional radiologists, among others.
Orthopaedics | Spine - Thoracolumbar (TL) and sacral surgery | TL and sacral fusion and fixation implant | TL rod | NuVasive Inc. | RELINE MAS CoCr Rod, 6.0x95mm Straight | 12460095 | Standalone | DE0500730 | As per HSA registered indication(s) except for radiolucent implants which should be used as follows:  in patients with primary or metastatic spinal tumours who would benefit from post-operative high dose high precision beam therapy upon appropriate and stringent patient selection;  Patient selection should be done via standardised assessment such as the neurological-oncological-mechanical systemic (NOMS) framework; and  The assessment should be carried out by a multidisciplinary team (MDT), which may be inclusive of, but not limited to, radiation oncologists, spine surgeons and interventional radiologists, among others.
Orthopaedics | Spine - Thoracolumbar (TL) and sacral surgery | TL and sacral fusion and fixation implant | TL pedicle screw - Shank, tulip | NuVasive Inc. | RELINE MAS MOD, Reduction Extension | 16191111 | Standalone | DE0500730 | As per HSA registered indication(s) except for radiolucent implants which should be used as follows:  in patients with primary or metastatic spinal tumours who would benefit from post-operative high dose high precision beam therapy upon appropriate and stringent patient selection;  Patient selection should be done via standardised assessment such as the neurological-oncological-mechanical systemic (NOMS) framework; and  The assessment should be carried out by a multidisciplinary team (MDT), which may be inclusive of, but not limited to, radiation oncologists, spine surgeons and interventional radiologists, among others.
Orthopaedics | Spine - Thoracolumbar (TL) and sacral surgery | TL and sacral fusion and fixation implant | TL pedicle screw - Shank, tulip | NuVasive Inc. | RELINE MAS Red Screw, 4.5x25mm Poly 2C | 16024525 | Standalone | DE0500730 | As per HSA registered indication(s) except for radiolucent implants which should be used as follows:  in patients with primary or metastatic spinal tumours who would benefit from post-operative high dose high precision beam therapy upon appropriate and stringent patient selection;  Patient selection should be done via standardised assessment such as the neurological-oncological-mechanical systemic (NOMS) framework; and  The assessment should be carried out by a multidisciplinary team (MDT), which may be inclusive of, but not limited to, radiation oncologists, spine surgeons and interventional radiologists, among others.
Orthopaedics | Spine - Thoracolumbar (TL) and sacral surgery | TL and sacral fusion and fixation implant | TL pedicle screw - Shank, tulip | NuVasive Inc. | RELINE MAS Red Screw, 4.5x30mm Poly 2C | 16024530 | Standalone | DE0500730 | As per HSA registered indication(s) except for radiolucent implants which should be used as follows:  in patients with primary or metastatic spinal tumours who would benefit from post-operative high dose high precision beam therapy upon appropriate and stringent patient selection;  Patient selection should be done via standardised assessment such as the neurological-oncological-mechanical systemic (NOMS) framework; and  The assessment should be carried out by a multidisciplinary team (MDT), which may be inclusive of, but not limited to, radiation oncologists, spine surgeons and interventional radiologists, among others.
Orthopaedics | Spine - Thoracolumbar (TL) and sacral surgery | TL and sacral fusion and fixation implant | TL pedicle screw - Shank, tulip | NuVasive Inc. | RELINE MAS Red Screw, 4.5x35mm Poly 2C | 16024535 | Standalone | DE0500730 | As per HSA registered indication(s) except for radiolucent implants which should be used as follows:  in patients with primary or metastatic spinal tumours who would benefit from post-operative high dose high precision beam therapy upon appropriate and stringent patient selection;  Patient selection should be done via standardised assessment such as the neurological-oncological-mechanical systemic (NOMS) framework; and  The assessment should be carried out by a multidisciplinary team (MDT), which may be inclusive of, but not limited to, radiation oncologists, spine surgeons and interventional radiologists, among others.
Orthopaedics | Spine - Thoracolumbar (TL) and sacral surgery | TL and sacral fusion and fixation implant | TL pedicle screw - Shank, tulip | NuVasive Inc. | RELINE MAS Red Screw, 4.5x40mm Poly 2C | 16024540 | Standalone | DE0500730 | As per HSA registered indication(s) except for radiolucent implants which should be used as follows:  in patients with primary or metastatic spinal tumours who would benefit from post-operative high dose high precision beam therapy upon appropriate and stringent patient selection;  Patient selection should be done via standardised assessment such as the neurological-oncological-mechanical systemic (NOMS) framework; and  The assessment should be carried out by a multidisciplinary team (MDT), which may be inclusive of, but not limited to, radiation oncologists, spine surgeons and interventional radiologists, among others.
Orthopaedics | Spine - Thoracolumbar (TL) and sacral surgery | TL and sacral fusion and fixation implant | TL pedicle screw - Shank, tulip | NuVasive Inc. | RELINE MAS Red Screw, 4.5x45mm Poly 2C | 16024545 | Standalone | DE0500730 | As per HSA registered indication(s) except for radiolucent implants which should be used as follows:  in patients with primary or metastatic spinal tumours who would benefit from post-operative high dose high precision beam therapy upon appropriate and stringent patient selection;  Patient selection should be done via standardised assessment such as the neurological-oncological-mechanical systemic (NOMS) framework; and  The assessment should be carried out by a multidisciplinary team (MDT), which may be inclusive of, but not limited to, radiation oncologists, spine surgeons and interventional radiologists, among others.
Orthopaedics | Spine - Thoracolumbar (TL) and sacral surgery | TL and sacral fusion and fixation implant | TL pedicle screw - Shank, tulip | NuVasive Inc. | RELINE MAS Red Screw, 4.5x50mm Poly 2C | 16024550 | Standalone | DE0500730 | As per HSA registered indication(s) except for radiolucent implants which should be used as follows:  in patients with primary or metastatic spinal tumours who would benefit from post-operative high dose high precision beam therapy upon appropriate and stringent patient selection;  Patient selection should be done via standardised assessment such as the neurological-oncological-mechanical systemic (NOMS) framework; and  The assessment should be carried out by a multidisciplinary team (MDT), which may be inclusive of, but not limited to, radiation oncologists, spine surgeons and interventional radiologists, among others.
Orthopaedics | Spine - Thoracolumbar (TL) and sacral surgery | TL and sacral fusion and fixation implant | TL pedicle screw - Shank, tulip | NuVasive Inc. | RELINE MAS Red Screw, 4.5x55mm Poly 2C | 16024555 | Standalone | DE0500730 | As per HSA registered indication(s) except for radiolucent implants which should be used as follows:  in patients with primary or metastatic spinal tumours who would benefit from post-operative high dose high precision beam therapy upon appropriate and stringent patient selection;  Patient selection should be done via standardised assessment such as the neurological-oncological-mechanical systemic (NOMS) framework; and  The assessment should be carried out by a multidisciplinary team (MDT), which may be inclusive of, but not limited to, radiation oncologists, spine surgeons and interventional radiologists, among others.
Orthopaedics | Spine - Thoracolumbar (TL) and sacral surgery | TL and sacral fusion and fixation implant | TL pedicle screw - Shank, tulip | NuVasive Inc. | RELINE MAS Red Screw, 5.5x30mm Poly 2C | 16025530 | Standalone | DE0500730 | As per HSA registered indication(s) except for radiolucent implants which should be used as follows:  in patients with primary or metastatic spinal tumours who would benefit from post-operative high dose high precision beam therapy upon appropriate and stringent patient selection;  Patient selection should be done via standardised assessment such as the neurological-oncological-mechanical systemic (NOMS) framework; and  The assessment should be carried out by a multidisciplinary team (MDT), which may be inclusive of, but not limited to, radiation oncologists, spine surgeons and interventional radiologists, among others.
Orthopaedics | Spine - Thoracolumbar (TL) and sacral surgery | TL and sacral fusion and fixation implant | TL pedicle screw - Shank, tulip | NuVasive Inc. | RELINE MAS Red Screw, 5.5x35mm Poly 2C | 16025535 | Standalone | DE0500730 | As per HSA registered indication(s) except for radiolucent implants which should be used as follows:  in patients with primary or metastatic spinal tumours who would benefit from post-operative high dose high precision beam therapy upon appropriate and stringent patient selection;  Patient selection should be done via standardised assessment such as the neurological-oncological-mechanical systemic (NOMS) framework; and  The assessment should be carried out by a multidisciplinary team (MDT), which may be inclusive of, but not limited to, radiation oncologists, spine surgeons and interventional radiologists, among others.
Orthopaedics | Spine - Thoracolumbar (TL) and sacral surgery | TL and sacral fusion and fixation implant | TL pedicle screw - Shank, tulip | NuVasive Inc. | RELINE MAS Red Screw, 5.5x40mm Poly 2C | 16025540 | Standalone | DE0500730 | As per HSA registered indication(s) except for radiolucent implants which should be used as follows:  in patients with primary or metastatic spinal tumours who would benefit from post-operative high dose high precision beam therapy upon appropriate and stringent patient selection;  Patient selection should be done via standardised assessment such as the neurological-oncological-mechanical systemic (NOMS) framework; and  The assessment should be carried out by a multidisciplinary team (MDT), which may be inclusive of, but not limited to, radiation oncologists, spine surgeons and interventional radiologists, among others.
Orthopaedics | Spine - Thoracolumbar (TL) and sacral surgery | TL and sacral fusion and fixation implant | TL pedicle screw - Shank, tulip | NuVasive Inc. | RELINE MAS Red Screw, 5.5x45mm Poly 2C | 16025545 | Standalone | DE0500730 | As per HSA registered indication(s) except for radiolucent implants which should be used as follows:  in patients with primary or metastatic spinal tumours who would benefit from post-operative high dose high precision beam therapy upon appropriate and stringent patient selection;  Patient selection should be done via standardised assessment such as the neurological-oncological-mechanical systemic (NOMS) framework; and  The assessment should be carried out by a multidisciplinary team (MDT), which may be inclusive of, but not limited to, radiation oncologists, spine surgeons and interventional radiologists, among others.
Orthopaedics | Spine - Thoracolumbar (TL) and sacral surgery | TL and sacral fusion and fixation implant | TL pedicle screw - Shank, tulip | NuVasive Inc. | RELINE MAS Red Screw, 5.5x50mm Poly 2C | 16025550 | Standalone | DE0500730 | As per HSA registered indication(s) except for radiolucent implants which should be used as follows:  in patients with primary or metastatic spinal tumours who would benefit from post-operative high dose high precision beam therapy upon appropriate and stringent patient selection;  Patient selection should be done via standardised assessment such as the neurological-oncological-mechanical systemic (NOMS) framework; and  The assessment should be carried out by a multidisciplinary team (MDT), which may be inclusive of, but not limited to, radiation oncologists, spine surgeons and interventional radiologists, among others.
Orthopaedics | Spine - Thoracolumbar (TL) and sacral surgery | TL and sacral fusion and fixation implant | TL pedicle screw - Shank, tulip | NuVasive Inc. | RELINE MAS Red Screw, 5.5x55mm Poly 2C | 16025555 | Standalone | DE0500730 | As per HSA registered indication(s) except for radiolucent implants which should be used as follows:  in patients with primary or metastatic spinal tumours who would benefit from post-operative high dose high precision beam therapy upon appropriate and stringent patient selection;  Patient selection should be done via standardised assessment such as the neurological-oncological-mechanical systemic (NOMS) framework; and  The assessment should be carried out by a multidisciplinary team (MDT), which may be inclusive of, but not limited to, radiation oncologists, spine surgeons and interventional radiologists, among others.
Orthopaedics | Spine - Thoracolumbar (TL) and sacral surgery | TL and sacral fusion and fixation implant | TL pedicle screw - Shank, tulip | NuVasive Inc. | RELINE MAS Red Screw, 6.0x40mm Poly 2C | 16026040 | Standalone | DE0500730 | As per HSA registered indication(s) except for radiolucent implants which should be used as follows:  in patients with primary or metastatic spinal tumours who would benefit from post-operative high dose high precision beam therapy upon appropriate and stringent patient selection;  Patient selection should be done via standardised assessment such as the neurological-oncological-mechanical systemic (NOMS) framework; and  The assessment should be carried out by a multidisciplinary team (MDT), which may be inclusive of, but not limited to, radiation oncologists, spine surgeons and interventional radiologists, among others.
Orthopaedics | Spine - Thoracolumbar (TL) and sacral surgery | TL and sacral fusion and fixation implant | TL pedicle screw - Shank, tulip | NuVasive Inc. | RELINE MAS Red Screw, 6.5x30mm Poly 2C | 16026530 | Standalone | DE0500730 | As per HSA registered indication(s) except for radiolucent implants which should be used as follows:  in patients with primary or metastatic spinal tumours who would benefit from post-operative high dose high precision beam therapy upon appropriate and stringent patient selection;  Patient selection should be done via standardised assessment such as the neurological-oncological-mechanical systemic (NOMS) framework; and  The assessment should be carried out by a multidisciplinary team (MDT), which may be inclusive of, but not limited to, radiation oncologists, spine surgeons and interventional radiologists, among others.
Orthopaedics | Spine - Thoracolumbar (TL) and sacral surgery | TL and sacral fusion and fixation implant | TL pedicle screw - Shank, tulip | NuVasive Inc. | RELINE MAS Red Screw, 6.5x35mm Poly 2C | 16026535 | Standalone | DE0500730 | As per HSA registered indication(s) except for radiolucent implants which should be used as follows:  in patients with primary or metastatic spinal tumours who would benefit from post-operative high dose high precision beam therapy upon appropriate and stringent patient selection;  Patient selection should be done via standardised assessment such as the neurological-oncological-mechanical systemic (NOMS) framework; and  The assessment should be carried out by a multidisciplinary team (MDT), which may be inclusive of, but not limited to, radiation oncologists, spine surgeons and interventional radiologists, among others.
Orthopaedics | Spine - Thoracolumbar (TL) and sacral surgery | TL and sacral fusion and fixation implant | TL pedicle screw - Shank, tulip | NuVasive Inc. | RELINE MAS Red Screw, 6.5x40mm Poly 2C | 16026540 | Standalone | DE0500730 | As per HSA registered indication(s) except for radiolucent implants which should be used as follows:  in patients with primary or metastatic spinal tumours who would benefit from post-operative high dose high precision beam therapy upon appropriate and stringent patient selection;  Patient selection should be done via standardised assessment such as the neurological-oncological-mechanical systemic (NOMS) framework; and  The assessment should be carried out by a multidisciplinary team (MDT), which may be inclusive of, but not limited to, radiation oncologists, spine surgeons and interventional radiologists, among others.
Orthopaedics | Spine - Thoracolumbar (TL) and sacral surgery | TL and sacral fusion and fixation implant | TL pedicle screw - Shank, tulip | NuVasive Inc. | RELINE MAS Red Screw, 6.5x45mm Poly 2C | 16026545 | Standalone | DE0500730 | As per HSA registered indication(s) except for radiolucent implants which should be used as follows:  in patients with primary or metastatic spinal tumours who would benefit from post-operative high dose high precision beam therapy upon appropriate and stringent patient selection;  Patient selection should be done via standardised assessment such as the neurological-oncological-mechanical systemic (NOMS) framework; and  The assessment should be carried out by a multidisciplinary team (MDT), which may be inclusive of, but not limited to, radiation oncologists, spine surgeons and interventional radiologists, among others.
Orthopaedics | Spine - Thoracolumbar (TL) and sacral surgery | TL and sacral fusion and fixation implant | TL pedicle screw - Shank, tulip | NuVasive Inc. | RELINE MAS Red Screw, 6.5x50mm Poly 2C | 16026550 | Standalone | DE0500730 | As per HSA registered indication(s) except for radiolucent implants which should be used as follows:  in patients with primary or metastatic spinal tumours who would benefit from post-operative high dose high precision beam therapy upon appropriate and stringent patient selection;  Patient selection should be done via standardised assessment such as the neurological-oncological-mechanical systemic (NOMS) framework; and  The assessment should be carried out by a multidisciplinary team (MDT), which may be inclusive of, but not limited to, radiation oncologists, spine surgeons and interventional radiologists, among others.
Orthopaedics | Spine - Thoracolumbar (TL) and sacral surgery | TL and sacral fusion and fixation implant | TL pedicle screw - Shank, tulip | NuVasive Inc. | RELINE MAS Red Screw, 6.5x55mm Poly 2C | 16026555 | Standalone | DE0500730 | As per HSA registered indication(s) except for radiolucent implants which should be used as follows:  in patients with primary or metastatic spinal tumours who would benefit from post-operative high dose high precision beam therapy upon appropriate and stringent patient selection;  Patient selection should be done via standardised assessment such as the neurological-oncological-mechanical systemic (NOMS) framework; and  The assessment should be carried out by a multidisciplinary team (MDT), which may be inclusive of, but not limited to, radiation oncologists, spine surgeons and interventional radiologists, among others.
Orthopaedics | Spine - Thoracolumbar (TL) and sacral surgery | TL and sacral fusion and fixation implant | TL pedicle screw - Shank, tulip | NuVasive Inc. | RELINE MAS Red Screw, 7.5x35mm Poly 2C | 16027535 | Standalone | DE0500730 | As per HSA registered indication(s) except for radiolucent implants which should be used as follows:  in patients with primary or metastatic spinal tumours who would benefit from post-operative high dose high precision beam therapy upon appropriate and stringent patient selection;  Patient selection should be done via standardised assessment such as the neurological-oncological-mechanical systemic (NOMS) framework; and  The assessment should be carried out by a multidisciplinary team (MDT), which may be inclusive of, but not limited to, radiation oncologists, spine surgeons and interventional radiologists, among others.
Orthopaedics | Spine - Thoracolumbar (TL) and sacral surgery | TL and sacral fusion and fixation implant | TL pedicle screw - Shank, tulip | NuVasive Inc. | RELINE MAS Red Screw, 7.5x40mm Poly 2C | 16027540 | Standalone | DE0500730 | As per HSA registered indication(s) except for radiolucent implants which should be used as follows:  in patients with primary or metastatic spinal tumours who would benefit from post-operative high dose high precision beam therapy upon appropriate and stringent patient selection;  Patient selection should be done via standardised assessment such as the neurological-oncological-mechanical systemic (NOMS) framework; and  The assessment should be carried out by a multidisciplinary team (MDT), which may be inclusive of, but not limited to, radiation oncologists, spine surgeons and interventional radiologists, among others.
Orthopaedics | Spine - Thoracolumbar (TL) and sacral surgery | TL and sacral fusion and fixation implant | TL pedicle screw - Shank, tulip | NuVasive Inc. | RELINE MAS Red Screw, 7.5x45mm Poly 2C | 16027545 | Standalone | DE0500730 | As per HSA registered indication(s) except for radiolucent implants which should be used as follows:  in patients with primary or metastatic spinal tumours who would benefit from post-operative high dose high precision beam therapy upon appropriate and stringent patient selection;  Patient selection should be done via standardised assessment such as the neurological-oncological-mechanical systemic (NOMS) framework; and  The assessment should be carried out by a multidisciplinary team (MDT), which may be inclusive of, but not limited to, radiation oncologists, spine surgeons and interventional radiologists, among others.
Orthopaedics | Spine - Thoracolumbar (TL) and sacral surgery | TL and sacral fusion and fixation implant | TL pedicle screw - Shank, tulip | NuVasive Inc. | RELINE MAS Red Screw, 7.5x50mm Poly 2C | 16027550 | Standalone | DE0500730 | As per HSA registered indication(s) except for radiolucent implants which should be used as follows:  in patients with primary or metastatic spinal tumours who would benefit from post-operative high dose high precision beam therapy upon appropriate and stringent patient selection;  Patient selection should be done via standardised assessment such as the neurological-oncological-mechanical systemic (NOMS) framework; and  The assessment should be carried out by a multidisciplinary team (MDT), which may be inclusive of, but not limited to, radiation oncologists, spine surgeons and interventional radiologists, among others.
Orthopaedics | Spine - Thoracolumbar (TL) and sacral surgery | TL and sacral fusion and fixation implant | TL pedicle screw - Shank, tulip | NuVasive Inc. | RELINE MAS Red Screw, 7.5x55mm Poly 2C | 16027555 | Standalone | DE0500730 | As per HSA registered indication(s) except for radiolucent implants which should be used as follows:  in patients with primary or metastatic spinal tumours who would benefit from post-operative high dose high precision beam therapy upon appropriate and stringent patient selection;  Patient selection should be done via standardised assessment such as the neurological-oncological-mechanical systemic (NOMS) framework; and  The assessment should be carried out by a multidisciplinary team (MDT), which may be inclusive of, but not limited to, radiation oncologists, spine surgeons and interventional radiologists, among others.
Orthopaedics | Spine - Thoracolumbar (TL) and sacral surgery | TL and sacral fusion and fixation implant | TL pedicle screw - Shank, tulip | NuVasive Inc. | RELINE MAS Red Screw, 8.5x35mm Poly 2C | 16028535 | Standalone | DE0500730 | As per HSA registered indication(s) except for radiolucent implants which should be used as follows:  in patients with primary or metastatic spinal tumours who would benefit from post-operative high dose high precision beam therapy upon appropriate and stringent patient selection;  Patient selection should be done via standardised assessment such as the neurological-oncological-mechanical systemic (NOMS) framework; and  The assessment should be carried out by a multidisciplinary team (MDT), which may be inclusive of, but not limited to, radiation oncologists, spine surgeons and interventional radiologists, among others.
Orthopaedics | Spine - Thoracolumbar (TL) and sacral surgery | TL and sacral fusion and fixation implant | TL pedicle screw - Shank, tulip | NuVasive Inc. | RELINE MAS Red Screw, 8.5x40mm Poly 2C | 16028540 | Standalone | DE0500730 | As per HSA registered indication(s) except for radiolucent implants which should be used as follows:  in patients with primary or metastatic spinal tumours who would benefit from post-operative high dose high precision beam therapy upon appropriate and stringent patient selection;  Patient selection should be done via standardised assessment such as the neurological-oncological-mechanical systemic (NOMS) framework; and  The assessment should be carried out by a multidisciplinary team (MDT), which may be inclusive of, but not limited to, radiation oncologists, spine surgeons and interventional radiologists, among others.
Orthopaedics | Spine - Thoracolumbar (TL) and sacral surgery | TL and sacral fusion and fixation implant | TL pedicle screw - Shank, tulip | NuVasive Inc. | RELINE MAS Red Screw, 8.5x45mm Poly 2C | 16028545 | Standalone | DE0500730 | As per HSA registered indication(s) except for radiolucent implants which should be used as follows:  in patients with primary or metastatic spinal tumours who would benefit from post-operative high dose high precision beam therapy upon appropriate and stringent patient selection;  Patient selection should be done via standardised assessment such as the neurological-oncological-mechanical systemic (NOMS) framework; and  The assessment should be carried out by a multidisciplinary team (MDT), which may be inclusive of, but not limited to, radiation oncologists, spine surgeons and interventional radiologists, among others.
Orthopaedics | Spine - Thoracolumbar (TL) and sacral surgery | TL and sacral fusion and fixation implant | TL pedicle screw - Shank, tulip | NuVasive Inc. | RELINE MAS Red Screw, 8.5x50mm Poly 2C | 16028550 | Standalone | DE0500730 | As per HSA registered indication(s) except for radiolucent implants which should be used as follows:  in patients with primary or metastatic spinal tumours who would benefit from post-operative high dose high precision beam therapy upon appropriate and stringent patient selection;  Patient selection should be done via standardised assessment such as the neurological-oncological-mechanical systemic (NOMS) framework; and  The assessment should be carried out by a multidisciplinary team (MDT), which may be inclusive of, but not limited to, radiation oncologists, spine surgeons and interventional radiologists, among others.
Orthopaedics | Spine - Thoracolumbar (TL) and sacral surgery | TL and sacral fusion and fixation implant | TL pedicle screw - Shank, tulip | NuVasive Inc. | RELINE MAS Red Screw, 8.5x55mm Poly 2C | 16028555 | Standalone | DE0500730 | As per HSA registered indication(s) except for radiolucent implants which should be used as follows:  in patients with primary or metastatic spinal tumours who would benefit from post-operative high dose high precision beam therapy upon appropriate and stringent patient selection;  Patient selection should be done via standardised assessment such as the neurological-oncological-mechanical systemic (NOMS) framework; and  The assessment should be carried out by a multidisciplinary team (MDT), which may be inclusive of, but not limited to, radiation oncologists, spine surgeons and interventional radiologists, among others.
Orthopaedics | Spine - Thoracolumbar (TL) and sacral surgery | TL and sacral fusion and fixation implant | TL pedicle screw - Shank, tulip | NuVasive Inc. | RELINE MAS Red Screw, 9.5x35mm Poly 2C | 16029535 | Standalone | DE0500730 | As per HSA registered indication(s) except for radiolucent implants which should be used as follows:  in patients with primary or metastatic spinal tumours who would benefit from post-operative high dose high precision beam therapy upon appropriate and stringent patient selection;  Patient selection should be done via standardised assessment such as the neurological-oncological-mechanical systemic (NOMS) framework; and  The assessment should be carried out by a multidisciplinary team (MDT), which may be inclusive of, but not limited to, radiation oncologists, spine surgeons and interventional radiologists, among others.
Orthopaedics | Spine - Thoracolumbar (TL) and sacral surgery | TL and sacral fusion and fixation implant | TL pedicle screw - Shank, tulip | NuVasive Inc. | RELINE MAS Red Screw, 9.5x40mm Poly 2C | 16029540 | Standalone | DE0500730 | As per HSA registered indication(s) except for radiolucent implants which should be used as follows:  in patients with primary or metastatic spinal tumours who would benefit from post-operative high dose high precision beam therapy upon appropriate and stringent patient selection;  Patient selection should be done via standardised assessment such as the neurological-oncological-mechanical systemic (NOMS) framework; and  The assessment should be carried out by a multidisciplinary team (MDT), which may be inclusive of, but not limited to, radiation oncologists, spine surgeons and interventional radiologists, among others.
Orthopaedics | Spine - Thoracolumbar (TL) and sacral surgery | TL and sacral fusion and fixation implant | TL pedicle screw - Shank, tulip | NuVasive Inc. | RELINE MAS Red Screw, 9.5x45mm Poly 2C | 16029545 | Standalone | DE0500730 | As per HSA registered indication(s) except for radiolucent implants which should be used as follows:  in patients with primary or metastatic spinal tumours who would benefit from post-operative high dose high precision beam therapy upon appropriate and stringent patient selection;  Patient selection should be done via standardised assessment such as the neurological-oncological-mechanical systemic (NOMS) framework; and  The assessment should be carried out by a multidisciplinary team (MDT), which may be inclusive of, but not limited to, radiation oncologists, spine surgeons and interventional radiologists, among others.
Orthopaedics | Spine - Thoracolumbar (TL) and sacral surgery | TL and sacral fusion and fixation implant | TL pedicle screw - Shank, tulip | NuVasive Inc. | RELINE MAS Red Screw, 9.5x50mm Poly 2C | 16029550 | Standalone | DE0500730 | As per HSA registered indication(s) except for radiolucent implants which should be used as follows:  in patients with primary or metastatic spinal tumours who would benefit from post-operative high dose high precision beam therapy upon appropriate and stringent patient selection;  Patient selection should be done via standardised assessment such as the neurological-oncological-mechanical systemic (NOMS) framework; and  The assessment should be carried out by a multidisciplinary team (MDT), which may be inclusive of, but not limited to, radiation oncologists, spine surgeons and interventional radiologists, among others.
Orthopaedics | Spine - Thoracolumbar (TL) and sacral surgery | TL and sacral fusion and fixation implant | TL pedicle screw - Shank, tulip | NuVasive Inc. | RELINE MAS Red Screw, 9.5x55mm Poly 2C | 16029555 | Standalone | DE0500730 | As per HSA registered indication(s) except for radiolucent implants which should be used as follows:  in patients with primary or metastatic spinal tumours who would benefit from post-operative high dose high precision beam therapy upon appropriate and stringent patient selection;  Patient selection should be done via standardised assessment such as the neurological-oncological-mechanical systemic (NOMS) framework; and  The assessment should be carried out by a multidisciplinary team (MDT), which may be inclusive of, but not limited to, radiation oncologists, spine surgeons and interventional radiologists, among others.
Orthopaedics | Spine - Thoracolumbar (TL) and sacral surgery | TL and sacral fusion and fixation implant | TL pedicle screw - Shank, tulip | NuVasive Inc. | RELINE MAS Screw, 12.5x50mm 2C Polyaxial | 16012550 | Standalone | DE0500730 | As per HSA registered indication(s) except for radiolucent implants which should be used as follows:  in patients with primary or metastatic spinal tumours who would benefit from post-operative high dose high precision beam therapy upon appropriate and stringent patient selection;  Patient selection should be done via standardised assessment such as the neurological-oncological-mechanical systemic (NOMS) framework; and  The assessment should be carried out by a multidisciplinary team (MDT), which may be inclusive of, but not limited to, radiation oncologists, spine surgeons and interventional radiologists, among others.
Orthopaedics | Spine - Thoracolumbar (TL) and sacral surgery | TL and sacral fusion and fixation implant | TL pedicle screw - Shank, tulip | NuVasive Inc. | RELINE MAS Screw, 4.5x25mm 2C Polyaxial | 16014525 | Standalone | DE0500730 | As per HSA registered indication(s) except for radiolucent implants which should be used as follows:  in patients with primary or metastatic spinal tumours who would benefit from post-operative high dose high precision beam therapy upon appropriate and stringent patient selection;  Patient selection should be done via standardised assessment such as the neurological-oncological-mechanical systemic (NOMS) framework; and  The assessment should be carried out by a multidisciplinary team (MDT), which may be inclusive of, but not limited to, radiation oncologists, spine surgeons and interventional radiologists, among others.
Orthopaedics | Spine - Thoracolumbar (TL) and sacral surgery | TL and sacral fusion and fixation implant | TL pedicle screw - Shank, tulip | NuVasive Inc. | RELINE MAS Screw, 4.5x25mm Traction Poly | 16114525 | Standalone | DE0500730 | As per HSA registered indication(s) except for radiolucent implants which should be used as follows:  in patients with primary or metastatic spinal tumours who would benefit from post-operative high dose high precision beam therapy upon appropriate and stringent patient selection;  Patient selection should be done via standardised assessment such as the neurological-oncological-mechanical systemic (NOMS) framework; and  The assessment should be carried out by a multidisciplinary team (MDT), which may be inclusive of, but not limited to, radiation oncologists, spine surgeons and interventional radiologists, among others.
Orthopaedics | Spine - Thoracolumbar (TL) and sacral surgery | TL and sacral fusion and fixation implant | TL pedicle screw - Shank, tulip | NuVasive Inc. | RELINE MAS Screw, 4.5x30mm 2C Polyaxial | 16014530 | Standalone | DE0500730 | As per HSA registered indication(s) except for radiolucent implants which should be used as follows:  in patients with primary or metastatic spinal tumours who would benefit from post-operative high dose high precision beam therapy upon appropriate and stringent patient selection;  Patient selection should be done via standardised assessment such as the neurological-oncological-mechanical systemic (NOMS) framework; and  The assessment should be carried out by a multidisciplinary team (MDT), which may be inclusive of, but not limited to, radiation oncologists, spine surgeons and interventional radiologists, among others.
Orthopaedics | Spine - Thoracolumbar (TL) and sacral surgery | TL and sacral fusion and fixation implant | TL pedicle screw - Shank, tulip | NuVasive Inc. | RELINE MAS Screw, 4.5x30mm Traction Poly | 16114530 | Standalone | DE0500730 | As per HSA registered indication(s) except for radiolucent implants which should be used as follows:  in patients with primary or metastatic spinal tumours who would benefit from post-operative high dose high precision beam therapy upon appropriate and stringent patient selection;  Patient selection should be done via standardised assessment such as the neurological-oncological-mechanical systemic (NOMS) framework; and  The assessment should be carried out by a multidisciplinary team (MDT), which may be inclusive of, but not limited to, radiation oncologists, spine surgeons and interventional radiologists, among others.
Orthopaedics | Spine - Thoracolumbar (TL) and sacral surgery | TL and sacral fusion and fixation implant | TL pedicle screw - Shank, tulip | NuVasive Inc. | RELINE MAS Screw, 4.5x35mm 2C Polyaxial | 16014535 | Standalone | DE0500730 | As per HSA registered indication(s) except for radiolucent implants which should be used as follows:  in patients with primary or metastatic spinal tumours who would benefit from post-operative high dose high precision beam therapy upon appropriate and stringent patient selection;  Patient selection should be done via standardised assessment such as the neurological-oncological-mechanical systemic (NOMS) framework; and  The assessment should be carried out by a multidisciplinary team (MDT), which may be inclusive of, but not limited to, radiation oncologists, spine surgeons and interventional radiologists, among others.
Orthopaedics | Spine - Thoracolumbar (TL) and sacral surgery | TL and sacral fusion and fixation implant | TL pedicle screw - Shank, tulip | NuVasive Inc. | RELINE MAS Screw, 4.5x35mm Traction Poly | 16114535 | Standalone | DE0500730 | As per HSA registered indication(s) except for radiolucent implants which should be used as follows:  in patients with primary or metastatic spinal tumours who would benefit from post-operative high dose high precision beam therapy upon appropriate and stringent patient selection;  Patient selection should be done via standardised assessment such as the neurological-oncological-mechanical systemic (NOMS) framework; and  The assessment should be carried out by a multidisciplinary team (MDT), which may be inclusive of, but not limited to, radiation oncologists, spine surgeons and interventional radiologists, among others.
Orthopaedics | Spine - Thoracolumbar (TL) and sacral surgery | TL and sacral fusion and fixation implant | TL pedicle screw - Shank, tulip | NuVasive Inc. | RELINE MAS Screw, 4.5x40mm 2C Polyaxial | 16014540 | Standalone | DE0500730 | As per HSA registered indication(s) except for radiolucent implants which should be used as follows:  in patients with primary or metastatic spinal tumours who would benefit from post-operative high dose high precision beam therapy upon appropriate and stringent patient selection;  Patient selection should be done via standardised assessment such as the neurological-oncological-mechanical systemic (NOMS) framework; and  The assessment should be carried out by a multidisciplinary team (MDT), which may be inclusive of, but not limited to, radiation oncologists, spine surgeons and interventional radiologists, among others.
Orthopaedics | Spine - Thoracolumbar (TL) and sacral surgery | TL and sacral fusion and fixation implant | TL pedicle screw - Shank, tulip | NuVasive Inc. | RELINE MAS Screw, 4.5x40mm Traction Poly | 16114540 | Standalone | DE0500730 | As per HSA registered indication(s) except for radiolucent implants which should be used as follows:  in patients with primary or metastatic spinal tumours who would benefit from post-operative high dose high precision beam therapy upon appropriate and stringent patient selection;  Patient selection should be done via standardised assessment such as the neurological-oncological-mechanical systemic (NOMS) framework; and  The assessment should be carried out by a multidisciplinary team (MDT), which may be inclusive of, but not limited to, radiation oncologists, spine surgeons and interventional radiologists, among others.
Orthopaedics | Spine - Thoracolumbar (TL) and sacral surgery | TL and sacral fusion and fixation implant | TL pedicle screw - Shank, tulip | NuVasive Inc. | RELINE MAS Screw, 4.5x45mm 2C Polyaxial | 16014545 | Standalone | DE0500730 | As per HSA registered indication(s) except for radiolucent implants which should be used as follows:  in patients with primary or metastatic spinal tumours who would benefit from post-operative high dose high precision beam therapy upon appropriate and stringent patient selection;  Patient selection should be done via standardised assessment such as the neurological-oncological-mechanical systemic (NOMS) framework; and  The assessment should be carried out by a multidisciplinary team (MDT), which may be inclusive of, but not limited to, radiation oncologists, spine surgeons and interventional radiologists, among others.
Orthopaedics | Spine - Thoracolumbar (TL) and sacral surgery | TL and sacral fusion and fixation implant | TL pedicle screw - Shank, tulip | NuVasive Inc. | RELINE MAS Screw, 4.5x45mm Traction Poly | 16114545 | Standalone | DE0500730 | As per HSA registered indication(s) except for radiolucent implants which should be used as follows:  in patients with primary or metastatic spinal tumours who would benefit from post-operative high dose high precision beam therapy upon appropriate and stringent patient selection;  Patient selection should be done via standardised assessment such as the neurological-oncological-mechanical systemic (NOMS) framework; and  The assessment should be carried out by a multidisciplinary team (MDT), which may be inclusive of, but not limited to, radiation oncologists, spine surgeons and interventional radiologists, among others.
Orthopaedics | Spine - Thoracolumbar (TL) and sacral surgery | TL and sacral fusion and fixation implant | TL pedicle screw - Shank, tulip | NuVasive Inc. | RELINE MAS Screw, 4.5x50mm 2C Polyaxial | 16014550 | Standalone | DE0500730 | As per HSA registered indication(s) except for radiolucent implants which should be used as follows:  in patients with primary or metastatic spinal tumours who would benefit from post-operative high dose high precision beam therapy upon appropriate and stringent patient selection;  Patient selection should be done via standardised assessment such as the neurological-oncological-mechanical systemic (NOMS) framework; and  The assessment should be carried out by a multidisciplinary team (MDT), which may be inclusive of, but not limited to, radiation oncologists, spine surgeons and interventional radiologists, among others.
Orthopaedics | Spine - Thoracolumbar (TL) and sacral surgery | TL and sacral fusion and fixation implant | TL pedicle screw - Shank, tulip | NuVasive Inc. | RELINE MAS Screw, 4.5x55mm 2C Polyaxial | 16014555 | Standalone | DE0500730 | As per HSA registered indication(s) except for radiolucent implants which should be used as follows:  in patients with primary or metastatic spinal tumours who would benefit from post-operative high dose high precision beam therapy upon appropriate and stringent patient selection;  Patient selection should be done via standardised assessment such as the neurological-oncological-mechanical systemic (NOMS) framework; and  The assessment should be carried out by a multidisciplinary team (MDT), which may be inclusive of, but not limited to, radiation oncologists, spine surgeons and interventional radiologists, among others.
Orthopaedics | Spine - Thoracolumbar (TL) and sacral surgery | TL and sacral fusion and fixation implant | TL pedicle screw - Shank, tulip | NuVasive Inc. | RELINE MAS Screw, 5.0x30mm 2C Polyaxial | 16015030 | Standalone | DE0500730 | As per HSA registered indication(s) except for radiolucent implants which should be used as follows:  in patients with primary or metastatic spinal tumours who would benefit from post-operative high dose high precision beam therapy upon appropriate and stringent patient selection;  Patient selection should be done via standardised assessment such as the neurological-oncological-mechanical systemic (NOMS) framework; and  The assessment should be carried out by a multidisciplinary team (MDT), which may be inclusive of, but not limited to, radiation oncologists, spine surgeons and interventional radiologists, among others.
Orthopaedics | Spine - Thoracolumbar (TL) and sacral surgery | TL and sacral fusion and fixation implant | TL pedicle screw - Shank, tulip | NuVasive Inc. | RELINE MAS Screw, 5.0x35mm 2C Polyaxial | 16015035 | Standalone | DE0500730 | As per HSA registered indication(s) except for radiolucent implants which should be used as follows:  in patients with primary or metastatic spinal tumours who would benefit from post-operative high dose high precision beam therapy upon appropriate and stringent patient selection;  Patient selection should be done via standardised assessment such as the neurological-oncological-mechanical systemic (NOMS) framework; and  The assessment should be carried out by a multidisciplinary team (MDT), which may be inclusive of, but not limited to, radiation oncologists, spine surgeons and interventional radiologists, among others.
Orthopaedics | Spine - Thoracolumbar (TL) and sacral surgery | TL and sacral fusion and fixation implant | TL pedicle screw - Shank, tulip | NuVasive Inc. | RELINE MAS Screw, 5.0x40mm 2C Polyaxial | 16015040 | Standalone | DE0500730 | As per HSA registered indication(s) except for radiolucent implants which should be used as follows:  in patients with primary or metastatic spinal tumours who would benefit from post-operative high dose high precision beam therapy upon appropriate and stringent patient selection;  Patient selection should be done via standardised assessment such as the neurological-oncological-mechanical systemic (NOMS) framework; and  The assessment should be carried out by a multidisciplinary team (MDT), which may be inclusive of, but not limited to, radiation oncologists, spine surgeons and interventional radiologists, among others.
Orthopaedics | Spine - Thoracolumbar (TL) and sacral surgery | TL and sacral fusion and fixation implant | TL pedicle screw - Shank, tulip | NuVasive Inc. | RELINE MAS Screw, 5.0x45mm 2C Polyaxial | 16015045 | Standalone | DE0500730 | As per HSA registered indication(s) except for radiolucent implants which should be used as follows:  in patients with primary or metastatic spinal tumours who would benefit from post-operative high dose high precision beam therapy upon appropriate and stringent patient selection;  Patient selection should be done via standardised assessment such as the neurological-oncological-mechanical systemic (NOMS) framework; and  The assessment should be carried out by a multidisciplinary team (MDT), which may be inclusive of, but not limited to, radiation oncologists, spine surgeons and interventional radiologists, among others.
Orthopaedics | Spine - Thoracolumbar (TL) and sacral surgery | TL and sacral fusion and fixation implant | TL pedicle screw - Shank, tulip | NuVasive Inc. | RELINE MAS Screw, 5.0x50mm 2C Polyaxial | 16015050 | Standalone | DE0500730 | As per HSA registered indication(s) except for radiolucent implants which should be used as follows:  in patients with primary or metastatic spinal tumours who would benefit from post-operative high dose high precision beam therapy upon appropriate and stringent patient selection;  Patient selection should be done via standardised assessment such as the neurological-oncological-mechanical systemic (NOMS) framework; and  The assessment should be carried out by a multidisciplinary team (MDT), which may be inclusive of, but not limited to, radiation oncologists, spine surgeons and interventional radiologists, among others.
Orthopaedics | Spine - Thoracolumbar (TL) and sacral surgery | TL and sacral fusion and fixation implant | TL pedicle screw - Shank, tulip | NuVasive Inc. | RELINE MAS Screw, 5.0x55mm 2C Polyaxial | 16015055 | Standalone | DE0500730 | As per HSA registered indication(s) except for radiolucent implants which should be used as follows:  in patients with primary or metastatic spinal tumours who would benefit from post-operative high dose high precision beam therapy upon appropriate and stringent patient selection;  Patient selection should be done via standardised assessment such as the neurological-oncological-mechanical systemic (NOMS) framework; and  The assessment should be carried out by a multidisciplinary team (MDT), which may be inclusive of, but not limited to, radiation oncologists, spine surgeons and interventional radiologists, among others.
Orthopaedics | Spine - Thoracolumbar (TL) and sacral surgery | TL and sacral fusion and fixation implant | TL pedicle screw - Shank, tulip | NuVasive Inc. | RELINE MAS Screw, 5.5x25mm 2C Polyaxial | 16015525 | Standalone | DE0500730 | As per HSA registered indication(s) except for radiolucent implants which should be used as follows:  in patients with primary or metastatic spinal tumours who would benefit from post-operative high dose high precision beam therapy upon appropriate and stringent patient selection;  Patient selection should be done via standardised assessment such as the neurological-oncological-mechanical systemic (NOMS) framework; and  The assessment should be carried out by a multidisciplinary team (MDT), which may be inclusive of, but not limited to, radiation oncologists, spine surgeons and interventional radiologists, among others.
Orthopaedics | Spine - Thoracolumbar (TL) and sacral surgery | TL and sacral fusion and fixation implant | TL pedicle screw - Shank, tulip | NuVasive Inc. | RELINE MAS Screw, 5.5x25mm Traction Poly | 16115525 | Standalone | DE0500730 | As per HSA registered indication(s) except for radiolucent implants which should be used as follows:  in patients with primary or metastatic spinal tumours who would benefit from post-operative high dose high precision beam therapy upon appropriate and stringent patient selection;  Patient selection should be done via standardised assessment such as the neurological-oncological-mechanical systemic (NOMS) framework; and  The assessment should be carried out by a multidisciplinary team (MDT), which may be inclusive of, but not limited to, radiation oncologists, spine surgeons and interventional radiologists, among others.
Orthopaedics | Spine - Thoracolumbar (TL) and sacral surgery | TL and sacral fusion and fixation implant | TL pedicle screw - Shank, tulip | NuVasive Inc. | RELINE MAS Screw, 5.5x30mm 2C Polyaxial | 16015530 | Standalone | DE0500730 | As per HSA registered indication(s) except for radiolucent implants which should be used as follows:  in patients with primary or metastatic spinal tumours who would benefit from post-operative high dose high precision beam therapy upon appropriate and stringent patient selection;  Patient selection should be done via standardised assessment such as the neurological-oncological-mechanical systemic (NOMS) framework; and  The assessment should be carried out by a multidisciplinary team (MDT), which may be inclusive of, but not limited to, radiation oncologists, spine surgeons and interventional radiologists, among others.
Orthopaedics | Spine - Thoracolumbar (TL) and sacral surgery | TL and sacral fusion and fixation implant | TL pedicle screw - Shank, tulip | NuVasive Inc. | RELINE MAS Screw, 5.5x30mm Traction Poly | 16115530 | Standalone | DE0500730 | As per HSA registered indication(s) except for radiolucent implants which should be used as follows:  in patients with primary or metastatic spinal tumours who would benefit from post-operative high dose high precision beam therapy upon appropriate and stringent patient selection;  Patient selection should be done via standardised assessment such as the neurological-oncological-mechanical systemic (NOMS) framework; and  The assessment should be carried out by a multidisciplinary team (MDT), which may be inclusive of, but not limited to, radiation oncologists, spine surgeons and interventional radiologists, among others.
Orthopaedics | Spine - Thoracolumbar (TL) and sacral surgery | TL and sacral fusion and fixation implant | TL pedicle screw - Shank, tulip | NuVasive Inc. | RELINE MAS Screw, 5.5x35mm 2C Polyaxial | 16015535 | Standalone | DE0500730 | As per HSA registered indication(s) except for radiolucent implants which should be used as follows:  in patients with primary or metastatic spinal tumours who would benefit from post-operative high dose high precision beam therapy upon appropriate and stringent patient selection;  Patient selection should be done via standardised assessment such as the neurological-oncological-mechanical systemic (NOMS) framework; and  The assessment should be carried out by a multidisciplinary team (MDT), which may be inclusive of, but not limited to, radiation oncologists, spine surgeons and interventional radiologists, among others.
Orthopaedics | Spine - Thoracolumbar (TL) and sacral surgery | TL and sacral fusion and fixation implant | TL pedicle screw - Shank, tulip | NuVasive Inc. | RELINE MAS Screw, 5.5x35mm Traction Poly | 16115535 | Standalone | DE0500730 | As per HSA registered indication(s) except for radiolucent implants which should be used as follows:  in patients with primary or metastatic spinal tumours who would benefit from post-operative high dose high precision beam therapy upon appropriate and stringent patient selection;  Patient selection should be done via standardised assessment such as the neurological-oncological-mechanical systemic (NOMS) framework; and  The assessment should be carried out by a multidisciplinary team (MDT), which may be inclusive of, but not limited to, radiation oncologists, spine surgeons and interventional radiologists, among others.
Orthopaedics | Spine - Thoracolumbar (TL) and sacral surgery | TL and sacral fusion and fixation implant | TL pedicle screw - Shank, tulip | NuVasive Inc. | RELINE MAS Screw, 5.5x40mm 2C Polyaxial | 16015540 | Standalone | DE0500730 | As per HSA registered indication(s) except for radiolucent implants which should be used as follows:  in patients with primary or metastatic spinal tumours who would benefit from post-operative high dose high precision beam therapy upon appropriate and stringent patient selection;  Patient selection should be done via standardised assessment such as the neurological-oncological-mechanical systemic (NOMS) framework; and  The assessment should be carried out by a multidisciplinary team (MDT), which may be inclusive of, but not limited to, radiation oncologists, spine surgeons and interventional radiologists, among others.
Orthopaedics | Spine - Thoracolumbar (TL) and sacral surgery | TL and sacral fusion and fixation implant | TL pedicle screw - Shank, tulip | NuVasive Inc. | RELINE MAS Screw, 5.5x40mm Traction Poly | 16115540 | Standalone | DE0500730 | As per HSA registered indication(s) except for radiolucent implants which should be used as follows:  in patients with primary or metastatic spinal tumours who would benefit from post-operative high dose high precision beam therapy upon appropriate and stringent patient selection;  Patient selection should be done via standardised assessment such as the neurological-oncological-mechanical systemic (NOMS) framework; and  The assessment should be carried out by a multidisciplinary team (MDT), which may be inclusive of, but not limited to, radiation oncologists, spine surgeons and interventional radiologists, among others.
Orthopaedics | Spine - Thoracolumbar (TL) and sacral surgery | TL and sacral fusion and fixation implant | TL pedicle screw - Shank, tulip | NuVasive Inc. | RELINE MAS Screw, 5.5x45mm 2C Polyaxial | 16015545 | Standalone | DE0500730 | As per HSA registered indication(s) except for radiolucent implants which should be used as follows:  in patients with primary or metastatic spinal tumours who would benefit from post-operative high dose high precision beam therapy upon appropriate and stringent patient selection;  Patient selection should be done via standardised assessment such as the neurological-oncological-mechanical systemic (NOMS) framework; and  The assessment should be carried out by a multidisciplinary team (MDT), which may be inclusive of, but not limited to, radiation oncologists, spine surgeons and interventional radiologists, among others.
Orthopaedics | Spine - Thoracolumbar (TL) and sacral surgery | TL and sacral fusion and fixation implant | TL pedicle screw - Shank, tulip | NuVasive Inc. | RELINE MAS Screw, 5.5x45mm Traction Poly | 16115545 | Standalone | DE0500730 | As per HSA registered indication(s) except for radiolucent implants which should be used as follows:  in patients with primary or metastatic spinal tumours who would benefit from post-operative high dose high precision beam therapy upon appropriate and stringent patient selection;  Patient selection should be done via standardised assessment such as the neurological-oncological-mechanical systemic (NOMS) framework; and  The assessment should be carried out by a multidisciplinary team (MDT), which may be inclusive of, but not limited to, radiation oncologists, spine surgeons and interventional radiologists, among others.
Orthopaedics | Spine - Thoracolumbar (TL) and sacral surgery | TL and sacral fusion and fixation implant | TL pedicle screw - Shank, tulip | NuVasive Inc. | RELINE MAS Screw, 5.5x50mm 2C Polyaxial | 16015550 | Standalone | DE0500730 | As per HSA registered indication(s) except for radiolucent implants which should be used as follows:  in patients with primary or metastatic spinal tumours who would benefit from post-operative high dose high precision beam therapy upon appropriate and stringent patient selection;  Patient selection should be done via standardised assessment such as the neurological-oncological-mechanical systemic (NOMS) framework; and  The assessment should be carried out by a multidisciplinary team (MDT), which may be inclusive of, but not limited to, radiation oncologists, spine surgeons and interventional radiologists, among others.
Orthopaedics | Spine - Thoracolumbar (TL) and sacral surgery | TL and sacral fusion and fixation implant | TL pedicle screw - Shank, tulip | NuVasive Inc. | RELINE MAS Screw, 5.5x50mm Traction Poly | 16115550 | Standalone | DE0500730 | As per HSA registered indication(s) except for radiolucent implants which should be used as follows:  in patients with primary or metastatic spinal tumours who would benefit from post-operative high dose high precision beam therapy upon appropriate and stringent patient selection;  Patient selection should be done via standardised assessment such as the neurological-oncological-mechanical systemic (NOMS) framework; and  The assessment should be carried out by a multidisciplinary team (MDT), which may be inclusive of, but not limited to, radiation oncologists, spine surgeons and interventional radiologists, among others.
Orthopaedics | Spine - Thoracolumbar (TL) and sacral surgery | TL and sacral fusion and fixation implant | TL pedicle screw - Shank, tulip | NuVasive Inc. | RELINE MAS Screw, 5.5x55mm 2C Polyaxial | 16015555 | Standalone | DE0500730 | As per HSA registered indication(s) except for radiolucent implants which should be used as follows:  in patients with primary or metastatic spinal tumours who would benefit from post-operative high dose high precision beam therapy upon appropriate and stringent patient selection;  Patient selection should be done via standardised assessment such as the neurological-oncological-mechanical systemic (NOMS) framework; and  The assessment should be carried out by a multidisciplinary team (MDT), which may be inclusive of, but not limited to, radiation oncologists, spine surgeons and interventional radiologists, among others.
Orthopaedics | Spine - Thoracolumbar (TL) and sacral surgery | TL and sacral fusion and fixation implant | TL pedicle screw - Shank, tulip | NuVasive Inc. | RELINE MAS Screw, 5.5x55mm Traction Poly | 16115555 | Standalone | DE0500730 | As per HSA registered indication(s) except for radiolucent implants which should be used as follows:  in patients with primary or metastatic spinal tumours who would benefit from post-operative high dose high precision beam therapy upon appropriate and stringent patient selection;  Patient selection should be done via standardised assessment such as the neurological-oncological-mechanical systemic (NOMS) framework; and  The assessment should be carried out by a multidisciplinary team (MDT), which may be inclusive of, but not limited to, radiation oncologists, spine surgeons and interventional radiologists, among others.
Orthopaedics | Spine - Thoracolumbar (TL) and sacral surgery | TL and sacral fusion and fixation implant | TL pedicle screw - Shank, tulip | NuVasive Inc. | RELINE MAS Screw, 5.5x60mm 2C Poly Iliac | 16015560 | Standalone | DE0500730 | As per HSA registered indication(s) except for radiolucent implants which should be used as follows:  in patients with primary or metastatic spinal tumours who would benefit from post-operative high dose high precision beam therapy upon appropriate and stringent patient selection;  Patient selection should be done via standardised assessment such as the neurological-oncological-mechanical systemic (NOMS) framework; and  The assessment should be carried out by a multidisciplinary team (MDT), which may be inclusive of, but not limited to, radiation oncologists, spine surgeons and interventional radiologists, among others.
Orthopaedics | Spine - Thoracolumbar (TL) and sacral surgery | TL and sacral fusion and fixation implant | TL pedicle screw - Shank, tulip | NuVasive Inc. | RELINE MAS Screw, 5.5x65mm 2C Poly Iliac | 16015565 | Standalone | DE0500730 | As per HSA registered indication(s) except for radiolucent implants which should be used as follows:  in patients with primary or metastatic spinal tumours who would benefit from post-operative high dose high precision beam therapy upon appropriate and stringent patient selection;  Patient selection should be done via standardised assessment such as the neurological-oncological-mechanical systemic (NOMS) framework; and  The assessment should be carried out by a multidisciplinary team (MDT), which may be inclusive of, but not limited to, radiation oncologists, spine surgeons and interventional radiologists, among others.
Orthopaedics | Spine - Thoracolumbar (TL) and sacral surgery | TL and sacral fusion and fixation implant | TL pedicle screw - Shank, tulip | NuVasive Inc. | RELINE MAS Screw, 6.0x30mm 2C Polyaxial | 16016030 | Standalone | DE0500730 | As per HSA registered indication(s) except for radiolucent implants which should be used as follows:  in patients with primary or metastatic spinal tumours who would benefit from post-operative high dose high precision beam therapy upon appropriate and stringent patient selection;  Patient selection should be done via standardised assessment such as the neurological-oncological-mechanical systemic (NOMS) framework; and  The assessment should be carried out by a multidisciplinary team (MDT), which may be inclusive of, but not limited to, radiation oncologists, spine surgeons and interventional radiologists, among others.
Orthopaedics | Spine - Thoracolumbar (TL) and sacral surgery | TL and sacral fusion and fixation implant | TL pedicle screw - Shank, tulip | NuVasive Inc. | RELINE MAS Screw, 6.0x35mm 2C Polyaxial | 16016035 | Standalone | DE0500730 | As per HSA registered indication(s) except for radiolucent implants which should be used as follows:  in patients with primary or metastatic spinal tumours who would benefit from post-operative high dose high precision beam therapy upon appropriate and stringent patient selection;  Patient selection should be done via standardised assessment such as the neurological-oncological-mechanical systemic (NOMS) framework; and  The assessment should be carried out by a multidisciplinary team (MDT), which may be inclusive of, but not limited to, radiation oncologists, spine surgeons and interventional radiologists, among others.
Orthopaedics | Spine - Thoracolumbar (TL) and sacral surgery | TL and sacral fusion and fixation implant | TL pedicle screw - Shank, tulip | NuVasive Inc. | RELINE MAS Screw, 6.0x40mm 2C Polyaxial | 16016040 | Standalone | DE0500730 | As per HSA registered indication(s) except for radiolucent implants which should be used as follows:  in patients with primary or metastatic spinal tumours who would benefit from post-operative high dose high precision beam therapy upon appropriate and stringent patient selection;  Patient selection should be done via standardised assessment such as the neurological-oncological-mechanical systemic (NOMS) framework; and  The assessment should be carried out by a multidisciplinary team (MDT), which may be inclusive of, but not limited to, radiation oncologists, spine surgeons and interventional radiologists, among others.
Orthopaedics | Spine - Thoracolumbar (TL) and sacral surgery | TL and sacral fusion and fixation implant | TL pedicle screw - Shank, tulip | NuVasive Inc. | RELINE MAS Screw, 6.0x45mm 2C Polyaxial | 16016045 | Standalone | DE0500730 | As per HSA registered indication(s) except for radiolucent implants which should be used as follows:  in patients with primary or metastatic spinal tumours who would benefit from post-operative high dose high precision beam therapy upon appropriate and stringent patient selection;  Patient selection should be done via standardised assessment such as the neurological-oncological-mechanical systemic (NOMS) framework; and  The assessment should be carried out by a multidisciplinary team (MDT), which may be inclusive of, but not limited to, radiation oncologists, spine surgeons and interventional radiologists, among others.
Orthopaedics | Spine - Thoracolumbar (TL) and sacral surgery | TL and sacral fusion and fixation implant | TL pedicle screw - Shank, tulip | NuVasive Inc. | RELINE MAS Screw, 6.0x50mm 2C Polyaxial | 16016050 | Standalone | DE0500730 | As per HSA registered indication(s) except for radiolucent implants which should be used as follows:  in patients with primary or metastatic spinal tumours who would benefit from post-operative high dose high precision beam therapy upon appropriate and stringent patient selection;  Patient selection should be done via standardised assessment such as the neurological-oncological-mechanical systemic (NOMS) framework; and  The assessment should be carried out by a multidisciplinary team (MDT), which may be inclusive of, but not limited to, radiation oncologists, spine surgeons and interventional radiologists, among others.
Orthopaedics | Spine - Thoracolumbar (TL) and sacral surgery | TL and sacral fusion and fixation implant | TL pedicle screw - Shank, tulip | NuVasive Inc. | RELINE MAS Screw, 6.0x55mm 2C Polyaxial | 16016055 | Standalone | DE0500730 | As per HSA registered indication(s) except for radiolucent implants which should be used as follows:  in patients with primary or metastatic spinal tumours who would benefit from post-operative high dose high precision beam therapy upon appropriate and stringent patient selection;  Patient selection should be done via standardised assessment such as the neurological-oncological-mechanical systemic (NOMS) framework; and  The assessment should be carried out by a multidisciplinary team (MDT), which may be inclusive of, but not limited to, radiation oncologists, spine surgeons and interventional radiologists, among others.
Orthopaedics | Spine - Thoracolumbar (TL) and sacral surgery | TL and sacral fusion and fixation implant | TL pedicle screw - Shank, tulip | NuVasive Inc. | RELINE MAS Screw, 6.5x25mm 2C Polyaxial | 16016525 | Standalone | DE0500730 | As per HSA registered indication(s) except for radiolucent implants which should be used as follows:  in patients with primary or metastatic spinal tumours who would benefit from post-operative high dose high precision beam therapy upon appropriate and stringent patient selection;  Patient selection should be done via standardised assessment such as the neurological-oncological-mechanical systemic (NOMS) framework; and  The assessment should be carried out by a multidisciplinary team (MDT), which may be inclusive of, but not limited to, radiation oncologists, spine surgeons and interventional radiologists, among others.
Orthopaedics | Spine - Thoracolumbar (TL) and sacral surgery | TL and sacral fusion and fixation implant | TL pedicle screw - Shank, tulip | NuVasive Inc. | RELINE MAS Screw, 6.5x30mm 2C Polyaxial | 16016530 | Standalone | DE0500730 | As per HSA registered indication(s) except for radiolucent implants which should be used as follows:  in patients with primary or metastatic spinal tumours who would benefit from post-operative high dose high precision beam therapy upon appropriate and stringent patient selection;  Patient selection should be done via standardised assessment such as the neurological-oncological-mechanical systemic (NOMS) framework; and  The assessment should be carried out by a multidisciplinary team (MDT), which may be inclusive of, but not limited to, radiation oncologists, spine surgeons and interventional radiologists, among others.
Orthopaedics | Spine - Thoracolumbar (TL) and sacral surgery | TL and sacral fusion and fixation implant | TL pedicle screw - Shank, tulip | NuVasive Inc. | RELINE MAS Screw, 6.5x30mm Traction Poly | 16116530 | Standalone | DE0500730 | As per HSA registered indication(s) except for radiolucent implants which should be used as follows:  in patients with primary or metastatic spinal tumours who would benefit from post-operative high dose high precision beam therapy upon appropriate and stringent patient selection;  Patient selection should be done via standardised assessment such as the neurological-oncological-mechanical systemic (NOMS) framework; and  The assessment should be carried out by a multidisciplinary team (MDT), which may be inclusive of, but not limited to, radiation oncologists, spine surgeons and interventional radiologists, among others.
Orthopaedics | Spine - Thoracolumbar (TL) and sacral surgery | TL and sacral fusion and fixation implant | TL pedicle screw - Shank, tulip | NuVasive Inc. | RELINE MAS Screw, 6.5x35mm 2C Polyaxial | 16016535 | Standalone | DE0500730 | As per HSA registered indication(s) except for radiolucent implants which should be used as follows:  in patients with primary or metastatic spinal tumours who would benefit from post-operative high dose high precision beam therapy upon appropriate and stringent patient selection;  Patient selection should be done via standardised assessment such as the neurological-oncological-mechanical systemic (NOMS) framework; and  The assessment should be carried out by a multidisciplinary team (MDT), which may be inclusive of, but not limited to, radiation oncologists, spine surgeons and interventional radiologists, among others.
Orthopaedics | Spine - Thoracolumbar (TL) and sacral surgery | TL and sacral fusion and fixation implant | TL pedicle screw - Shank, tulip | NuVasive Inc. | RELINE MAS Screw, 6.5x35mm Traction Poly | 16116535 | Standalone | DE0500730 | As per HSA registered indication(s) except for radiolucent implants which should be used as follows:  in patients with primary or metastatic spinal tumours who would benefit from post-operative high dose high precision beam therapy upon appropriate and stringent patient selection;  Patient selection should be done via standardised assessment such as the neurological-oncological-mechanical systemic (NOMS) framework; and  The assessment should be carried out by a multidisciplinary team (MDT), which may be inclusive of, but not limited to, radiation oncologists, spine surgeons and interventional radiologists, among others.
Orthopaedics | Spine - Thoracolumbar (TL) and sacral surgery | TL and sacral fusion and fixation implant | TL pedicle screw - Shank, tulip | NuVasive Inc. | RELINE MAS Screw, 6.5x40mm 2C Polyaxial | 16016540 | Standalone | DE0500730 | As per HSA registered indication(s) except for radiolucent implants which should be used as follows:  in patients with primary or metastatic spinal tumours who would benefit from post-operative high dose high precision beam therapy upon appropriate and stringent patient selection;  Patient selection should be done via standardised assessment such as the neurological-oncological-mechanical systemic (NOMS) framework; and  The assessment should be carried out by a multidisciplinary team (MDT), which may be inclusive of, but not limited to, radiation oncologists, spine surgeons and interventional radiologists, among others.
Orthopaedics | Spine - Thoracolumbar (TL) and sacral surgery | TL and sacral fusion and fixation implant | TL pedicle screw - Shank, tulip | NuVasive Inc. | RELINE MAS Screw, 6.5x40mm Traction Poly | 16116540 | Standalone | DE0500730 | As per HSA registered indication(s) except for radiolucent implants which should be used as follows:  in patients with primary or metastatic spinal tumours who would benefit from post-operative high dose high precision beam therapy upon appropriate and stringent patient selection;  Patient selection should be done via standardised assessment such as the neurological-oncological-mechanical systemic (NOMS) framework; and  The assessment should be carried out by a multidisciplinary team (MDT), which may be inclusive of, but not limited to, radiation oncologists, spine surgeons and interventional radiologists, among others.
Orthopaedics | Spine - Thoracolumbar (TL) and sacral surgery | TL and sacral fusion and fixation implant | TL pedicle screw - Shank, tulip | NuVasive Inc. | RELINE MAS Screw, 6.5x45mm 2C Polyaxial | 16016545 | Standalone | DE0500730 | As per HSA registered indication(s) except for radiolucent implants which should be used as follows:  in patients with primary or metastatic spinal tumours who would benefit from post-operative high dose high precision beam therapy upon appropriate and stringent patient selection;  Patient selection should be done via standardised assessment such as the neurological-oncological-mechanical systemic (NOMS) framework; and  The assessment should be carried out by a multidisciplinary team (MDT), which may be inclusive of, but not limited to, radiation oncologists, spine surgeons and interventional radiologists, among others.
Orthopaedics | Spine - Thoracolumbar (TL) and sacral surgery | TL and sacral fusion and fixation implant | TL pedicle screw - Shank, tulip | NuVasive Inc. | RELINE MAS Screw, 6.5x45mm Traction Poly | 16116545 | Standalone | DE0500730 | As per HSA registered indication(s) except for radiolucent implants which should be used as follows:  in patients with primary or metastatic spinal tumours who would benefit from post-operative high dose high precision beam therapy upon appropriate and stringent patient selection;  Patient selection should be done via standardised assessment such as the neurological-oncological-mechanical systemic (NOMS) framework; and  The assessment should be carried out by a multidisciplinary team (MDT), which may be inclusive of, but not limited to, radiation oncologists, spine surgeons and interventional radiologists, among others.
Orthopaedics | Spine - Thoracolumbar (TL) and sacral surgery | TL and sacral fusion and fixation implant | TL pedicle screw - Shank, tulip | NuVasive Inc. | RELINE MAS Screw, 6.5x50mm 2C Polyaxial | 16016550 | Standalone | DE0500730 | As per HSA registered indication(s) except for radiolucent implants which should be used as follows:  in patients with primary or metastatic spinal tumours who would benefit from post-operative high dose high precision beam therapy upon appropriate and stringent patient selection;  Patient selection should be done via standardised assessment such as the neurological-oncological-mechanical systemic (NOMS) framework; and  The assessment should be carried out by a multidisciplinary team (MDT), which may be inclusive of, but not limited to, radiation oncologists, spine surgeons and interventional radiologists, among others.
Orthopaedics | Spine - Thoracolumbar (TL) and sacral surgery | TL and sacral fusion and fixation implant | TL pedicle screw - Shank, tulip | NuVasive Inc. | RELINE MAS Screw, 6.5x50mm Traction Poly | 16116550 | Standalone | DE0500730 | As per HSA registered indication(s) except for radiolucent implants which should be used as follows:  in patients with primary or metastatic spinal tumours who would benefit from post-operative high dose high precision beam therapy upon appropriate and stringent patient selection;  Patient selection should be done via standardised assessment such as the neurological-oncological-mechanical systemic (NOMS) framework; and  The assessment should be carried out by a multidisciplinary team (MDT), which may be inclusive of, but not limited to, radiation oncologists, spine surgeons and interventional radiologists, among others.
Orthopaedics | Spine - Thoracolumbar (TL) and sacral surgery | TL and sacral fusion and fixation implant | TL pedicle screw - Shank, tulip | NuVasive Inc. | RELINE MAS Screw, 6.5x55mm 2C Polyaxial | 16016555 | Standalone | DE0500730 | As per HSA registered indication(s) except for radiolucent implants which should be used as follows:  in patients with primary or metastatic spinal tumours who would benefit from post-operative high dose high precision beam therapy upon appropriate and stringent patient selection;  Patient selection should be done via standardised assessment such as the neurological-oncological-mechanical systemic (NOMS) framework; and  The assessment should be carried out by a multidisciplinary team (MDT), which may be inclusive of, but not limited to, radiation oncologists, spine surgeons and interventional radiologists, among others.
Orthopaedics | Spine - Thoracolumbar (TL) and sacral surgery | TL and sacral fusion and fixation implant | TL pedicle screw - Shank, tulip | NuVasive Inc. | RELINE MAS Screw, 6.5x55mm Traction Poly | 16116555 | Standalone | DE0500730 | As per HSA registered indication(s) except for radiolucent implants which should be used as follows:  in patients with primary or metastatic spinal tumours who would benefit from post-operative high dose high precision beam therapy upon appropriate and stringent patient selection;  Patient selection should be done via standardised assessment such as the neurological-oncological-mechanical systemic (NOMS) framework; and  The assessment should be carried out by a multidisciplinary team (MDT), which may be inclusive of, but not limited to, radiation oncologists, spine surgeons and interventional radiologists, among others.
Orthopaedics | Spine - Thoracolumbar (TL) and sacral surgery | TL and sacral fusion and fixation implant | TL pedicle screw - Shank, tulip | NuVasive Inc. | RELINE MAS Screw, 6.5x60mm 2C Poly Iliac | 16016560 | Standalone | DE0500730 | As per HSA registered indication(s) except for radiolucent implants which should be used as follows:  in patients with primary or metastatic spinal tumours who would benefit from post-operative high dose high precision beam therapy upon appropriate and stringent patient selection;  Patient selection should be done via standardised assessment such as the neurological-oncological-mechanical systemic (NOMS) framework; and  The assessment should be carried out by a multidisciplinary team (MDT), which may be inclusive of, but not limited to, radiation oncologists, spine surgeons and interventional radiologists, among others.
Orthopaedics | Spine - Thoracolumbar (TL) and sacral surgery | TL and sacral fusion and fixation implant | TL pedicle screw - Shank, tulip | NuVasive Inc. | RELINE MAS Screw, 6.5x60mm Traction Poly | 16116560 | Standalone | DE0500730 | As per HSA registered indication(s) except for radiolucent implants which should be used as follows:  in patients with primary or metastatic spinal tumours who would benefit from post-operative high dose high precision beam therapy upon appropriate and stringent patient selection;  Patient selection should be done via standardised assessment such as the neurological-oncological-mechanical systemic (NOMS) framework; and  The assessment should be carried out by a multidisciplinary team (MDT), which may be inclusive of, but not limited to, radiation oncologists, spine surgeons and interventional radiologists, among others.
Orthopaedics | Spine - Thoracolumbar (TL) and sacral surgery | TL and sacral fusion and fixation implant | TL pedicle screw - Shank, tulip | NuVasive Inc. | RELINE MAS Screw, 6.5x65mm 2C Poly Iliac | 16016565 | Standalone | DE0500730 | As per HSA registered indication(s) except for radiolucent implants which should be used as follows:  in patients with primary or metastatic spinal tumours who would benefit from post-operative high dose high precision beam therapy upon appropriate and stringent patient selection;  Patient selection should be done via standardised assessment such as the neurological-oncological-mechanical systemic (NOMS) framework; and  The assessment should be carried out by a multidisciplinary team (MDT), which may be inclusive of, but not limited to, radiation oncologists, spine surgeons and interventional radiologists, among others.
Orthopaedics | Spine - Thoracolumbar (TL) and sacral surgery | TL and sacral fusion and fixation implant | TL pedicle screw - Shank, tulip | NuVasive Inc. | RELINE MAS Screw, 6.5x70mm 2C Poly Iliac | 16016570 | Standalone | DE0500730 | As per HSA registered indication(s) except for radiolucent implants which should be used as follows:  in patients with primary or metastatic spinal tumours who would benefit from post-operative high dose high precision beam therapy upon appropriate and stringent patient selection;  Patient selection should be done via standardised assessment such as the neurological-oncological-mechanical systemic (NOMS) framework; and  The assessment should be carried out by a multidisciplinary team (MDT), which may be inclusive of, but not limited to, radiation oncologists, spine surgeons and interventional radiologists, among others.
Orthopaedics | Spine - Thoracolumbar (TL) and sacral surgery | TL and sacral fusion and fixation implant | TL pedicle screw - Shank, tulip | NuVasive Inc. | RELINE MAS Screw, 7.5x25mm 2C Polyaxial | 16017525 | Standalone | DE0500730 | As per HSA registered indication(s) except for radiolucent implants which should be used as follows:  in patients with primary or metastatic spinal tumours who would benefit from post-operative high dose high precision beam therapy upon appropriate and stringent patient selection;  Patient selection should be done via standardised assessment such as the neurological-oncological-mechanical systemic (NOMS) framework; and  The assessment should be carried out by a multidisciplinary team (MDT), which may be inclusive of, but not limited to, radiation oncologists, spine surgeons and interventional radiologists, among others.
Orthopaedics | Spine - Thoracolumbar (TL) and sacral surgery | TL and sacral fusion and fixation implant | TL pedicle screw - Shank, tulip | NuVasive Inc. | RELINE MAS Screw, 7.5x30mm 2C Polyaxial | 16017530 | Standalone | DE0500730 | As per HSA registered indication(s) except for radiolucent implants which should be used as follows:  in patients with primary or metastatic spinal tumours who would benefit from post-operative high dose high precision beam therapy upon appropriate and stringent patient selection;  Patient selection should be done via standardised assessment such as the neurological-oncological-mechanical systemic (NOMS) framework; and  The assessment should be carried out by a multidisciplinary team (MDT), which may be inclusive of, but not limited to, radiation oncologists, spine surgeons and interventional radiologists, among others.
Orthopaedics | Spine - Thoracolumbar (TL) and sacral surgery | TL and sacral fusion and fixation implant | TL pedicle screw - Shank, tulip | NuVasive Inc. | RELINE MAS Screw, 7.5x30mm Traction Poly | 16117530 | Standalone | DE0500730 | As per HSA registered indication(s) except for radiolucent implants which should be used as follows:  in patients with primary or metastatic spinal tumours who would benefit from post-operative high dose high precision beam therapy upon appropriate and stringent patient selection;  Patient selection should be done via standardised assessment such as the neurological-oncological-mechanical systemic (NOMS) framework; and  The assessment should be carried out by a multidisciplinary team (MDT), which may be inclusive of, but not limited to, radiation oncologists, spine surgeons and interventional radiologists, among others.
Orthopaedics | Spine - Thoracolumbar (TL) and sacral surgery | TL and sacral fusion and fixation implant | TL pedicle screw - Shank, tulip | NuVasive Inc. | RELINE MAS Screw, 7.5x35mm 2C Polyaxial | 16017535 | Standalone | DE0500730 | As per HSA registered indication(s) except for radiolucent implants which should be used as follows:  in patients with primary or metastatic spinal tumours who would benefit from post-operative high dose high precision beam therapy upon appropriate and stringent patient selection;  Patient selection should be done via standardised assessment such as the neurological-oncological-mechanical systemic (NOMS) framework; and  The assessment should be carried out by a multidisciplinary team (MDT), which may be inclusive of, but not limited to, radiation oncologists, spine surgeons and interventional radiologists, among others.
Orthopaedics | Spine - Thoracolumbar (TL) and sacral surgery | TL and sacral fusion and fixation implant | TL pedicle screw - Shank, tulip | NuVasive Inc. | RELINE MAS Screw, 7.5x35mm Traction Poly | 16117535 | Standalone | DE0500730 | As per HSA registered indication(s) except for radiolucent implants which should be used as follows:  in patients with primary or metastatic spinal tumours who would benefit from post-operative high dose high precision beam therapy upon appropriate and stringent patient selection;  Patient selection should be done via standardised assessment such as the neurological-oncological-mechanical systemic (NOMS) framework; and  The assessment should be carried out by a multidisciplinary team (MDT), which may be inclusive of, but not limited to, radiation oncologists, spine surgeons and interventional radiologists, among others.
Orthopaedics | Spine - Thoracolumbar (TL) and sacral surgery | TL and sacral fusion and fixation implant | TL pedicle screw - Shank, tulip | NuVasive Inc. | RELINE MAS Screw, 7.5x40mm 2C Polyaxial | 16017540 | Standalone | DE0500730 | As per HSA registered indication(s) except for radiolucent implants which should be used as follows:  in patients with primary or metastatic spinal tumours who would benefit from post-operative high dose high precision beam therapy upon appropriate and stringent patient selection;  Patient selection should be done via standardised assessment such as the neurological-oncological-mechanical systemic (NOMS) framework; and  The assessment should be carried out by a multidisciplinary team (MDT), which may be inclusive of, but not limited to, radiation oncologists, spine surgeons and interventional radiologists, among others.
Orthopaedics | Spine - Thoracolumbar (TL) and sacral surgery | TL and sacral fusion and fixation implant | TL pedicle screw - Shank, tulip | NuVasive Inc. | RELINE MAS Screw, 7.5x40mm Traction Poly | 16117540 | Standalone | DE0500730 | As per HSA registered indication(s) except for radiolucent implants which should be used as follows:  in patients with primary or metastatic spinal tumours who would benefit from post-operative high dose high precision beam therapy upon appropriate and stringent patient selection;  Patient selection should be done via standardised assessment such as the neurological-oncological-mechanical systemic (NOMS) framework; and  The assessment should be carried out by a multidisciplinary team (MDT), which may be inclusive of, but not limited to, radiation oncologists, spine surgeons and interventional radiologists, among others.
Orthopaedics | Spine - Thoracolumbar (TL) and sacral surgery | TL and sacral fusion and fixation implant | TL pedicle screw - Shank, tulip | NuVasive Inc. | RELINE MAS Screw, 7.5x45mm 2C Polyaxial | 16017545 | Standalone | DE0500730 | As per HSA registered indication(s) except for radiolucent implants which should be used as follows:  in patients with primary or metastatic spinal tumours who would benefit from post-operative high dose high precision beam therapy upon appropriate and stringent patient selection;  Patient selection should be done via standardised assessment such as the neurological-oncological-mechanical systemic (NOMS) framework; and  The assessment should be carried out by a multidisciplinary team (MDT), which may be inclusive of, but not limited to, radiation oncologists, spine surgeons and interventional radiologists, among others.
Orthopaedics | Spine - Thoracolumbar (TL) and sacral surgery | TL and sacral fusion and fixation implant | TL pedicle screw - Shank, tulip | NuVasive Inc. | RELINE MAS Screw, 7.5x45mm Traction Poly | 16117545 | Standalone | DE0500730 | As per HSA registered indication(s) except for radiolucent implants which should be used as follows:  in patients with primary or metastatic spinal tumours who would benefit from post-operative high dose high precision beam therapy upon appropriate and stringent patient selection;  Patient selection should be done via standardised assessment such as the neurological-oncological-mechanical systemic (NOMS) framework; and  The assessment should be carried out by a multidisciplinary team (MDT), which may be inclusive of, but not limited to, radiation oncologists, spine surgeons and interventional radiologists, among others.
Orthopaedics | Spine - Thoracolumbar (TL) and sacral surgery | TL and sacral fusion and fixation implant | TL pedicle screw - Shank, tulip | NuVasive Inc. | RELINE MAS Screw, 7.5x50mm 2C Polyaxial | 16017550 | Standalone | DE0500730 | As per HSA registered indication(s) except for radiolucent implants which should be used as follows:  in patients with primary or metastatic spinal tumours who would benefit from post-operative high dose high precision beam therapy upon appropriate and stringent patient selection;  Patient selection should be done via standardised assessment such as the neurological-oncological-mechanical systemic (NOMS) framework; and  The assessment should be carried out by a multidisciplinary team (MDT), which may be inclusive of, but not limited to, radiation oncologists, spine surgeons and interventional radiologists, among others.
Orthopaedics | Spine - Thoracolumbar (TL) and sacral surgery | TL and sacral fusion and fixation implant | TL pedicle screw - Shank, tulip | NuVasive Inc. | RELINE MAS Screw, 7.5x50mm Traction Poly | 16117550 | Standalone | DE0500730 | As per HSA registered indication(s) except for radiolucent implants which should be used as follows:  in patients with primary or metastatic spinal tumours who would benefit from post-operative high dose high precision beam therapy upon appropriate and stringent patient selection;  Patient selection should be done via standardised assessment such as the neurological-oncological-mechanical systemic (NOMS) framework; and  The assessment should be carried out by a multidisciplinary team (MDT), which may be inclusive of, but not limited to, radiation oncologists, spine surgeons and interventional radiologists, among others.
Orthopaedics | Spine - Thoracolumbar (TL) and sacral surgery | TL and sacral fusion and fixation implant | TL pedicle screw - Shank, tulip | NuVasive Inc. | RELINE MAS Screw, 7.5x55mm 2C Polyaxial | 16017555 | Standalone | DE0500730 | As per HSA registered indication(s) except for radiolucent implants which should be used as follows:  in patients with primary or metastatic spinal tumours who would benefit from post-operative high dose high precision beam therapy upon appropriate and stringent patient selection;  Patient selection should be done via standardised assessment such as the neurological-oncological-mechanical systemic (NOMS) framework; and  The assessment should be carried out by a multidisciplinary team (MDT), which may be inclusive of, but not limited to, radiation oncologists, spine surgeons and interventional radiologists, among others.
Orthopaedics | Spine - Thoracolumbar (TL) and sacral surgery | TL and sacral fusion and fixation implant | TL pedicle screw - Shank, tulip | NuVasive Inc. | RELINE MAS Screw, 7.5x55mm Traction Poly | 16117555 | Standalone | DE0500730 | As per HSA registered indication(s) except for radiolucent implants which should be used as follows:  in patients with primary or metastatic spinal tumours who would benefit from post-operative high dose high precision beam therapy upon appropriate and stringent patient selection;  Patient selection should be done via standardised assessment such as the neurological-oncological-mechanical systemic (NOMS) framework; and  The assessment should be carried out by a multidisciplinary team (MDT), which may be inclusive of, but not limited to, radiation oncologists, spine surgeons and interventional radiologists, among others.
Orthopaedics | Spine - Thoracolumbar (TL) and sacral surgery | TL and sacral fusion and fixation implant | TL pedicle screw - Shank, tulip | NuVasive Inc. | RELINE MAS Screw, 7.5x60mm 2C Poly Iliac | 16017560 | Standalone | DE0500730 | As per HSA registered indication(s) except for radiolucent implants which should be used as follows:  in patients with primary or metastatic spinal tumours who would benefit from post-operative high dose high precision beam therapy upon appropriate and stringent patient selection;  Patient selection should be done via standardised assessment such as the neurological-oncological-mechanical systemic (NOMS) framework; and  The assessment should be carried out by a multidisciplinary team (MDT), which may be inclusive of, but not limited to, radiation oncologists, spine surgeons and interventional radiologists, among others.
Orthopaedics | Spine - Thoracolumbar (TL) and sacral surgery | TL and sacral fusion and fixation implant | TL pedicle screw - Shank, tulip | NuVasive Inc. | RELINE MAS Screw, 7.5x60mm Traction Poly | 16117560 | Standalone | DE0500730 | As per HSA registered indication(s) except for radiolucent implants which should be used as follows:  in patients with primary or metastatic spinal tumours who would benefit from post-operative high dose high precision beam therapy upon appropriate and stringent patient selection;  Patient selection should be done via standardised assessment such as the neurological-oncological-mechanical systemic (NOMS) framework; and  The assessment should be carried out by a multidisciplinary team (MDT), which may be inclusive of, but not limited to, radiation oncologists, spine surgeons and interventional radiologists, among others.
Orthopaedics | Spine - Thoracolumbar (TL) and sacral surgery | TL and sacral fusion and fixation implant | TL pedicle screw - Shank, tulip | NuVasive Inc. | RELINE MAS Screw, 7.5x65mm 2C Poly Iliac | 16017565 | Standalone | DE0500730 | As per HSA registered indication(s) except for radiolucent implants which should be used as follows:  in patients with primary or metastatic spinal tumours who would benefit from post-operative high dose high precision beam therapy upon appropriate and stringent patient selection;  Patient selection should be done via standardised assessment such as the neurological-oncological-mechanical systemic (NOMS) framework; and  The assessment should be carried out by a multidisciplinary team (MDT), which may be inclusive of, but not limited to, radiation oncologists, spine surgeons and interventional radiologists, among others.
Orthopaedics | Spine - Thoracolumbar (TL) and sacral surgery | TL and sacral fusion and fixation implant | TL pedicle screw - Shank, tulip | NuVasive Inc. | RELINE MAS Screw, 7.5x70mm 2C Poly Iliac | 16017570 | Standalone | DE0500730 | As per HSA registered indication(s) except for radiolucent implants which should be used as follows:  in patients with primary or metastatic spinal tumours who would benefit from post-operative high dose high precision beam therapy upon appropriate and stringent patient selection;  Patient selection should be done via standardised assessment such as the neurological-oncological-mechanical systemic (NOMS) framework; and  The assessment should be carried out by a multidisciplinary team (MDT), which may be inclusive of, but not limited to, radiation oncologists, spine surgeons and interventional radiologists, among others.
Orthopaedics | Spine - Thoracolumbar (TL) and sacral surgery | TL and sacral fusion and fixation implant | TL pedicle screw - Shank, tulip | NuVasive Inc. | RELINE MAS Screw, 7.5x70mm Traction Poly | 16117570 | Standalone | DE0500730 | As per HSA registered indication(s) except for radiolucent implants which should be used as follows:  in patients with primary or metastatic spinal tumours who would benefit from post-operative high dose high precision beam therapy upon appropriate and stringent patient selection;  Patient selection should be done via standardised assessment such as the neurological-oncological-mechanical systemic (NOMS) framework; and  The assessment should be carried out by a multidisciplinary team (MDT), which may be inclusive of, but not limited to, radiation oncologists, spine surgeons and interventional radiologists, among others.
Orthopaedics | Spine - Thoracolumbar (TL) and sacral surgery | TL and sacral fusion and fixation implant | TL pedicle screw - Shank, tulip | NuVasive Inc. | RELINE MAS Screw, 7.5x80mm 2C Poly Iliac | 16017580 | Standalone | DE0500730 | As per HSA registered indication(s) except for radiolucent implants which should be used as follows:  in patients with primary or metastatic spinal tumours who would benefit from post-operative high dose high precision beam therapy upon appropriate and stringent patient selection;  Patient selection should be done via standardised assessment such as the neurological-oncological-mechanical systemic (NOMS) framework; and  The assessment should be carried out by a multidisciplinary team (MDT), which may be inclusive of, but not limited to, radiation oncologists, spine surgeons and interventional radiologists, among others.
Orthopaedics | Spine - Thoracolumbar (TL) and sacral surgery | TL and sacral fusion and fixation implant | TL pedicle screw - Shank, tulip | NuVasive Inc. | RELINE MAS Screw, 7.5x80mm Traction Poly | 16117580 | Standalone | DE0500730 | As per HSA registered indication(s) except for radiolucent implants which should be used as follows:  in patients with primary or metastatic spinal tumours who would benefit from post-operative high dose high precision beam therapy upon appropriate and stringent patient selection;  Patient selection should be done via standardised assessment such as the neurological-oncological-mechanical systemic (NOMS) framework; and  The assessment should be carried out by a multidisciplinary team (MDT), which may be inclusive of, but not limited to, radiation oncologists, spine surgeons and interventional radiologists, among others.
Orthopaedics | Spine - Thoracolumbar (TL) and sacral surgery | TL and sacral fusion and fixation implant | TL pedicle screw - Shank, tulip | NuVasive Inc. | RELINE MAS Screw, 7.5x90mm 2C Poly Iliac | 16017590 | Standalone | DE0500730 | As per HSA registered indication(s) except for radiolucent implants which should be used as follows:  in patients with primary or metastatic spinal tumours who would benefit from post-operative high dose high precision beam therapy upon appropriate and stringent patient selection;  Patient selection should be done via standardised assessment such as the neurological-oncological-mechanical systemic (NOMS) framework; and  The assessment should be carried out by a multidisciplinary team (MDT), which may be inclusive of, but not limited to, radiation oncologists, spine surgeons and interventional radiologists, among others.
Orthopaedics | Spine - Thoracolumbar (TL) and sacral surgery | TL and sacral fusion and fixation implant | TL pedicle screw - Shank, tulip | NuVasive Inc. | RELINE MAS Screw, 7.5x90mm Traction Poly | 16117590 | Standalone | DE0500730 | As per HSA registered indication(s) except for radiolucent implants which should be used as follows:  in patients with primary or metastatic spinal tumours who would benefit from post-operative high dose high precision beam therapy upon appropriate and stringent patient selection;  Patient selection should be done via standardised assessment such as the neurological-oncological-mechanical systemic (NOMS) framework; and  The assessment should be carried out by a multidisciplinary team (MDT), which may be inclusive of, but not limited to, radiation oncologists, spine surgeons and interventional radiologists, among others.
Orthopaedics | Spine - Thoracolumbar (TL) and sacral surgery | TL and sacral fusion and fixation implant | TL pedicle screw - Shank, tulip | NuVasive Inc. | RELINE MAS Screw, 8.5x30mm 2C Polyaxial | 16018530 | Standalone | DE0500730 | As per HSA registered indication(s) except for radiolucent implants which should be used as follows:  in patients with primary or metastatic spinal tumours who would benefit from post-operative high dose high precision beam therapy upon appropriate and stringent patient selection;  Patient selection should be done via standardised assessment such as the neurological-oncological-mechanical systemic (NOMS) framework; and  The assessment should be carried out by a multidisciplinary team (MDT), which may be inclusive of, but not limited to, radiation oncologists, spine surgeons and interventional radiologists, among others.
Orthopaedics | Spine - Thoracolumbar (TL) and sacral surgery | TL and sacral fusion and fixation implant | TL pedicle screw - Shank, tulip | NuVasive Inc. | RELINE MAS Screw, 8.5x30mm Traction Poly | 16118530 | Standalone | DE0500730 | As per HSA registered indication(s) except for radiolucent implants which should be used as follows:  in patients with primary or metastatic spinal tumours who would benefit from post-operative high dose high precision beam therapy upon appropriate and stringent patient selection;  Patient selection should be done via standardised assessment such as the neurological-oncological-mechanical systemic (NOMS) framework; and  The assessment should be carried out by a multidisciplinary team (MDT), which may be inclusive of, but not limited to, radiation oncologists, spine surgeons and interventional radiologists, among others.
Orthopaedics | Spine - Thoracolumbar (TL) and sacral surgery | TL and sacral fusion and fixation implant | TL pedicle screw - Shank, tulip | NuVasive Inc. | RELINE MAS Screw, 8.5x35mm 2C Polyaxial | 16018535 | Standalone | DE0500730 | As per HSA registered indication(s) except for radiolucent implants which should be used as follows:  in patients with primary or metastatic spinal tumours who would benefit from post-operative high dose high precision beam therapy upon appropriate and stringent patient selection;  Patient selection should be done via standardised assessment such as the neurological-oncological-mechanical systemic (NOMS) framework; and  The assessment should be carried out by a multidisciplinary team (MDT), which may be inclusive of, but not limited to, radiation oncologists, spine surgeons and interventional radiologists, among others.
Orthopaedics | Spine - Thoracolumbar (TL) and sacral surgery | TL and sacral fusion and fixation implant | TL pedicle screw - Shank, tulip | NuVasive Inc. | RELINE MAS Screw, 8.5x35mm Traction Poly | 16118535 | Standalone | DE0500730 | As per HSA registered indication(s) except for radiolucent implants which should be used as follows:  in patients with primary or metastatic spinal tumours who would benefit from post-operative high dose high precision beam therapy upon appropriate and stringent patient selection;  Patient selection should be done via standardised assessment such as the neurological-oncological-mechanical systemic (NOMS) framework; and  The assessment should be carried out by a multidisciplinary team (MDT), which may be inclusive of, but not limited to, radiation oncologists, spine surgeons and interventional radiologists, among others.
Orthopaedics | Spine - Thoracolumbar (TL) and sacral surgery | TL and sacral fusion and fixation implant | TL pedicle screw - Shank, tulip | NuVasive Inc. | RELINE MAS Screw, 8.5x40mm 2C Polyaxial | 16018540 | Standalone | DE0500730 | As per HSA registered indication(s) except for radiolucent implants which should be used as follows:  in patients with primary or metastatic spinal tumours who would benefit from post-operative high dose high precision beam therapy upon appropriate and stringent patient selection;  Patient selection should be done via standardised assessment such as the neurological-oncological-mechanical systemic (NOMS) framework; and  The assessment should be carried out by a multidisciplinary team (MDT), which may be inclusive of, but not limited to, radiation oncologists, spine surgeons and interventional radiologists, among others.
Orthopaedics | Spine - Thoracolumbar (TL) and sacral surgery | TL and sacral fusion and fixation implant | TL pedicle screw - Shank, tulip | NuVasive Inc. | RELINE MAS Screw, 8.5x40mm Traction Poly | 16118540 | Standalone | DE0500730 | As per HSA registered indication(s) except for radiolucent implants which should be used as follows:  in patients with primary or metastatic spinal tumours who would benefit from post-operative high dose high precision beam therapy upon appropriate and stringent patient selection;  Patient selection should be done via standardised assessment such as the neurological-oncological-mechanical systemic (NOMS) framework; and  The assessment should be carried out by a multidisciplinary team (MDT), which may be inclusive of, but not limited to, radiation oncologists, spine surgeons and interventional radiologists, among others.
Orthopaedics | Spine - Thoracolumbar (TL) and sacral surgery | TL and sacral fusion and fixation implant | TL pedicle screw - Shank, tulip | NuVasive Inc. | RELINE MAS Screw, 8.5x45mm 2C Polyaxial | 16018545 | Standalone | DE0500730 | As per HSA registered indication(s) except for radiolucent implants which should be used as follows:  in patients with primary or metastatic spinal tumours who would benefit from post-operative high dose high precision beam therapy upon appropriate and stringent patient selection;  Patient selection should be done via standardised assessment such as the neurological-oncological-mechanical systemic (NOMS) framework; and  The assessment should be carried out by a multidisciplinary team (MDT), which may be inclusive of, but not limited to, radiation oncologists, spine surgeons and interventional radiologists, among others.
Orthopaedics | Spine - Thoracolumbar (TL) and sacral surgery | TL and sacral fusion and fixation implant | TL pedicle screw - Shank, tulip | NuVasive Inc. | RELINE MAS Screw, 8.5x45mm Traction Poly | 16118545 | Standalone | DE0500730 | As per HSA registered indication(s) except for radiolucent implants which should be used as follows:  in patients with primary or metastatic spinal tumours who would benefit from post-operative high dose high precision beam therapy upon appropriate and stringent patient selection;  Patient selection should be done via standardised assessment such as the neurological-oncological-mechanical systemic (NOMS) framework; and  The assessment should be carried out by a multidisciplinary team (MDT), which may be inclusive of, but not limited to, radiation oncologists, spine surgeons and interventional radiologists, among others.
Orthopaedics | Spine - Thoracolumbar (TL) and sacral surgery | TL and sacral fusion and fixation implant | TL pedicle screw - Shank, tulip | NuVasive Inc. | RELINE MAS Screw, 8.5x50mm 2C Polyaxial | 16018550 | Standalone | DE0500730 | As per HSA registered indication(s) except for radiolucent implants which should be used as follows:  in patients with primary or metastatic spinal tumours who would benefit from post-operative high dose high precision beam therapy upon appropriate and stringent patient selection;  Patient selection should be done via standardised assessment such as the neurological-oncological-mechanical systemic (NOMS) framework; and  The assessment should be carried out by a multidisciplinary team (MDT), which may be inclusive of, but not limited to, radiation oncologists, spine surgeons and interventional radiologists, among others.
Orthopaedics | Spine - Thoracolumbar (TL) and sacral surgery | TL and sacral fusion and fixation implant | TL pedicle screw - Shank, tulip | NuVasive Inc. | RELINE MAS Screw, 8.5x50mm Traction Poly | 16118550 | Standalone | DE0500730 | As per HSA registered indication(s) except for radiolucent implants which should be used as follows:  in patients with primary or metastatic spinal tumours who would benefit from post-operative high dose high precision beam therapy upon appropriate and stringent patient selection;  Patient selection should be done via standardised assessment such as the neurological-oncological-mechanical systemic (NOMS) framework; and  The assessment should be carried out by a multidisciplinary team (MDT), which may be inclusive of, but not limited to, radiation oncologists, spine surgeons and interventional radiologists, among others.
Orthopaedics | Spine - Thoracolumbar (TL) and sacral surgery | TL and sacral fusion and fixation implant | TL pedicle screw - Shank, tulip | NuVasive Inc. | RELINE MAS Screw, 8.5x55mm 2C Polyaxial | 16018555 | Standalone | DE0500730 | As per HSA registered indication(s) except for radiolucent implants which should be used as follows:  in patients with primary or metastatic spinal tumours who would benefit from post-operative high dose high precision beam therapy upon appropriate and stringent patient selection;  Patient selection should be done via standardised assessment such as the neurological-oncological-mechanical systemic (NOMS) framework; and  The assessment should be carried out by a multidisciplinary team (MDT), which may be inclusive of, but not limited to, radiation oncologists, spine surgeons and interventional radiologists, among others.
Orthopaedics | Spine - Thoracolumbar (TL) and sacral surgery | TL and sacral fusion and fixation implant | TL pedicle screw - Shank, tulip | NuVasive Inc. | RELINE MAS Screw, 8.5x55mm Traction Poly | 16118555 | Standalone | DE0500730 | As per HSA registered indication(s) except for radiolucent implants which should be used as follows:  in patients with primary or metastatic spinal tumours who would benefit from post-operative high dose high precision beam therapy upon appropriate and stringent patient selection;  Patient selection should be done via standardised assessment such as the neurological-oncological-mechanical systemic (NOMS) framework; and  The assessment should be carried out by a multidisciplinary team (MDT), which may be inclusive of, but not limited to, radiation oncologists, spine surgeons and interventional radiologists, among others.
Orthopaedics | Spine - Thoracolumbar (TL) and sacral surgery | TL and sacral fusion and fixation implant | TL pedicle screw - Shank, tulip | NuVasive Inc. | RELINE MAS Screw, 8.5x60mm 2C Poly Iliac | 16018560 | Standalone | DE0500730 | As per HSA registered indication(s) except for radiolucent implants which should be used as follows:  in patients with primary or metastatic spinal tumours who would benefit from post-operative high dose high precision beam therapy upon appropriate and stringent patient selection;  Patient selection should be done via standardised assessment such as the neurological-oncological-mechanical systemic (NOMS) framework; and  The assessment should be carried out by a multidisciplinary team (MDT), which may be inclusive of, but not limited to, radiation oncologists, spine surgeons and interventional radiologists, among others.
Orthopaedics | Spine - Thoracolumbar (TL) and sacral surgery | TL and sacral fusion and fixation implant | TL pedicle screw - Shank, tulip | NuVasive Inc. | RELINE MAS Screw, 8.5x60mm Traction Poly | 16118560 | Standalone | DE0500730 | As per HSA registered indication(s) except for radiolucent implants which should be used as follows:  in patients with primary or metastatic spinal tumours who would benefit from post-operative high dose high precision beam therapy upon appropriate and stringent patient selection;  Patient selection should be done via standardised assessment such as the neurological-oncological-mechanical systemic (NOMS) framework; and  The assessment should be carried out by a multidisciplinary team (MDT), which may be inclusive of, but not limited to, radiation oncologists, spine surgeons and interventional radiologists, among others.
Orthopaedics | Spine - Thoracolumbar (TL) and sacral surgery | TL and sacral fusion and fixation implant | TL pedicle screw - Shank, tulip | NuVasive Inc. | RELINE MAS Screw, 8.5x65mm 2C Poly Iliac | 16018565 | Standalone | DE0500730 | As per HSA registered indication(s) except for radiolucent implants which should be used as follows:  in patients with primary or metastatic spinal tumours who would benefit from post-operative high dose high precision beam therapy upon appropriate and stringent patient selection;  Patient selection should be done via standardised assessment such as the neurological-oncological-mechanical systemic (NOMS) framework; and  The assessment should be carried out by a multidisciplinary team (MDT), which may be inclusive of, but not limited to, radiation oncologists, spine surgeons and interventional radiologists, among others.
Orthopaedics | Spine - Thoracolumbar (TL) and sacral surgery | TL and sacral fusion and fixation implant | TL pedicle screw - Shank, tulip | NuVasive Inc. | RELINE MAS Screw, 8.5x70mm 2C Poly Iliac | 16018570 | Standalone | DE0500730 | As per HSA registered indication(s) except for radiolucent implants which should be used as follows:  in patients with primary or metastatic spinal tumours who would benefit from post-operative high dose high precision beam therapy upon appropriate and stringent patient selection;  Patient selection should be done via standardised assessment such as the neurological-oncological-mechanical systemic (NOMS) framework; and  The assessment should be carried out by a multidisciplinary team (MDT), which may be inclusive of, but not limited to, radiation oncologists, spine surgeons and interventional radiologists, among others.
Orthopaedics | Spine - Thoracolumbar (TL) and sacral surgery | TL and sacral fusion and fixation implant | TL pedicle screw - Shank, tulip | NuVasive Inc. | RELINE MAS Screw, 8.5x70mm Traction Poly | 16118570 | Standalone | DE0500730 | As per HSA registered indication(s) except for radiolucent implants which should be used as follows:  in patients with primary or metastatic spinal tumours who would benefit from post-operative high dose high precision beam therapy upon appropriate and stringent patient selection;  Patient selection should be done via standardised assessment such as the neurological-oncological-mechanical systemic (NOMS) framework; and  The assessment should be carried out by a multidisciplinary team (MDT), which may be inclusive of, but not limited to, radiation oncologists, spine surgeons and interventional radiologists, among others.
Orthopaedics | Spine - Thoracolumbar (TL) and sacral surgery | TL and sacral fusion and fixation implant | TL pedicle screw - Shank, tulip | NuVasive Inc. | RELINE MAS Screw, 8.5x80mm 2C Poly Iliac | 16018580 | Standalone | DE0500730 | As per HSA registered indication(s) except for radiolucent implants which should be used as follows:  in patients with primary or metastatic spinal tumours who would benefit from post-operative high dose high precision beam therapy upon appropriate and stringent patient selection;  Patient selection should be done via standardised assessment such as the neurological-oncological-mechanical systemic (NOMS) framework; and  The assessment should be carried out by a multidisciplinary team (MDT), which may be inclusive of, but not limited to, radiation oncologists, spine surgeons and interventional radiologists, among others.
Orthopaedics | Spine - Thoracolumbar (TL) and sacral surgery | TL and sacral fusion and fixation implant | TL pedicle screw - Shank, tulip | NuVasive Inc. | RELINE MAS Screw, 8.5x80mm Traction Poly | 16118580 | Standalone | DE0500730 | As per HSA registered indication(s) except for radiolucent implants which should be used as follows:  in patients with primary or metastatic spinal tumours who would benefit from post-operative high dose high precision beam therapy upon appropriate and stringent patient selection;  Patient selection should be done via standardised assessment such as the neurological-oncological-mechanical systemic (NOMS) framework; and  The assessment should be carried out by a multidisciplinary team (MDT), which may be inclusive of, but not limited to, radiation oncologists, spine surgeons and interventional radiologists, among others.
Orthopaedics | Spine - Thoracolumbar (TL) and sacral surgery | TL and sacral fusion and fixation implant | TL pedicle screw - Shank, tulip | NuVasive Inc. | RELINE MAS Screw, 8.5x90mm 2C Poly Iliac | 16018590 | Standalone | DE0500730 | As per HSA registered indication(s) except for radiolucent implants which should be used as follows:  in patients with primary or metastatic spinal tumours who would benefit from post-operative high dose high precision beam therapy upon appropriate and stringent patient selection;  Patient selection should be done via standardised assessment such as the neurological-oncological-mechanical systemic (NOMS) framework; and  The assessment should be carried out by a multidisciplinary team (MDT), which may be inclusive of, but not limited to, radiation oncologists, spine surgeons and interventional radiologists, among others.
Orthopaedics | Spine - Thoracolumbar (TL) and sacral surgery | TL and sacral fusion and fixation implant | TL pedicle screw - Shank, tulip | NuVasive Inc. | RELINE MAS Screw, 8.5x90mm Traction Poly | 16118590 | Standalone | DE0500730 | As per HSA registered indication(s) except for radiolucent implants which should be used as follows:  in patients with primary or metastatic spinal tumours who would benefit from post-operative high dose high precision beam therapy upon appropriate and stringent patient selection;  Patient selection should be done via standardised assessment such as the neurological-oncological-mechanical systemic (NOMS) framework; and  The assessment should be carried out by a multidisciplinary team (MDT), which may be inclusive of, but not limited to, radiation oncologists, spine surgeons and interventional radiologists, among others.
Orthopaedics | Spine - Thoracolumbar (TL) and sacral surgery | TL and sacral fusion and fixation implant | TL pedicle screw - Shank, tulip | NuVasive Inc. | RELINE MAS Screw, 9.5x35mm 2C Polyaxial | 16019535 | Standalone | DE0500730 | As per HSA registered indication(s) except for radiolucent implants which should be used as follows:  in patients with primary or metastatic spinal tumours who would benefit from post-operative high dose high precision beam therapy upon appropriate and stringent patient selection;  Patient selection should be done via standardised assessment such as the neurological-oncological-mechanical systemic (NOMS) framework; and  The assessment should be carried out by a multidisciplinary team (MDT), which may be inclusive of, but not limited to, radiation oncologists, spine surgeons and interventional radiologists, among others.
Orthopaedics | Spine - Thoracolumbar (TL) and sacral surgery | TL and sacral fusion and fixation implant | TL pedicle screw - Shank, tulip | NuVasive Inc. | RELINE MAS Screw, 9.5x35mm Traction Poly | 16119535 | Standalone | DE0500730 | As per HSA registered indication(s) except for radiolucent implants which should be used as follows:  in patients with primary or metastatic spinal tumours who would benefit from post-operative high dose high precision beam therapy upon appropriate and stringent patient selection;  Patient selection should be done via standardised assessment such as the neurological-oncological-mechanical systemic (NOMS) framework; and  The assessment should be carried out by a multidisciplinary team (MDT), which may be inclusive of, but not limited to, radiation oncologists, spine surgeons and interventional radiologists, among others.
Orthopaedics | Spine - Thoracolumbar (TL) and sacral surgery | TL and sacral fusion and fixation implant | TL pedicle screw - Shank, tulip | NuVasive Inc. | RELINE MAS Screw, 9.5x40mm 2C Polyaxial | 16019540 | Standalone | DE0500730 | As per HSA registered indication(s) except for radiolucent implants which should be used as follows:  in patients with primary or metastatic spinal tumours who would benefit from post-operative high dose high precision beam therapy upon appropriate and stringent patient selection;  Patient selection should be done via standardised assessment such as the neurological-oncological-mechanical systemic (NOMS) framework; and  The assessment should be carried out by a multidisciplinary team (MDT), which may be inclusive of, but not limited to, radiation oncologists, spine surgeons and interventional radiologists, among others.
Orthopaedics | Spine - Thoracolumbar (TL) and sacral surgery | TL and sacral fusion and fixation implant | TL pedicle screw - Shank, tulip | NuVasive Inc. | RELINE MAS Screw, 9.5x40mm Traction Poly | 16119540 | Standalone | DE0500730 | As per HSA registered indication(s) except for radiolucent implants which should be used as follows:  in patients with primary or metastatic spinal tumours who would benefit from post-operative high dose high precision beam therapy upon appropriate and stringent patient selection;  Patient selection should be done via standardised assessment such as the neurological-oncological-mechanical systemic (NOMS) framework; and  The assessment should be carried out by a multidisciplinary team (MDT), which may be inclusive of, but not limited to, radiation oncologists, spine surgeons and interventional radiologists, among others.
Orthopaedics | Spine - Thoracolumbar (TL) and sacral surgery | TL and sacral fusion and fixation implant | TL pedicle screw - Shank, tulip | NuVasive Inc. | RELINE MAS Screw, 9.5x45mm 2C Polyaxial | 16019545 | Standalone | DE0500730 | As per HSA registered indication(s) except for radiolucent implants which should be used as follows:  in patients with primary or metastatic spinal tumours who would benefit from post-operative high dose high precision beam therapy upon appropriate and stringent patient selection;  Patient selection should be done via standardised assessment such as the neurological-oncological-mechanical systemic (NOMS) framework; and  The assessment should be carried out by a multidisciplinary team (MDT), which may be inclusive of, but not limited to, radiation oncologists, spine surgeons and interventional radiologists, among others.
Orthopaedics | Spine - Thoracolumbar (TL) and sacral surgery | TL and sacral fusion and fixation implant | TL pedicle screw - Shank, tulip | NuVasive Inc. | RELINE MAS Screw, 9.5x45mm Traction Poly | 16119545 | Standalone | DE0500730 | As per HSA registered indication(s) except for radiolucent implants which should be used as follows:  in patients with primary or metastatic spinal tumours who would benefit from post-operative high dose high precision beam therapy upon appropriate and stringent patient selection;  Patient selection should be done via standardised assessment such as the neurological-oncological-mechanical systemic (NOMS) framework; and  The assessment should be carried out by a multidisciplinary team (MDT), which may be inclusive of, but not limited to, radiation oncologists, spine surgeons and interventional radiologists, among others.
Orthopaedics | Spine - Thoracolumbar (TL) and sacral surgery | TL and sacral fusion and fixation implant | TL pedicle screw - Shank, tulip | NuVasive Inc. | RELINE MAS Screw, 9.5x50mm 2C Polyaxial | 16019550 | Standalone | DE0500730 | As per HSA registered indication(s) except for radiolucent implants which should be used as follows:  in patients with primary or metastatic spinal tumours who would benefit from post-operative high dose high precision beam therapy upon appropriate and stringent patient selection;  Patient selection should be done via standardised assessment such as the neurological-oncological-mechanical systemic (NOMS) framework; and  The assessment should be carried out by a multidisciplinary team (MDT), which may be inclusive of, but not limited to, radiation oncologists, spine surgeons and interventional radiologists, among others.
Orthopaedics | Spine - Thoracolumbar (TL) and sacral surgery | TL and sacral fusion and fixation implant | TL pedicle screw - Shank, tulip | NuVasive Inc. | RELINE MAS Screw, 9.5x50mm Traction Poly | 16119550 | Standalone | DE0500730 | As per HSA registered indication(s) except for radiolucent implants which should be used as follows:  in patients with primary or metastatic spinal tumours who would benefit from post-operative high dose high precision beam therapy upon appropriate and stringent patient selection;  Patient selection should be done via standardised assessment such as the neurological-oncological-mechanical systemic (NOMS) framework; and  The assessment should be carried out by a multidisciplinary team (MDT), which may be inclusive of, but not limited to, radiation oncologists, spine surgeons and interventional radiologists, among others.
Orthopaedics | Spine - Thoracolumbar (TL) and sacral surgery | TL and sacral fusion and fixation implant | TL pedicle screw - Shank, tulip | NuVasive Inc. | RELINE MAS Screw, 9.5x55mm 2C Polyaxial | 16019555 | Standalone | DE0500730 | As per HSA registered indication(s) except for radiolucent implants which should be used as follows:  in patients with primary or metastatic spinal tumours who would benefit from post-operative high dose high precision beam therapy upon appropriate and stringent patient selection;  Patient selection should be done via standardised assessment such as the neurological-oncological-mechanical systemic (NOMS) framework; and  The assessment should be carried out by a multidisciplinary team (MDT), which may be inclusive of, but not limited to, radiation oncologists, spine surgeons and interventional radiologists, among others.
Orthopaedics | Spine - Thoracolumbar (TL) and sacral surgery | TL and sacral fusion and fixation implant | TL pedicle screw - Shank, tulip | NuVasive Inc. | RELINE MAS Screw, 9.5x60mm 2C Poly Iliac | 16019560 | Standalone | DE0500730 | As per HSA registered indication(s) except for radiolucent implants which should be used as follows:  in patients with primary or metastatic spinal tumours who would benefit from post-operative high dose high precision beam therapy upon appropriate and stringent patient selection;  Patient selection should be done via standardised assessment such as the neurological-oncological-mechanical systemic (NOMS) framework; and  The assessment should be carried out by a multidisciplinary team (MDT), which may be inclusive of, but not limited to, radiation oncologists, spine surgeons and interventional radiologists, among others.
Orthopaedics | Spine - Thoracolumbar (TL) and sacral surgery | TL and sacral fusion and fixation implant | TL pedicle screw - Shank, tulip | NuVasive Inc. | RELINE MAS Screw, 9.5x60mm Traction Poly | 16119560 | Standalone | DE0500730 | As per HSA registered indication(s) except for radiolucent implants which should be used as follows:  in patients with primary or metastatic spinal tumours who would benefit from post-operative high dose high precision beam therapy upon appropriate and stringent patient selection;  Patient selection should be done via standardised assessment such as the neurological-oncological-mechanical systemic (NOMS) framework; and  The assessment should be carried out by a multidisciplinary team (MDT), which may be inclusive of, but not limited to, radiation oncologists, spine surgeons and interventional radiologists, among others.
Orthopaedics | Spine - Thoracolumbar (TL) and sacral surgery | TL and sacral fusion and fixation implant | TL pedicle screw - Shank, tulip | NuVasive Inc. | RELINE MAS Screw, 9.5x70mm 2C Poly Iliac | 16019570 | Standalone | DE0500730 | As per HSA registered indication(s) except for radiolucent implants which should be used as follows:  in patients with primary or metastatic spinal tumours who would benefit from post-operative high dose high precision beam therapy upon appropriate and stringent patient selection;  Patient selection should be done via standardised assessment such as the neurological-oncological-mechanical systemic (NOMS) framework; and  The assessment should be carried out by a multidisciplinary team (MDT), which may be inclusive of, but not limited to, radiation oncologists, spine surgeons and interventional radiologists, among others.
Orthopaedics | Spine - Thoracolumbar (TL) and sacral surgery | TL and sacral fusion and fixation implant | TL pedicle screw - Shank, tulip | NuVasive Inc. | RELINE MAS Screw, 9.5x70mm Traction Poly | 16119570 | Standalone | DE0500730 | As per HSA registered indication(s) except for radiolucent implants which should be used as follows:  in patients with primary or metastatic spinal tumours who would benefit from post-operative high dose high precision beam therapy upon appropriate and stringent patient selection;  Patient selection should be done via standardised assessment such as the neurological-oncological-mechanical systemic (NOMS) framework; and  The assessment should be carried out by a multidisciplinary team (MDT), which may be inclusive of, but not limited to, radiation oncologists, spine surgeons and interventional radiologists, among others.
Orthopaedics | Spine - Thoracolumbar (TL) and sacral surgery | TL and sacral fusion and fixation implant | TL pedicle screw - Shank, tulip | NuVasive Inc. | RELINE MAS Screw, 9.5x80mm 2C Poly Iliac | 16019580 | Standalone | DE0500730 | As per HSA registered indication(s) except for radiolucent implants which should be used as follows:  in patients with primary or metastatic spinal tumours who would benefit from post-operative high dose high precision beam therapy upon appropriate and stringent patient selection;  Patient selection should be done via standardised assessment such as the neurological-oncological-mechanical systemic (NOMS) framework; and  The assessment should be carried out by a multidisciplinary team (MDT), which may be inclusive of, but not limited to, radiation oncologists, spine surgeons and interventional radiologists, among others.
Orthopaedics | Spine - Thoracolumbar (TL) and sacral surgery | TL and sacral fusion and fixation implant | TL pedicle screw - Shank, tulip | NuVasive Inc. | RELINE MAS Screw, 9.5x80mm Traction Poly | 16119580 | Standalone | DE0500730 | As per HSA registered indication(s) except for radiolucent implants which should be used as follows:  in patients with primary or metastatic spinal tumours who would benefit from post-operative high dose high precision beam therapy upon appropriate and stringent patient selection;  Patient selection should be done via standardised assessment such as the neurological-oncological-mechanical systemic (NOMS) framework; and  The assessment should be carried out by a multidisciplinary team (MDT), which may be inclusive of, but not limited to, radiation oncologists, spine surgeons and interventional radiologists, among others.
Orthopaedics | Spine - Thoracolumbar (TL) and sacral surgery | TL and sacral fusion and fixation implant | TL pedicle screw - Shank, tulip | NuVasive Inc. | RELINE MAS Screw, 9.5x90mm 2C Poly Iliac | 16019590 | Standalone | DE0500730 | As per HSA registered indication(s) except for radiolucent implants which should be used as follows:  in patients with primary or metastatic spinal tumours who would benefit from post-operative high dose high precision beam therapy upon appropriate and stringent patient selection;  Patient selection should be done via standardised assessment such as the neurological-oncological-mechanical systemic (NOMS) framework; and  The assessment should be carried out by a multidisciplinary team (MDT), which may be inclusive of, but not limited to, radiation oncologists, spine surgeons and interventional radiologists, among others.
Orthopaedics | Spine - Thoracolumbar (TL) and sacral surgery | TL and sacral fusion and fixation implant | TL pedicle screw - Shank, tulip | NuVasive Inc. | RELINE MAS Screw, 9.5x90mm Traction Poly | 16119590 | Standalone | DE0500730 | As per HSA registered indication(s) except for radiolucent implants which should be used as follows:  in patients with primary or metastatic spinal tumours who would benefit from post-operative high dose high precision beam therapy upon appropriate and stringent patient selection;  Patient selection should be done via standardised assessment such as the neurological-oncological-mechanical systemic (NOMS) framework; and  The assessment should be carried out by a multidisciplinary team (MDT), which may be inclusive of, but not limited to, radiation oncologists, spine surgeons and interventional radiologists, among others.
Orthopaedics | Spine - Thoracolumbar (TL) and sacral surgery | TL and sacral fusion and fixation implant | TL pedicle screw - Shank, tulip | NuVasive Inc. | RELINE MAS Screw,10.5x100mm 2C PolyIliac | 16010510 | Standalone | DE0500730 | As per HSA registered indication(s) except for radiolucent implants which should be used as follows:  in patients with primary or metastatic spinal tumours who would benefit from post-operative high dose high precision beam therapy upon appropriate and stringent patient selection;  Patient selection should be done via standardised assessment such as the neurological-oncological-mechanical systemic (NOMS) framework; and  The assessment should be carried out by a multidisciplinary team (MDT), which may be inclusive of, but not limited to, radiation oncologists, spine surgeons and interventional radiologists, among others.
Orthopaedics | Spine - Thoracolumbar (TL) and sacral surgery | TL and sacral fusion and fixation implant | TL pedicle screw - Shank, tulip | NuVasive Inc. | RELINE MAS Screw,10.5x110mm 2C PolyIliac | 16010511 | Standalone | DE0500730 | As per HSA registered indication(s) except for radiolucent implants which should be used as follows:  in patients with primary or metastatic spinal tumours who would benefit from post-operative high dose high precision beam therapy upon appropriate and stringent patient selection;  Patient selection should be done via standardised assessment such as the neurological-oncological-mechanical systemic (NOMS) framework; and  The assessment should be carried out by a multidisciplinary team (MDT), which may be inclusive of, but not limited to, radiation oncologists, spine surgeons and interventional radiologists, among others.
Orthopaedics | Spine - Thoracolumbar (TL) and sacral surgery | TL and sacral fusion and fixation implant | TL pedicle screw - Shank, tulip | NuVasive Inc. | RELINE MAS Screw,10.5x120mm 2C PolyIliac | 16010512 | Standalone | DE0500730 | As per HSA registered indication(s) except for radiolucent implants which should be used as follows:  in patients with primary or metastatic spinal tumours who would benefit from post-operative high dose high precision beam therapy upon appropriate and stringent patient selection;  Patient selection should be done via standardised assessment such as the neurological-oncological-mechanical systemic (NOMS) framework; and  The assessment should be carried out by a multidisciplinary team (MDT), which may be inclusive of, but not limited to, radiation oncologists, spine surgeons and interventional radiologists, among others.
Orthopaedics | Spine - Thoracolumbar (TL) and sacral surgery | TL and sacral fusion and fixation implant | TL pedicle screw - Shank, tulip | NuVasive Inc. | RELINE MAS Screw,10.5x80mm 2C Poly Iliac | 16010580 | Standalone | DE0500730 | As per HSA registered indication(s) except for radiolucent implants which should be used as follows:  in patients with primary or metastatic spinal tumours who would benefit from post-operative high dose high precision beam therapy upon appropriate and stringent patient selection;  Patient selection should be done via standardised assessment such as the neurological-oncological-mechanical systemic (NOMS) framework; and  The assessment should be carried out by a multidisciplinary team (MDT), which may be inclusive of, but not limited to, radiation oncologists, spine surgeons and interventional radiologists, among others.
Orthopaedics | Spine - Thoracolumbar (TL) and sacral surgery | TL and sacral fusion and fixation implant | TL pedicle screw - Shank, tulip | NuVasive Inc. | RELINE MAS Screw,10.5x90mm 2C Poly Iliac | 16010590 | Standalone | DE0500730 | As per HSA registered indication(s) except for radiolucent implants which should be used as follows:  in patients with primary or metastatic spinal tumours who would benefit from post-operative high dose high precision beam therapy upon appropriate and stringent patient selection;  Patient selection should be done via standardised assessment such as the neurological-oncological-mechanical systemic (NOMS) framework; and  The assessment should be carried out by a multidisciplinary team (MDT), which may be inclusive of, but not limited to, radiation oncologists, spine surgeons and interventional radiologists, among others.
Orthopaedics | Spine - Thoracolumbar (TL) and sacral surgery | TL and sacral fusion and fixation implant | TL pedicle screw - Shank, tulip | NuVasive Inc. | RELINE MAS Screw,11.5x100mm 2C PolyIliac | 16011510 | Standalone | DE0500730 | As per HSA registered indication(s) except for radiolucent implants which should be used as follows:  in patients with primary or metastatic spinal tumours who would benefit from post-operative high dose high precision beam therapy upon appropriate and stringent patient selection;  Patient selection should be done via standardised assessment such as the neurological-oncological-mechanical systemic (NOMS) framework; and  The assessment should be carried out by a multidisciplinary team (MDT), which may be inclusive of, but not limited to, radiation oncologists, spine surgeons and interventional radiologists, among others.
Orthopaedics | Spine - Thoracolumbar (TL) and sacral surgery | TL and sacral fusion and fixation implant | TL pedicle screw - Shank, tulip | NuVasive Inc. | RELINE MAS Screw,11.5x90mm 2C Poly Iliac | 16011590 | Standalone | DE0500730 | As per HSA registered indication(s) except for radiolucent implants which should be used as follows:  in patients with primary or metastatic spinal tumours who would benefit from post-operative high dose high precision beam therapy upon appropriate and stringent patient selection;  Patient selection should be done via standardised assessment such as the neurological-oncological-mechanical systemic (NOMS) framework; and  The assessment should be carried out by a multidisciplinary team (MDT), which may be inclusive of, but not limited to, radiation oncologists, spine surgeons and interventional radiologists, among others.
Orthopaedics | Spine - Thoracolumbar (TL) and sacral surgery | TL and sacral fusion and fixation implant | TL pedicle screw - Shank, tulip | NuVasive Inc. | RELINE MAS Screw,12.5x100mm 2C PolyIliac | 16012510 | Standalone | DE0500730 | As per HSA registered indication(s) except for radiolucent implants which should be used as follows:  in patients with primary or metastatic spinal tumours who would benefit from post-operative high dose high precision beam therapy upon appropriate and stringent patient selection;  Patient selection should be done via standardised assessment such as the neurological-oncological-mechanical systemic (NOMS) framework; and  The assessment should be carried out by a multidisciplinary team (MDT), which may be inclusive of, but not limited to, radiation oncologists, spine surgeons and interventional radiologists, among others.
Orthopaedics | Spine - Thoracolumbar (TL) and sacral surgery | TL and sacral fusion and fixation implant | TL pedicle screw - Shank, tulip | NuVasive Inc. | RELINE MAS Screw,12.5x110mm 2C PolyIliac | 16012511 | Standalone | DE0500730 | As per HSA registered indication(s) except for radiolucent implants which should be used as follows:  in patients with primary or metastatic spinal tumours who would benefit from post-operative high dose high precision beam therapy upon appropriate and stringent patient selection;  Patient selection should be done via standardised assessment such as the neurological-oncological-mechanical systemic (NOMS) framework; and  The assessment should be carried out by a multidisciplinary team (MDT), which may be inclusive of, but not limited to, radiation oncologists, spine surgeons and interventional radiologists, among others.
Orthopaedics | Spine - Thoracolumbar (TL) and sacral surgery | TL and sacral fusion and fixation implant | TL pedicle screw - Shank, tulip | NuVasive Inc. | RELINE MAS Screw,12.5x120mm 2C PolyIliac | 16012512 | Standalone | DE0500730 | As per HSA registered indication(s) except for radiolucent implants which should be used as follows:  in patients with primary or metastatic spinal tumours who would benefit from post-operative high dose high precision beam therapy upon appropriate and stringent patient selection;  Patient selection should be done via standardised assessment such as the neurological-oncological-mechanical systemic (NOMS) framework; and  The assessment should be carried out by a multidisciplinary team (MDT), which may be inclusive of, but not limited to, radiation oncologists, spine surgeons and interventional radiologists, among others.
Orthopaedics | Spine - Thoracolumbar (TL) and sacral surgery | TL and sacral fusion and fixation implant | TL pedicle screw - Shank, tulip | NuVasive Inc. | RELINE MAS Screw,12.5x60mm 2C Poly Iliac | 16012560 | Standalone | DE0500730 | As per HSA registered indication(s) except for radiolucent implants which should be used as follows:  in patients with primary or metastatic spinal tumours who would benefit from post-operative high dose high precision beam therapy upon appropriate and stringent patient selection;  Patient selection should be done via standardised assessment such as the neurological-oncological-mechanical systemic (NOMS) framework; and  The assessment should be carried out by a multidisciplinary team (MDT), which may be inclusive of, but not limited to, radiation oncologists, spine surgeons and interventional radiologists, among others.
Orthopaedics | Spine - Thoracolumbar (TL) and sacral surgery | TL and sacral fusion and fixation implant | TL pedicle screw - Shank, tulip | NuVasive Inc. | RELINE MAS Screw,12.5x70mm 2C Poly Iliac | 16012570 | Standalone | DE0500730 | As per HSA registered indication(s) except for radiolucent implants which should be used as follows:  in patients with primary or metastatic spinal tumours who would benefit from post-operative high dose high precision beam therapy upon appropriate and stringent patient selection;  Patient selection should be done via standardised assessment such as the neurological-oncological-mechanical systemic (NOMS) framework; and  The assessment should be carried out by a multidisciplinary team (MDT), which may be inclusive of, but not limited to, radiation oncologists, spine surgeons and interventional radiologists, among others.
Orthopaedics | Spine - Thoracolumbar (TL) and sacral surgery | TL and sacral fusion and fixation implant | TL pedicle screw - Shank, tulip | NuVasive Inc. | RELINE MAS Screw,12.5x80mm 2C Poly Iliac | 16012580 | Standalone | DE0500730 | As per HSA registered indication(s) except for radiolucent implants which should be used as follows:  in patients with primary or metastatic spinal tumours who would benefit from post-operative high dose high precision beam therapy upon appropriate and stringent patient selection;  Patient selection should be done via standardised assessment such as the neurological-oncological-mechanical systemic (NOMS) framework; and  The assessment should be carried out by a multidisciplinary team (MDT), which may be inclusive of, but not limited to, radiation oncologists, spine surgeons and interventional radiologists, among others.
Orthopaedics | Spine - Thoracolumbar (TL) and sacral surgery | TL and sacral fusion and fixation implant | TL pedicle screw - Shank, tulip | NuVasive Inc. | RELINE MAS Screw,12.5x90mm 2C Poly Iliac | 16012590 | Standalone | DE0500730 | As per HSA registered indication(s) except for radiolucent implants which should be used as follows:  in patients with primary or metastatic spinal tumours who would benefit from post-operative high dose high precision beam therapy upon appropriate and stringent patient selection;  Patient selection should be done via standardised assessment such as the neurological-oncological-mechanical systemic (NOMS) framework; and  The assessment should be carried out by a multidisciplinary team (MDT), which may be inclusive of, but not limited to, radiation oncologists, spine surgeons and interventional radiologists, among others.
Orthopaedics | Spine - Thoracolumbar (TL) and sacral surgery | TL and sacral fusion and fixation implant | TL pedicle screw - Shank, tulip | NuVasive Inc. | RELINE MAS Screw,6.5x100mm 2C Poly Iliac | 16016510 | Standalone | DE0500730 | As per HSA registered indication(s) except for radiolucent implants which should be used as follows:  in patients with primary or metastatic spinal tumours who would benefit from post-operative high dose high precision beam therapy upon appropriate and stringent patient selection;  Patient selection should be done via standardised assessment such as the neurological-oncological-mechanical systemic (NOMS) framework; and  The assessment should be carried out by a multidisciplinary team (MDT), which may be inclusive of, but not limited to, radiation oncologists, spine surgeons and interventional radiologists, among others.
Orthopaedics | Spine - Thoracolumbar (TL) and sacral surgery | TL and sacral fusion and fixation implant | TL pedicle screw - Shank, tulip | NuVasive Inc. | RELINE MAS Screw,7.5x100mm 2C Poly Iliac | 16017510 | Standalone | DE0500730 | As per HSA registered indication(s) except for radiolucent implants which should be used as follows:  in patients with primary or metastatic spinal tumours who would benefit from post-operative high dose high precision beam therapy upon appropriate and stringent patient selection;  Patient selection should be done via standardised assessment such as the neurological-oncological-mechanical systemic (NOMS) framework; and  The assessment should be carried out by a multidisciplinary team (MDT), which may be inclusive of, but not limited to, radiation oncologists, spine surgeons and interventional radiologists, among others.
Orthopaedics | Spine - Thoracolumbar (TL) and sacral surgery | TL and sacral fusion and fixation implant | TL pedicle screw - Shank, tulip | NuVasive Inc. | RELINE MAS Screw,8.5x100mm 2C Poly Iliac | 16018510 | Standalone | DE0500730 | As per HSA registered indication(s) except for radiolucent implants which should be used as follows:  in patients with primary or metastatic spinal tumours who would benefit from post-operative high dose high precision beam therapy upon appropriate and stringent patient selection;  Patient selection should be done via standardised assessment such as the neurological-oncological-mechanical systemic (NOMS) framework; and  The assessment should be carried out by a multidisciplinary team (MDT), which may be inclusive of, but not limited to, radiation oncologists, spine surgeons and interventional radiologists, among others.
Orthopaedics | Spine - Thoracolumbar (TL) and sacral surgery | TL and sacral fusion and fixation implant | TL pedicle screw - Shank, tulip | NuVasive Inc. | RELINE MAS Screw,9.5x100mm 2C Poly Iliac | 16019510 | Standalone | DE0500730 | As per HSA registered indication(s) except for radiolucent implants which should be used as follows:  in patients with primary or metastatic spinal tumours who would benefit from post-operative high dose high precision beam therapy upon appropriate and stringent patient selection;  Patient selection should be done via standardised assessment such as the neurological-oncological-mechanical systemic (NOMS) framework; and  The assessment should be carried out by a multidisciplinary team (MDT), which may be inclusive of, but not limited to, radiation oncologists, spine surgeons and interventional radiologists, among others.
Orthopaedics | Spine - Thoracolumbar (TL) and sacral surgery | TL and sacral fusion and fixation implant | TL pedicle screw - Shank, tulip | NuVasive Inc. | RELINE MAS Screw,9.5x120mm 2C Poly Iliac | 16019512 | Standalone | DE0500730 | As per HSA registered indication(s) except for radiolucent implants which should be used as follows:  in patients with primary or metastatic spinal tumours who would benefit from post-operative high dose high precision beam therapy upon appropriate and stringent patient selection;  Patient selection should be done via standardised assessment such as the neurological-oncological-mechanical systemic (NOMS) framework; and  The assessment should be carried out by a multidisciplinary team (MDT), which may be inclusive of, but not limited to, radiation oncologists, spine surgeons and interventional radiologists, among others.
Orthopaedics | Spine - Thoracolumbar (TL) and sacral surgery | TL and sacral fusion and fixation implant | TL rod | NuVasive Inc. | RELINE MAS Ti Rod, 5.0x100mm Lordotic | 11350100 | Standalone | DE0500730 | As per HSA registered indication(s) except for radiolucent implants which should be used as follows:  in patients with primary or metastatic spinal tumours who would benefit from post-operative high dose high precision beam therapy upon appropriate and stringent patient selection;  Patient selection should be done via standardised assessment such as the neurological-oncological-mechanical systemic (NOMS) framework; and  The assessment should be carried out by a multidisciplinary team (MDT), which may be inclusive of, but not limited to, radiation oncologists, spine surgeons and interventional radiologists, among others.
Orthopaedics | Spine - Thoracolumbar (TL) and sacral surgery | TL and sacral fusion and fixation implant | TL rod | NuVasive Inc. | RELINE MAS Ti Rod, 5.0x100mm Straight | 12350100 | Standalone | DE0500730 | As per HSA registered indication(s) except for radiolucent implants which should be used as follows:  in patients with primary or metastatic spinal tumours who would benefit from post-operative high dose high precision beam therapy upon appropriate and stringent patient selection;  Patient selection should be done via standardised assessment such as the neurological-oncological-mechanical systemic (NOMS) framework; and  The assessment should be carried out by a multidisciplinary team (MDT), which may be inclusive of, but not limited to, radiation oncologists, spine surgeons and interventional radiologists, among others.
Orthopaedics | Spine - Thoracolumbar (TL) and sacral surgery | TL and sacral fusion and fixation implant | TL rod | NuVasive Inc. | RELINE MAS Ti Rod, 5.0x105mm Lordotic | 11350105 | Standalone | DE0500730 | As per HSA registered indication(s) except for radiolucent implants which should be used as follows:  in patients with primary or metastatic spinal tumours who would benefit from post-operative high dose high precision beam therapy upon appropriate and stringent patient selection;  Patient selection should be done via standardised assessment such as the neurological-oncological-mechanical systemic (NOMS) framework; and  The assessment should be carried out by a multidisciplinary team (MDT), which may be inclusive of, but not limited to, radiation oncologists, spine surgeons and interventional radiologists, among others.
Orthopaedics | Spine - Thoracolumbar (TL) and sacral surgery | TL and sacral fusion and fixation implant | TL rod | NuVasive Inc. | RELINE MAS Ti Rod, 5.0x110mm Lordotic | 11350110 | Standalone | DE0500730 | As per HSA registered indication(s) except for radiolucent implants which should be used as follows:  in patients with primary or metastatic spinal tumours who would benefit from post-operative high dose high precision beam therapy upon appropriate and stringent patient selection;  Patient selection should be done via standardised assessment such as the neurological-oncological-mechanical systemic (NOMS) framework; and  The assessment should be carried out by a multidisciplinary team (MDT), which may be inclusive of, but not limited to, radiation oncologists, spine surgeons and interventional radiologists, among others.
Orthopaedics | Spine - Thoracolumbar (TL) and sacral surgery | TL and sacral fusion and fixation implant | TL rod | NuVasive Inc. | RELINE MAS Ti Rod, 5.0x110mm Straight | 12350110 | Standalone | DE0500730 | As per HSA registered indication(s) except for radiolucent implants which should be used as follows:  in patients with primary or metastatic spinal tumours who would benefit from post-operative high dose high precision beam therapy upon appropriate and stringent patient selection;  Patient selection should be done via standardised assessment such as the neurological-oncological-mechanical systemic (NOMS) framework; and  The assessment should be carried out by a multidisciplinary team (MDT), which may be inclusive of, but not limited to, radiation oncologists, spine surgeons and interventional radiologists, among others.
Orthopaedics | Spine - Thoracolumbar (TL) and sacral surgery | TL and sacral fusion and fixation implant | TL rod | NuVasive Inc. | RELINE MAS Ti Rod, 5.0x115mm Lordotic | 11350115 | Standalone | DE0500730 | As per HSA registered indication(s) except for radiolucent implants which should be used as follows:  in patients with primary or metastatic spinal tumours who would benefit from post-operative high dose high precision beam therapy upon appropriate and stringent patient selection;  Patient selection should be done via standardised assessment such as the neurological-oncological-mechanical systemic (NOMS) framework; and  The assessment should be carried out by a multidisciplinary team (MDT), which may be inclusive of, but not limited to, radiation oncologists, spine surgeons and interventional radiologists, among others.
Orthopaedics | Spine - Thoracolumbar (TL) and sacral surgery | TL and sacral fusion and fixation implant | TL rod | NuVasive Inc. | RELINE MAS Ti Rod, 5.0x120mm Lordotic | 11350120 | Standalone | DE0500730 | As per HSA registered indication(s) except for radiolucent implants which should be used as follows:  in patients with primary or metastatic spinal tumours who would benefit from post-operative high dose high precision beam therapy upon appropriate and stringent patient selection;  Patient selection should be done via standardised assessment such as the neurological-oncological-mechanical systemic (NOMS) framework; and  The assessment should be carried out by a multidisciplinary team (MDT), which may be inclusive of, but not limited to, radiation oncologists, spine surgeons and interventional radiologists, among others.
Orthopaedics | Spine - Thoracolumbar (TL) and sacral surgery | TL and sacral fusion and fixation implant | TL rod | NuVasive Inc. | RELINE MAS Ti Rod, 5.0x120mm Straight | 12350120 | Standalone | DE0500730 | As per HSA registered indication(s) except for radiolucent implants which should be used as follows:  in patients with primary or metastatic spinal tumours who would benefit from post-operative high dose high precision beam therapy upon appropriate and stringent patient selection;  Patient selection should be done via standardised assessment such as the neurological-oncological-mechanical systemic (NOMS) framework; and  The assessment should be carried out by a multidisciplinary team (MDT), which may be inclusive of, but not limited to, radiation oncologists, spine surgeons and interventional radiologists, among others.
Orthopaedics | Spine - Thoracolumbar (TL) and sacral surgery | TL and sacral fusion and fixation implant | TL rod | NuVasive Inc. | RELINE MAS Ti Rod, 5.0x125mm Lordotic | 11350125 | Standalone | DE0500730 | As per HSA registered indication(s) except for radiolucent implants which should be used as follows:  in patients with primary or metastatic spinal tumours who would benefit from post-operative high dose high precision beam therapy upon appropriate and stringent patient selection;  Patient selection should be done via standardised assessment such as the neurological-oncological-mechanical systemic (NOMS) framework; and  The assessment should be carried out by a multidisciplinary team (MDT), which may be inclusive of, but not limited to, radiation oncologists, spine surgeons and interventional radiologists, among others.
Orthopaedics | Spine - Thoracolumbar (TL) and sacral surgery | TL and sacral fusion and fixation implant | TL rod | NuVasive Inc. | RELINE MAS Ti Rod, 5.0x130mm Lordotic | 11350130 | Standalone | DE0500730 | As per HSA registered indication(s) except for radiolucent implants which should be used as follows:  in patients with primary or metastatic spinal tumours who would benefit from post-operative high dose high precision beam therapy upon appropriate and stringent patient selection;  Patient selection should be done via standardised assessment such as the neurological-oncological-mechanical systemic (NOMS) framework; and  The assessment should be carried out by a multidisciplinary team (MDT), which may be inclusive of, but not limited to, radiation oncologists, spine surgeons and interventional radiologists, among others.
Orthopaedics | Spine - Thoracolumbar (TL) and sacral surgery | TL and sacral fusion and fixation implant | TL rod | NuVasive Inc. | RELINE MAS Ti Rod, 5.0x130mm Straight | 12350130 | Standalone | DE0500730 | As per HSA registered indication(s) except for radiolucent implants which should be used as follows:  in patients with primary or metastatic spinal tumours who would benefit from post-operative high dose high precision beam therapy upon appropriate and stringent patient selection;  Patient selection should be done via standardised assessment such as the neurological-oncological-mechanical systemic (NOMS) framework; and  The assessment should be carried out by a multidisciplinary team (MDT), which may be inclusive of, but not limited to, radiation oncologists, spine surgeons and interventional radiologists, among others.
Orthopaedics | Spine - Thoracolumbar (TL) and sacral surgery | TL and sacral fusion and fixation implant | TL rod | NuVasive Inc. | RELINE MAS Ti Rod, 5.0x135mm Lordotic | 11350135 | Standalone | DE0500730 | As per HSA registered indication(s) except for radiolucent implants which should be used as follows:  in patients with primary or metastatic spinal tumours who would benefit from post-operative high dose high precision beam therapy upon appropriate and stringent patient selection;  Patient selection should be done via standardised assessment such as the neurological-oncological-mechanical systemic (NOMS) framework; and  The assessment should be carried out by a multidisciplinary team (MDT), which may be inclusive of, but not limited to, radiation oncologists, spine surgeons and interventional radiologists, among others.
Orthopaedics | Spine - Thoracolumbar (TL) and sacral surgery | TL and sacral fusion and fixation implant | TL rod | NuVasive Inc. | RELINE MAS Ti Rod, 5.0x140mm Lordotic | 11350140 | Standalone | DE0500730 | As per HSA registered indication(s) except for radiolucent implants which should be used as follows:  in patients with primary or metastatic spinal tumours who would benefit from post-operative high dose high precision beam therapy upon appropriate and stringent patient selection;  Patient selection should be done via standardised assessment such as the neurological-oncological-mechanical systemic (NOMS) framework; and  The assessment should be carried out by a multidisciplinary team (MDT), which may be inclusive of, but not limited to, radiation oncologists, spine surgeons and interventional radiologists, among others.
Orthopaedics | Spine - Thoracolumbar (TL) and sacral surgery | TL and sacral fusion and fixation implant | TL rod | NuVasive Inc. | RELINE MAS Ti Rod, 5.0x140mm Straight | 12350140 | Standalone | DE0500730 | As per HSA registered indication(s) except for radiolucent implants which should be used as follows:  in patients with primary or metastatic spinal tumours who would benefit from post-operative high dose high precision beam therapy upon appropriate and stringent patient selection;  Patient selection should be done via standardised assessment such as the neurological-oncological-mechanical systemic (NOMS) framework; and  The assessment should be carried out by a multidisciplinary team (MDT), which may be inclusive of, but not limited to, radiation oncologists, spine surgeons and interventional radiologists, among others.
Orthopaedics | Spine - Thoracolumbar (TL) and sacral surgery | TL and sacral fusion and fixation implant | TL rod | NuVasive Inc. | RELINE MAS Ti Rod, 5.0x145mm Lordotic | 11350145 | Standalone | DE0500730 | As per HSA registered indication(s) except for radiolucent implants which should be used as follows:  in patients with primary or metastatic spinal tumours who would benefit from post-operative high dose high precision beam therapy upon appropriate and stringent patient selection;  Patient selection should be done via standardised assessment such as the neurological-oncological-mechanical systemic (NOMS) framework; and  The assessment should be carried out by a multidisciplinary team (MDT), which may be inclusive of, but not limited to, radiation oncologists, spine surgeons and interventional radiologists, among others.
Orthopaedics | Spine - Thoracolumbar (TL) and sacral surgery | TL and sacral fusion and fixation implant | TL rod | NuVasive Inc. | RELINE MAS Ti Rod, 5.0x150mm Lordotic | 11350150 | Standalone | DE0500730 | As per HSA registered indication(s) except for radiolucent implants which should be used as follows:  in patients with primary or metastatic spinal tumours who would benefit from post-operative high dose high precision beam therapy upon appropriate and stringent patient selection;  Patient selection should be done via standardised assessment such as the neurological-oncological-mechanical systemic (NOMS) framework; and  The assessment should be carried out by a multidisciplinary team (MDT), which may be inclusive of, but not limited to, radiation oncologists, spine surgeons and interventional radiologists, among others.
Orthopaedics | Spine - Thoracolumbar (TL) and sacral surgery | TL and sacral fusion and fixation implant | TL rod | NuVasive Inc. | RELINE MAS Ti Rod, 5.0x150mm Straight | 12350150 | Standalone | DE0500730 | As per HSA registered indication(s) except for radiolucent implants which should be used as follows:  in patients with primary or metastatic spinal tumours who would benefit from post-operative high dose high precision beam therapy upon appropriate and stringent patient selection;  Patient selection should be done via standardised assessment such as the neurological-oncological-mechanical systemic (NOMS) framework; and  The assessment should be carried out by a multidisciplinary team (MDT), which may be inclusive of, but not limited to, radiation oncologists, spine surgeons and interventional radiologists, among others.
Orthopaedics | Spine - Thoracolumbar (TL) and sacral surgery | TL and sacral fusion and fixation implant | TL rod | NuVasive Inc. | RELINE MAS Ti Rod, 5.0x155mm Lordotic | 11350155 | Standalone | DE0500730 | As per HSA registered indication(s) except for radiolucent implants which should be used as follows:  in patients with primary or metastatic spinal tumours who would benefit from post-operative high dose high precision beam therapy upon appropriate and stringent patient selection;  Patient selection should be done via standardised assessment such as the neurological-oncological-mechanical systemic (NOMS) framework; and  The assessment should be carried out by a multidisciplinary team (MDT), which may be inclusive of, but not limited to, radiation oncologists, spine surgeons and interventional radiologists, among others.
Orthopaedics | Spine - Thoracolumbar (TL) and sacral surgery | TL and sacral fusion and fixation implant | TL rod | NuVasive Inc. | RELINE MAS Ti Rod, 5.0x15mm Lordotic | 11350015 | Standalone | DE0500730 | As per HSA registered indication(s) except for radiolucent implants which should be used as follows:  in patients with primary or metastatic spinal tumours who would benefit from post-operative high dose high precision beam therapy upon appropriate and stringent patient selection;  Patient selection should be done via standardised assessment such as the neurological-oncological-mechanical systemic (NOMS) framework; and  The assessment should be carried out by a multidisciplinary team (MDT), which may be inclusive of, but not limited to, radiation oncologists, spine surgeons and interventional radiologists, among others.
Orthopaedics | Spine - Thoracolumbar (TL) and sacral surgery | TL and sacral fusion and fixation implant | TL rod | NuVasive Inc. | RELINE MAS Ti Rod, 5.0x15mm Straight | 12350015 | Standalone | DE0500730 | As per HSA registered indication(s) except for radiolucent implants which should be used as follows:  in patients with primary or metastatic spinal tumours who would benefit from post-operative high dose high precision beam therapy upon appropriate and stringent patient selection;  Patient selection should be done via standardised assessment such as the neurological-oncological-mechanical systemic (NOMS) framework; and  The assessment should be carried out by a multidisciplinary team (MDT), which may be inclusive of, but not limited to, radiation oncologists, spine surgeons and interventional radiologists, among others.
Orthopaedics | Spine - Thoracolumbar (TL) and sacral surgery | TL and sacral fusion and fixation implant | TL rod | NuVasive Inc. | RELINE MAS Ti Rod, 5.0x160mm Lordotic | 11350160 | Standalone | DE0500730 | As per HSA registered indication(s) except for radiolucent implants which should be used as follows:  in patients with primary or metastatic spinal tumours who would benefit from post-operative high dose high precision beam therapy upon appropriate and stringent patient selection;  Patient selection should be done via standardised assessment such as the neurological-oncological-mechanical systemic (NOMS) framework; and  The assessment should be carried out by a multidisciplinary team (MDT), which may be inclusive of, but not limited to, radiation oncologists, spine surgeons and interventional radiologists, among others.
Orthopaedics | Spine - Thoracolumbar (TL) and sacral surgery | TL and sacral fusion and fixation implant | TL rod | NuVasive Inc. | RELINE MAS Ti Rod, 5.0x160mm Straight | 12350160 | Standalone | DE0500730 | As per HSA registered indication(s) except for radiolucent implants which should be used as follows:  in patients with primary or metastatic spinal tumours who would benefit from post-operative high dose high precision beam therapy upon appropriate and stringent patient selection;  Patient selection should be done via standardised assessment such as the neurological-oncological-mechanical systemic (NOMS) framework; and  The assessment should be carried out by a multidisciplinary team (MDT), which may be inclusive of, but not limited to, radiation oncologists, spine surgeons and interventional radiologists, among others.
Orthopaedics | Spine - Thoracolumbar (TL) and sacral surgery | TL and sacral fusion and fixation implant | TL rod | NuVasive Inc. | RELINE MAS Ti Rod, 5.0x165mm Lordotic | 11350165 | Standalone | DE0500730 | As per HSA registered indication(s) except for radiolucent implants which should be used as follows:  in patients with primary or metastatic spinal tumours who would benefit from post-operative high dose high precision beam therapy upon appropriate and stringent patient selection;  Patient selection should be done via standardised assessment such as the neurological-oncological-mechanical systemic (NOMS) framework; and  The assessment should be carried out by a multidisciplinary team (MDT), which may be inclusive of, but not limited to, radiation oncologists, spine surgeons and interventional radiologists, among others.
Orthopaedics | Spine - Thoracolumbar (TL) and sacral surgery | TL and sacral fusion and fixation implant | TL rod | NuVasive Inc. | RELINE MAS Ti Rod, 5.0x170mm Lordotic | 11350170 | Standalone | DE0500730 | As per HSA registered indication(s) except for radiolucent implants which should be used as follows:  in patients with primary or metastatic spinal tumours who would benefit from post-operative high dose high precision beam therapy upon appropriate and stringent patient selection;  Patient selection should be done via standardised assessment such as the neurological-oncological-mechanical systemic (NOMS) framework; and  The assessment should be carried out by a multidisciplinary team (MDT), which may be inclusive of, but not limited to, radiation oncologists, spine surgeons and interventional radiologists, among others.
Orthopaedics | Spine - Thoracolumbar (TL) and sacral surgery | TL and sacral fusion and fixation implant | TL rod | NuVasive Inc. | RELINE MAS Ti Rod, 5.0x170mm Straight | 12350170 | Standalone | DE0500730 | As per HSA registered indication(s) except for radiolucent implants which should be used as follows:  in patients with primary or metastatic spinal tumours who would benefit from post-operative high dose high precision beam therapy upon appropriate and stringent patient selection;  Patient selection should be done via standardised assessment such as the neurological-oncological-mechanical systemic (NOMS) framework; and  The assessment should be carried out by a multidisciplinary team (MDT), which may be inclusive of, but not limited to, radiation oncologists, spine surgeons and interventional radiologists, among others.
Orthopaedics | Spine - Thoracolumbar (TL) and sacral surgery | TL and sacral fusion and fixation implant | TL rod | NuVasive Inc. | RELINE MAS Ti Rod, 5.0x175mm Lordotic | 11350175 | Standalone | DE0500730 | As per HSA registered indication(s) except for radiolucent implants which should be used as follows:  in patients with primary or metastatic spinal tumours who would benefit from post-operative high dose high precision beam therapy upon appropriate and stringent patient selection;  Patient selection should be done via standardised assessment such as the neurological-oncological-mechanical systemic (NOMS) framework; and  The assessment should be carried out by a multidisciplinary team (MDT), which may be inclusive of, but not limited to, radiation oncologists, spine surgeons and interventional radiologists, among others.
Orthopaedics | Spine - Thoracolumbar (TL) and sacral surgery | TL and sacral fusion and fixation implant | TL rod | NuVasive Inc. | RELINE MAS Ti Rod, 5.0x180mm Lordotic | 11350180 | Standalone | DE0500730 | As per HSA registered indication(s) except for radiolucent implants which should be used as follows:  in patients with primary or metastatic spinal tumours who would benefit from post-operative high dose high precision beam therapy upon appropriate and stringent patient selection;  Patient selection should be done via standardised assessment such as the neurological-oncological-mechanical systemic (NOMS) framework; and  The assessment should be carried out by a multidisciplinary team (MDT), which may be inclusive of, but not limited to, radiation oncologists, spine surgeons and interventional radiologists, among others.
Orthopaedics | Spine - Thoracolumbar (TL) and sacral surgery | TL and sacral fusion and fixation implant | TL rod | NuVasive Inc. | RELINE MAS Ti Rod, 5.0x180mm Straight | 12350180 | Standalone | DE0500730 | As per HSA registered indication(s) except for radiolucent implants which should be used as follows:  in patients with primary or metastatic spinal tumours who would benefit from post-operative high dose high precision beam therapy upon appropriate and stringent patient selection;  Patient selection should be done via standardised assessment such as the neurological-oncological-mechanical systemic (NOMS) framework; and  The assessment should be carried out by a multidisciplinary team (MDT), which may be inclusive of, but not limited to, radiation oncologists, spine surgeons and interventional radiologists, among others.
Orthopaedics | Spine - Thoracolumbar (TL) and sacral surgery | TL and sacral fusion and fixation implant | TL rod | NuVasive Inc. | RELINE MAS Ti Rod, 5.0x185mm Lordotic | 11350185 | Standalone | DE0500730 | As per HSA registered indication(s) except for radiolucent implants which should be used as follows:  in patients with primary or metastatic spinal tumours who would benefit from post-operative high dose high precision beam therapy upon appropriate and stringent patient selection;  Patient selection should be done via standardised assessment such as the neurological-oncological-mechanical systemic (NOMS) framework; and  The assessment should be carried out by a multidisciplinary team (MDT), which may be inclusive of, but not limited to, radiation oncologists, spine surgeons and interventional radiologists, among others.
Orthopaedics | Spine - Thoracolumbar (TL) and sacral surgery | TL and sacral fusion and fixation implant | TL rod | NuVasive Inc. | RELINE MAS Ti Rod, 5.0x190mm Lordotic | 11350190 | Standalone | DE0500730 | As per HSA registered indication(s) except for radiolucent implants which should be used as follows:  in patients with primary or metastatic spinal tumours who would benefit from post-operative high dose high precision beam therapy upon appropriate and stringent patient selection;  Patient selection should be done via standardised assessment such as the neurological-oncological-mechanical systemic (NOMS) framework; and  The assessment should be carried out by a multidisciplinary team (MDT), which may be inclusive of, but not limited to, radiation oncologists, spine surgeons and interventional radiologists, among others.
Orthopaedics | Spine - Thoracolumbar (TL) and sacral surgery | TL and sacral fusion and fixation implant | TL rod | NuVasive Inc. | RELINE MAS Ti Rod, 5.0x190mm Straight | 12350190 | Standalone | DE0500730 | As per HSA registered indication(s) except for radiolucent implants which should be used as follows:  in patients with primary or metastatic spinal tumours who would benefit from post-operative high dose high precision beam therapy upon appropriate and stringent patient selection;  Patient selection should be done via standardised assessment such as the neurological-oncological-mechanical systemic (NOMS) framework; and  The assessment should be carried out by a multidisciplinary team (MDT), which may be inclusive of, but not limited to, radiation oncologists, spine surgeons and interventional radiologists, among others.
Orthopaedics | Spine - Thoracolumbar (TL) and sacral surgery | TL and sacral fusion and fixation implant | TL rod | NuVasive Inc. | RELINE MAS Ti Rod, 5.0x195mm Lordotic | 11350195 | Standalone | DE0500730 | As per HSA registered indication(s) except for radiolucent implants which should be used as follows:  in patients with primary or metastatic spinal tumours who would benefit from post-operative high dose high precision beam therapy upon appropriate and stringent patient selection;  Patient selection should be done via standardised assessment such as the neurological-oncological-mechanical systemic (NOMS) framework; and  The assessment should be carried out by a multidisciplinary team (MDT), which may be inclusive of, but not limited to, radiation oncologists, spine surgeons and interventional radiologists, among others.
Orthopaedics | Spine - Thoracolumbar (TL) and sacral surgery | TL and sacral fusion and fixation implant | TL rod | NuVasive Inc. | RELINE MAS Ti Rod, 5.0x200mm Lordotic | 11350200 | Standalone | DE0500730 | As per HSA registered indication(s) except for radiolucent implants which should be used as follows:  in patients with primary or metastatic spinal tumours who would benefit from post-operative high dose high precision beam therapy upon appropriate and stringent patient selection;  Patient selection should be done via standardised assessment such as the neurological-oncological-mechanical systemic (NOMS) framework; and  The assessment should be carried out by a multidisciplinary team (MDT), which may be inclusive of, but not limited to, radiation oncologists, spine surgeons and interventional radiologists, among others.
Orthopaedics | Spine - Thoracolumbar (TL) and sacral surgery | TL and sacral fusion and fixation implant | TL rod | NuVasive Inc. | RELINE MAS Ti Rod, 5.0x200mm Straight | 12350200 | Standalone | DE0500730 | As per HSA registered indication(s) except for radiolucent implants which should be used as follows:  in patients with primary or metastatic spinal tumours who would benefit from post-operative high dose high precision beam therapy upon appropriate and stringent patient selection;  Patient selection should be done via standardised assessment such as the neurological-oncological-mechanical systemic (NOMS) framework; and  The assessment should be carried out by a multidisciplinary team (MDT), which may be inclusive of, but not limited to, radiation oncologists, spine surgeons and interventional radiologists, among others.
Orthopaedics | Spine - Thoracolumbar (TL) and sacral surgery | TL and sacral fusion and fixation implant | TL rod | NuVasive Inc. | RELINE MAS Ti Rod, 5.0x20mm Lordotic | 11350020 | Standalone | DE0500730 | As per HSA registered indication(s) except for radiolucent implants which should be used as follows:  in patients with primary or metastatic spinal tumours who would benefit from post-operative high dose high precision beam therapy upon appropriate and stringent patient selection;  Patient selection should be done via standardised assessment such as the neurological-oncological-mechanical systemic (NOMS) framework; and  The assessment should be carried out by a multidisciplinary team (MDT), which may be inclusive of, but not limited to, radiation oncologists, spine surgeons and interventional radiologists, among others.
Orthopaedics | Spine - Thoracolumbar (TL) and sacral surgery | TL and sacral fusion and fixation implant | TL rod | NuVasive Inc. | RELINE MAS Ti Rod, 5.0x20mm Straight | 12350020 | Standalone | DE0500730 | As per HSA registered indication(s) except for radiolucent implants which should be used as follows:  in patients with primary or metastatic spinal tumours who would benefit from post-operative high dose high precision beam therapy upon appropriate and stringent patient selection;  Patient selection should be done via standardised assessment such as the neurological-oncological-mechanical systemic (NOMS) framework; and  The assessment should be carried out by a multidisciplinary team (MDT), which may be inclusive of, but not limited to, radiation oncologists, spine surgeons and interventional radiologists, among others.
Orthopaedics | Spine - Thoracolumbar (TL) and sacral surgery | TL and sacral fusion and fixation implant | TL rod | NuVasive Inc. | RELINE MAS Ti Rod, 5.0x210mm Straight | 12350210 | Standalone | DE0500730 | As per HSA registered indication(s) except for radiolucent implants which should be used as follows:  in patients with primary or metastatic spinal tumours who would benefit from post-operative high dose high precision beam therapy upon appropriate and stringent patient selection;  Patient selection should be done via standardised assessment such as the neurological-oncological-mechanical systemic (NOMS) framework; and  The assessment should be carried out by a multidisciplinary team (MDT), which may be inclusive of, but not limited to, radiation oncologists, spine surgeons and interventional radiologists, among others.
Orthopaedics | Spine - Thoracolumbar (TL) and sacral surgery | TL and sacral fusion and fixation implant | TL rod | NuVasive Inc. | RELINE MAS Ti Rod, 5.0x220mm Straight | 12350220 | Standalone | DE0500730 | As per HSA registered indication(s) except for radiolucent implants which should be used as follows:  in patients with primary or metastatic spinal tumours who would benefit from post-operative high dose high precision beam therapy upon appropriate and stringent patient selection;  Patient selection should be done via standardised assessment such as the neurological-oncological-mechanical systemic (NOMS) framework; and  The assessment should be carried out by a multidisciplinary team (MDT), which may be inclusive of, but not limited to, radiation oncologists, spine surgeons and interventional radiologists, among others.
Orthopaedics | Spine - Thoracolumbar (TL) and sacral surgery | TL and sacral fusion and fixation implant | TL rod | NuVasive Inc. | RELINE MAS Ti Rod, 5.0x230mm Straight | 12350230 | Standalone | DE0500730 | As per HSA registered indication(s) except for radiolucent implants which should be used as follows:  in patients with primary or metastatic spinal tumours who would benefit from post-operative high dose high precision beam therapy upon appropriate and stringent patient selection;  Patient selection should be done via standardised assessment such as the neurological-oncological-mechanical systemic (NOMS) framework; and  The assessment should be carried out by a multidisciplinary team (MDT), which may be inclusive of, but not limited to, radiation oncologists, spine surgeons and interventional radiologists, among others.
Orthopaedics | Spine - Thoracolumbar (TL) and sacral surgery | TL and sacral fusion and fixation implant | TL rod | NuVasive Inc. | RELINE MAS Ti Rod, 5.0x240mm Straight | 12350240 | Standalone | DE0500730 | As per HSA registered indication(s) except for radiolucent implants which should be used as follows:  in patients with primary or metastatic spinal tumours who would benefit from post-operative high dose high precision beam therapy upon appropriate and stringent patient selection;  Patient selection should be done via standardised assessment such as the neurological-oncological-mechanical systemic (NOMS) framework; and  The assessment should be carried out by a multidisciplinary team (MDT), which may be inclusive of, but not limited to, radiation oncologists, spine surgeons and interventional radiologists, among others.
Orthopaedics | Spine - Thoracolumbar (TL) and sacral surgery | TL and sacral fusion and fixation implant | TL rod | NuVasive Inc. | RELINE MAS Ti Rod, 5.0x250mm Straight | 12350250 | Standalone | DE0500730 | As per HSA registered indication(s) except for radiolucent implants which should be used as follows:  in patients with primary or metastatic spinal tumours who would benefit from post-operative high dose high precision beam therapy upon appropriate and stringent patient selection;  Patient selection should be done via standardised assessment such as the neurological-oncological-mechanical systemic (NOMS) framework; and  The assessment should be carried out by a multidisciplinary team (MDT), which may be inclusive of, but not limited to, radiation oncologists, spine surgeons and interventional radiologists, among others.
Orthopaedics | Spine - Thoracolumbar (TL) and sacral surgery | TL and sacral fusion and fixation implant | TL rod | NuVasive Inc. | RELINE MAS Ti Rod, 5.0x25mm Lordotic | 11350025 | Standalone | DE0500730 | As per HSA registered indication(s) except for radiolucent implants which should be used as follows:  in patients with primary or metastatic spinal tumours who would benefit from post-operative high dose high precision beam therapy upon appropriate and stringent patient selection;  Patient selection should be done via standardised assessment such as the neurological-oncological-mechanical systemic (NOMS) framework; and  The assessment should be carried out by a multidisciplinary team (MDT), which may be inclusive of, but not limited to, radiation oncologists, spine surgeons and interventional radiologists, among others.
Orthopaedics | Spine - Thoracolumbar (TL) and sacral surgery | TL and sacral fusion and fixation implant | TL rod | NuVasive Inc. | RELINE MAS Ti Rod, 5.0x25mm Straight | 12350025 | Standalone | DE0500730 | As per HSA registered indication(s) except for radiolucent implants which should be used as follows:  in patients with primary or metastatic spinal tumours who would benefit from post-operative high dose high precision beam therapy upon appropriate and stringent patient selection;  Patient selection should be done via standardised assessment such as the neurological-oncological-mechanical systemic (NOMS) framework; and  The assessment should be carried out by a multidisciplinary team (MDT), which may be inclusive of, but not limited to, radiation oncologists, spine surgeons and interventional radiologists, among others.
Orthopaedics | Spine - Thoracolumbar (TL) and sacral surgery | TL and sacral fusion and fixation implant | TL rod | NuVasive Inc. | RELINE MAS Ti Rod, 5.0x260mm Straight | 12350260 | Standalone | DE0500730 | As per HSA registered indication(s) except for radiolucent implants which should be used as follows:  in patients with primary or metastatic spinal tumours who would benefit from post-operative high dose high precision beam therapy upon appropriate and stringent patient selection;  Patient selection should be done via standardised assessment such as the neurological-oncological-mechanical systemic (NOMS) framework; and  The assessment should be carried out by a multidisciplinary team (MDT), which may be inclusive of, but not limited to, radiation oncologists, spine surgeons and interventional radiologists, among others.
Orthopaedics | Spine - Thoracolumbar (TL) and sacral surgery | TL and sacral fusion and fixation implant | TL rod | NuVasive Inc. | RELINE MAS Ti Rod, 5.0x270mm Straight | 12350270 | Standalone | DE0500730 | As per HSA registered indication(s) except for radiolucent implants which should be used as follows:  in patients with primary or metastatic spinal tumours who would benefit from post-operative high dose high precision beam therapy upon appropriate and stringent patient selection;  Patient selection should be done via standardised assessment such as the neurological-oncological-mechanical systemic (NOMS) framework; and  The assessment should be carried out by a multidisciplinary team (MDT), which may be inclusive of, but not limited to, radiation oncologists, spine surgeons and interventional radiologists, among others.
Orthopaedics | Spine - Thoracolumbar (TL) and sacral surgery | TL and sacral fusion and fixation implant | TL rod | NuVasive Inc. | RELINE MAS Ti Rod, 5.0x280mm Straight | 12350280 | Standalone | DE0500730 | As per HSA registered indication(s) except for radiolucent implants which should be used as follows:  in patients with primary or metastatic spinal tumours who would benefit from post-operative high dose high precision beam therapy upon appropriate and stringent patient selection;  Patient selection should be done via standardised assessment such as the neurological-oncological-mechanical systemic (NOMS) framework; and  The assessment should be carried out by a multidisciplinary team (MDT), which may be inclusive of, but not limited to, radiation oncologists, spine surgeons and interventional radiologists, among others.
Orthopaedics | Spine - Thoracolumbar (TL) and sacral surgery | TL and sacral fusion and fixation implant | TL rod | NuVasive Inc. | RELINE MAS Ti Rod, 5.0x290mm Straight | 12350290 | Standalone | DE0500730 | As per HSA registered indication(s) except for radiolucent implants which should be used as follows:  in patients with primary or metastatic spinal tumours who would benefit from post-operative high dose high precision beam therapy upon appropriate and stringent patient selection;  Patient selection should be done via standardised assessment such as the neurological-oncological-mechanical systemic (NOMS) framework; and  The assessment should be carried out by a multidisciplinary team (MDT), which may be inclusive of, but not limited to, radiation oncologists, spine surgeons and interventional radiologists, among others.
Orthopaedics | Spine - Thoracolumbar (TL) and sacral surgery | TL and sacral fusion and fixation implant | TL rod | NuVasive Inc. | RELINE MAS Ti Rod, 5.0x300mm Straight | 12350300 | Standalone | DE0500730 | As per HSA registered indication(s) except for radiolucent implants which should be used as follows:  in patients with primary or metastatic spinal tumours who would benefit from post-operative high dose high precision beam therapy upon appropriate and stringent patient selection;  Patient selection should be done via standardised assessment such as the neurological-oncological-mechanical systemic (NOMS) framework; and  The assessment should be carried out by a multidisciplinary team (MDT), which may be inclusive of, but not limited to, radiation oncologists, spine surgeons and interventional radiologists, among others.
Orthopaedics | Spine - Thoracolumbar (TL) and sacral surgery | TL and sacral fusion and fixation implant | TL rod | NuVasive Inc. | RELINE MAS Ti Rod, 5.0x30mm Lordotic | 11350030 | Standalone | DE0500730 | As per HSA registered indication(s) except for radiolucent implants which should be used as follows:  in patients with primary or metastatic spinal tumours who would benefit from post-operative high dose high precision beam therapy upon appropriate and stringent patient selection;  Patient selection should be done via standardised assessment such as the neurological-oncological-mechanical systemic (NOMS) framework; and  The assessment should be carried out by a multidisciplinary team (MDT), which may be inclusive of, but not limited to, radiation oncologists, spine surgeons and interventional radiologists, among others.
Orthopaedics | Spine - Thoracolumbar (TL) and sacral surgery | TL and sacral fusion and fixation implant | TL rod | NuVasive Inc. | RELINE MAS Ti Rod, 5.0x30mm Straight | 12350030 | Standalone | DE0500730 | As per HSA registered indication(s) except for radiolucent implants which should be used as follows:  in patients with primary or metastatic spinal tumours who would benefit from post-operative high dose high precision beam therapy upon appropriate and stringent patient selection;  Patient selection should be done via standardised assessment such as the neurological-oncological-mechanical systemic (NOMS) framework; and  The assessment should be carried out by a multidisciplinary team (MDT), which may be inclusive of, but not limited to, radiation oncologists, spine surgeons and interventional radiologists, among others.
Orthopaedics | Spine - Thoracolumbar (TL) and sacral surgery | TL and sacral fusion and fixation implant | TL rod | NuVasive Inc. | RELINE MAS Ti Rod, 5.0x310mm Straight | 12350310 | Standalone | DE0500730 | As per HSA registered indication(s) except for radiolucent implants which should be used as follows:  in patients with primary or metastatic spinal tumours who would benefit from post-operative high dose high precision beam therapy upon appropriate and stringent patient selection;  Patient selection should be done via standardised assessment such as the neurological-oncological-mechanical systemic (NOMS) framework; and  The assessment should be carried out by a multidisciplinary team (MDT), which may be inclusive of, but not limited to, radiation oncologists, spine surgeons and interventional radiologists, among others.
Orthopaedics | Spine - Thoracolumbar (TL) and sacral surgery | TL and sacral fusion and fixation implant | TL rod | NuVasive Inc. | RELINE MAS Ti Rod, 5.0x320mm Straight | 12350320 | Standalone | DE0500730 | As per HSA registered indication(s) except for radiolucent implants which should be used as follows:  in patients with primary or metastatic spinal tumours who would benefit from post-operative high dose high precision beam therapy upon appropriate and stringent patient selection;  Patient selection should be done via standardised assessment such as the neurological-oncological-mechanical systemic (NOMS) framework; and  The assessment should be carried out by a multidisciplinary team (MDT), which may be inclusive of, but not limited to, radiation oncologists, spine surgeons and interventional radiologists, among others.
Orthopaedics | Spine - Thoracolumbar (TL) and sacral surgery | TL and sacral fusion and fixation implant | TL rod | NuVasive Inc. | RELINE MAS Ti Rod, 5.0x330mm Straight | 12350330 | Standalone | DE0500730 | As per HSA registered indication(s) except for radiolucent implants which should be used as follows:  in patients with primary or metastatic spinal tumours who would benefit from post-operative high dose high precision beam therapy upon appropriate and stringent patient selection;  Patient selection should be done via standardised assessment such as the neurological-oncological-mechanical systemic (NOMS) framework; and  The assessment should be carried out by a multidisciplinary team (MDT), which may be inclusive of, but not limited to, radiation oncologists, spine surgeons and interventional radiologists, among others.
Orthopaedics | Spine - Thoracolumbar (TL) and sacral surgery | TL and sacral fusion and fixation implant | TL rod | NuVasive Inc. | RELINE MAS Ti Rod, 5.0x340mm Straight | 12350340 | Standalone | DE0500730 | As per HSA registered indication(s) except for radiolucent implants which should be used as follows:  in patients with primary or metastatic spinal tumours who would benefit from post-operative high dose high precision beam therapy upon appropriate and stringent patient selection;  Patient selection should be done via standardised assessment such as the neurological-oncological-mechanical systemic (NOMS) framework; and  The assessment should be carried out by a multidisciplinary team (MDT), which may be inclusive of, but not limited to, radiation oncologists, spine surgeons and interventional radiologists, among others.
Orthopaedics | Spine - Thoracolumbar (TL) and sacral surgery | TL and sacral fusion and fixation implant | TL rod | NuVasive Inc. | RELINE MAS Ti Rod, 5.0x350mm Straight | 12350350 | Standalone | DE0500730 | As per HSA registered indication(s) except for radiolucent implants which should be used as follows:  in patients with primary or metastatic spinal tumours who would benefit from post-operative high dose high precision beam therapy upon appropriate and stringent patient selection;  Patient selection should be done via standardised assessment such as the neurological-oncological-mechanical systemic (NOMS) framework; and  The assessment should be carried out by a multidisciplinary team (MDT), which may be inclusive of, but not limited to, radiation oncologists, spine surgeons and interventional radiologists, among others.
Orthopaedics | Spine - Thoracolumbar (TL) and sacral surgery | TL and sacral fusion and fixation implant | TL rod | NuVasive Inc. | RELINE MAS Ti Rod, 5.0x35mm Lordotic | 11350035 | Standalone | DE0500730 | As per HSA registered indication(s) except for radiolucent implants which should be used as follows:  in patients with primary or metastatic spinal tumours who would benefit from post-operative high dose high precision beam therapy upon appropriate and stringent patient selection;  Patient selection should be done via standardised assessment such as the neurological-oncological-mechanical systemic (NOMS) framework; and  The assessment should be carried out by a multidisciplinary team (MDT), which may be inclusive of, but not limited to, radiation oncologists, spine surgeons and interventional radiologists, among others.
Orthopaedics | Spine - Thoracolumbar (TL) and sacral surgery | TL and sacral fusion and fixation implant | TL rod | NuVasive Inc. | RELINE MAS Ti Rod, 5.0x35mm Straight | 12350035 | Standalone | DE0500730 | As per HSA registered indication(s) except for radiolucent implants which should be used as follows:  in patients with primary or metastatic spinal tumours who would benefit from post-operative high dose high precision beam therapy upon appropriate and stringent patient selection;  Patient selection should be done via standardised assessment such as the neurological-oncological-mechanical systemic (NOMS) framework; and  The assessment should be carried out by a multidisciplinary team (MDT), which may be inclusive of, but not limited to, radiation oncologists, spine surgeons and interventional radiologists, among others.
Orthopaedics | Spine - Thoracolumbar (TL) and sacral surgery | TL and sacral fusion and fixation implant | TL rod | NuVasive Inc. | RELINE MAS Ti Rod, 5.0x360mm Straight | 12350360 | Standalone | DE0500730 | As per HSA registered indication(s) except for radiolucent implants which should be used as follows:  in patients with primary or metastatic spinal tumours who would benefit from post-operative high dose high precision beam therapy upon appropriate and stringent patient selection;  Patient selection should be done via standardised assessment such as the neurological-oncological-mechanical systemic (NOMS) framework; and  The assessment should be carried out by a multidisciplinary team (MDT), which may be inclusive of, but not limited to, radiation oncologists, spine surgeons and interventional radiologists, among others.
Orthopaedics | Spine - Thoracolumbar (TL) and sacral surgery | TL and sacral fusion and fixation implant | TL rod | NuVasive Inc. | RELINE MAS Ti Rod, 5.0x370mm Straight | 12350370 | Standalone | DE0500730 | As per HSA registered indication(s) except for radiolucent implants which should be used as follows:  in patients with primary or metastatic spinal tumours who would benefit from post-operative high dose high precision beam therapy upon appropriate and stringent patient selection;  Patient selection should be done via standardised assessment such as the neurological-oncological-mechanical systemic (NOMS) framework; and  The assessment should be carried out by a multidisciplinary team (MDT), which may be inclusive of, but not limited to, radiation oncologists, spine surgeons and interventional radiologists, among others.
Orthopaedics | Spine - Thoracolumbar (TL) and sacral surgery | TL and sacral fusion and fixation implant | TL rod | NuVasive Inc. | RELINE MAS Ti Rod, 5.0x380mm Straight | 12350380 | Standalone | DE0500730 | As per HSA registered indication(s) except for radiolucent implants which should be used as follows:  in patients with primary or metastatic spinal tumours who would benefit from post-operative high dose high precision beam therapy upon appropriate and stringent patient selection;  Patient selection should be done via standardised assessment such as the neurological-oncological-mechanical systemic (NOMS) framework; and  The assessment should be carried out by a multidisciplinary team (MDT), which may be inclusive of, but not limited to, radiation oncologists, spine surgeons and interventional radiologists, among others.
Orthopaedics | Spine - Thoracolumbar (TL) and sacral surgery | TL and sacral fusion and fixation implant | TL rod | NuVasive Inc. | RELINE MAS Ti Rod, 5.0x390mm Straight | 12350390 | Standalone | DE0500730 | As per HSA registered indication(s) except for radiolucent implants which should be used as follows:  in patients with primary or metastatic spinal tumours who would benefit from post-operative high dose high precision beam therapy upon appropriate and stringent patient selection;  Patient selection should be done via standardised assessment such as the neurological-oncological-mechanical systemic (NOMS) framework; and  The assessment should be carried out by a multidisciplinary team (MDT), which may be inclusive of, but not limited to, radiation oncologists, spine surgeons and interventional radiologists, among others.
Orthopaedics | Spine - Thoracolumbar (TL) and sacral surgery | TL and sacral fusion and fixation implant | TL rod | NuVasive Inc. | RELINE MAS Ti Rod, 5.0x400mm Straight | 12350400 | Standalone | DE0500730 | As per HSA registered indication(s) except for radiolucent implants which should be used as follows:  in patients with primary or metastatic spinal tumours who would benefit from post-operative high dose high precision beam therapy upon appropriate and stringent patient selection;  Patient selection should be done via standardised assessment such as the neurological-oncological-mechanical systemic (NOMS) framework; and  The assessment should be carried out by a multidisciplinary team (MDT), which may be inclusive of, but not limited to, radiation oncologists, spine surgeons and interventional radiologists, among others.
Orthopaedics | Spine - Thoracolumbar (TL) and sacral surgery | TL and sacral fusion and fixation implant | TL rod | NuVasive Inc. | RELINE MAS Ti Rod, 5.0x40mm Lordotic | 11350040 | Standalone | DE0500730 | As per HSA registered indication(s) except for radiolucent implants which should be used as follows:  in patients with primary or metastatic spinal tumours who would benefit from post-operative high dose high precision beam therapy upon appropriate and stringent patient selection;  Patient selection should be done via standardised assessment such as the neurological-oncological-mechanical systemic (NOMS) framework; and  The assessment should be carried out by a multidisciplinary team (MDT), which may be inclusive of, but not limited to, radiation oncologists, spine surgeons and interventional radiologists, among others.
Orthopaedics | Spine - Thoracolumbar (TL) and sacral surgery | TL and sacral fusion and fixation implant | TL rod | NuVasive Inc. | RELINE MAS Ti Rod, 5.0x40mm Straight | 12350040 | Standalone | DE0500730 | As per HSA registered indication(s) except for radiolucent implants which should be used as follows:  in patients with primary or metastatic spinal tumours who would benefit from post-operative high dose high precision beam therapy upon appropriate and stringent patient selection;  Patient selection should be done via standardised assessment such as the neurological-oncological-mechanical systemic (NOMS) framework; and  The assessment should be carried out by a multidisciplinary team (MDT), which may be inclusive of, but not limited to, radiation oncologists, spine surgeons and interventional radiologists, among others.
Orthopaedics | Spine - Thoracolumbar (TL) and sacral surgery | TL and sacral fusion and fixation implant | TL rod | NuVasive Inc. | RELINE MAS Ti Rod, 5.0x410mm Straight | 12350410 | Standalone | DE0500730 | As per HSA registered indication(s) except for radiolucent implants which should be used as follows:  in patients with primary or metastatic spinal tumours who would benefit from post-operative high dose high precision beam therapy upon appropriate and stringent patient selection;  Patient selection should be done via standardised assessment such as the neurological-oncological-mechanical systemic (NOMS) framework; and  The assessment should be carried out by a multidisciplinary team (MDT), which may be inclusive of, but not limited to, radiation oncologists, spine surgeons and interventional radiologists, among others.
Orthopaedics | Spine - Thoracolumbar (TL) and sacral surgery | TL and sacral fusion and fixation implant | TL rod | NuVasive Inc. | RELINE MAS Ti Rod, 5.0x420mm Straight | 12350420 | Standalone | DE0500730 | As per HSA registered indication(s) except for radiolucent implants which should be used as follows:  in patients with primary or metastatic spinal tumours who would benefit from post-operative high dose high precision beam therapy upon appropriate and stringent patient selection;  Patient selection should be done via standardised assessment such as the neurological-oncological-mechanical systemic (NOMS) framework; and  The assessment should be carried out by a multidisciplinary team (MDT), which may be inclusive of, but not limited to, radiation oncologists, spine surgeons and interventional radiologists, among others.
Orthopaedics | Spine - Thoracolumbar (TL) and sacral surgery | TL and sacral fusion and fixation implant | TL rod | NuVasive Inc. | RELINE MAS Ti Rod, 5.0x430mm Straight | 12350430 | Standalone | DE0500730 | As per HSA registered indication(s) except for radiolucent implants which should be used as follows:  in patients with primary or metastatic spinal tumours who would benefit from post-operative high dose high precision beam therapy upon appropriate and stringent patient selection;  Patient selection should be done via standardised assessment such as the neurological-oncological-mechanical systemic (NOMS) framework; and  The assessment should be carried out by a multidisciplinary team (MDT), which may be inclusive of, but not limited to, radiation oncologists, spine surgeons and interventional radiologists, among others.
Orthopaedics | Spine - Thoracolumbar (TL) and sacral surgery | TL and sacral fusion and fixation implant | TL rod | NuVasive Inc. | RELINE MAS Ti Rod, 5.0x440mm Straight | 12350440 | Standalone | DE0500730 | As per HSA registered indication(s) except for radiolucent implants which should be used as follows:  in patients with primary or metastatic spinal tumours who would benefit from post-operative high dose high precision beam therapy upon appropriate and stringent patient selection;  Patient selection should be done via standardised assessment such as the neurological-oncological-mechanical systemic (NOMS) framework; and  The assessment should be carried out by a multidisciplinary team (MDT), which may be inclusive of, but not limited to, radiation oncologists, spine surgeons and interventional radiologists, among others.
Orthopaedics | Spine - Thoracolumbar (TL) and sacral surgery | TL and sacral fusion and fixation implant | TL rod | NuVasive Inc. | RELINE MAS Ti Rod, 5.0x450mm Straight | 12350450 | Standalone | DE0500730 | As per HSA registered indication(s) except for radiolucent implants which should be used as follows:  in patients with primary or metastatic spinal tumours who would benefit from post-operative high dose high precision beam therapy upon appropriate and stringent patient selection;  Patient selection should be done via standardised assessment such as the neurological-oncological-mechanical systemic (NOMS) framework; and  The assessment should be carried out by a multidisciplinary team (MDT), which may be inclusive of, but not limited to, radiation oncologists, spine surgeons and interventional radiologists, among others.
Orthopaedics | Spine - Thoracolumbar (TL) and sacral surgery | TL and sacral fusion and fixation implant | TL rod | NuVasive Inc. | RELINE MAS Ti Rod, 5.0x45mm Lordotic | 11350045 | Standalone | DE0500730 | As per HSA registered indication(s) except for radiolucent implants which should be used as follows:  in patients with primary or metastatic spinal tumours who would benefit from post-operative high dose high precision beam therapy upon appropriate and stringent patient selection;  Patient selection should be done via standardised assessment such as the neurological-oncological-mechanical systemic (NOMS) framework; and  The assessment should be carried out by a multidisciplinary team (MDT), which may be inclusive of, but not limited to, radiation oncologists, spine surgeons and interventional radiologists, among others.
Orthopaedics | Spine - Thoracolumbar (TL) and sacral surgery | TL and sacral fusion and fixation implant | TL rod | NuVasive Inc. | RELINE MAS Ti Rod, 5.0x45mm Straight | 12350045 | Standalone | DE0500730 | As per HSA registered indication(s) except for radiolucent implants which should be used as follows:  in patients with primary or metastatic spinal tumours who would benefit from post-operative high dose high precision beam therapy upon appropriate and stringent patient selection;  Patient selection should be done via standardised assessment such as the neurological-oncological-mechanical systemic (NOMS) framework; and  The assessment should be carried out by a multidisciplinary team (MDT), which may be inclusive of, but not limited to, radiation oncologists, spine surgeons and interventional radiologists, among others.
Orthopaedics | Spine - Thoracolumbar (TL) and sacral surgery | TL and sacral fusion and fixation implant | TL rod | NuVasive Inc. | RELINE MAS Ti Rod, 5.0x460mm Straight | 12350460 | Standalone | DE0500730 | As per HSA registered indication(s) except for radiolucent implants which should be used as follows:  in patients with primary or metastatic spinal tumours who would benefit from post-operative high dose high precision beam therapy upon appropriate and stringent patient selection;  Patient selection should be done via standardised assessment such as the neurological-oncological-mechanical systemic (NOMS) framework; and  The assessment should be carried out by a multidisciplinary team (MDT), which may be inclusive of, but not limited to, radiation oncologists, spine surgeons and interventional radiologists, among others.
Orthopaedics | Spine - Thoracolumbar (TL) and sacral surgery | TL and sacral fusion and fixation implant | TL rod | NuVasive Inc. | RELINE MAS Ti Rod, 5.0x470mm Straight | 12350470 | Standalone | DE0500730 | As per HSA registered indication(s) except for radiolucent implants which should be used as follows:  in patients with primary or metastatic spinal tumours who would benefit from post-operative high dose high precision beam therapy upon appropriate and stringent patient selection;  Patient selection should be done via standardised assessment such as the neurological-oncological-mechanical systemic (NOMS) framework; and  The assessment should be carried out by a multidisciplinary team (MDT), which may be inclusive of, but not limited to, radiation oncologists, spine surgeons and interventional radiologists, among others.
Orthopaedics | Spine - Thoracolumbar (TL) and sacral surgery | TL and sacral fusion and fixation implant | TL rod | NuVasive Inc. | RELINE MAS Ti Rod, 5.0x480mm Straight | 12350480 | Standalone | DE0500730 | As per HSA registered indication(s) except for radiolucent implants which should be used as follows:  in patients with primary or metastatic spinal tumours who would benefit from post-operative high dose high precision beam therapy upon appropriate and stringent patient selection;  Patient selection should be done via standardised assessment such as the neurological-oncological-mechanical systemic (NOMS) framework; and  The assessment should be carried out by a multidisciplinary team (MDT), which may be inclusive of, but not limited to, radiation oncologists, spine surgeons and interventional radiologists, among others.
Orthopaedics | Spine - Thoracolumbar (TL) and sacral surgery | TL and sacral fusion and fixation implant | TL rod | NuVasive Inc. | RELINE MAS Ti Rod, 5.0x490mm Straight | 12350490 | Standalone | DE0500730 | As per HSA registered indication(s) except for radiolucent implants which should be used as follows:  in patients with primary or metastatic spinal tumours who would benefit from post-operative high dose high precision beam therapy upon appropriate and stringent patient selection;  Patient selection should be done via standardised assessment such as the neurological-oncological-mechanical systemic (NOMS) framework; and  The assessment should be carried out by a multidisciplinary team (MDT), which may be inclusive of, but not limited to, radiation oncologists, spine surgeons and interventional radiologists, among others.
Orthopaedics | Spine - Thoracolumbar (TL) and sacral surgery | TL and sacral fusion and fixation implant | TL rod | NuVasive Inc. | RELINE MAS Ti Rod, 5.0x500mm Straight | 12350500 | Standalone | DE0500730 | As per HSA registered indication(s) except for radiolucent implants which should be used as follows:  in patients with primary or metastatic spinal tumours who would benefit from post-operative high dose high precision beam therapy upon appropriate and stringent patient selection;  Patient selection should be done via standardised assessment such as the neurological-oncological-mechanical systemic (NOMS) framework; and  The assessment should be carried out by a multidisciplinary team (MDT), which may be inclusive of, but not limited to, radiation oncologists, spine surgeons and interventional radiologists, among others.
Orthopaedics | Spine - Thoracolumbar (TL) and sacral surgery | TL and sacral fusion and fixation implant | TL rod | NuVasive Inc. | RELINE MAS Ti Rod, 5.0x50mm Lordotic | 11350050 | Standalone | DE0500730 | As per HSA registered indication(s) except for radiolucent implants which should be used as follows:  in patients with primary or metastatic spinal tumours who would benefit from post-operative high dose high precision beam therapy upon appropriate and stringent patient selection;  Patient selection should be done via standardised assessment such as the neurological-oncological-mechanical systemic (NOMS) framework; and  The assessment should be carried out by a multidisciplinary team (MDT), which may be inclusive of, but not limited to, radiation oncologists, spine surgeons and interventional radiologists, among others.
Orthopaedics | Spine - Thoracolumbar (TL) and sacral surgery | TL and sacral fusion and fixation implant | TL rod | NuVasive Inc. | RELINE MAS Ti Rod, 5.0x50mm Straight | 12350050 | Standalone | DE0500730 | As per HSA registered indication(s) except for radiolucent implants which should be used as follows:  in patients with primary or metastatic spinal tumours who would benefit from post-operative high dose high precision beam therapy upon appropriate and stringent patient selection;  Patient selection should be done via standardised assessment such as the neurological-oncological-mechanical systemic (NOMS) framework; and  The assessment should be carried out by a multidisciplinary team (MDT), which may be inclusive of, but not limited to, radiation oncologists, spine surgeons and interventional radiologists, among others.
Orthopaedics | Spine - Thoracolumbar (TL) and sacral surgery | TL and sacral fusion and fixation implant | TL rod | NuVasive Inc. | RELINE MAS Ti Rod, 5.0x510mm Straight | 12350510 | Standalone | DE0500730 | As per HSA registered indication(s) except for radiolucent implants which should be used as follows:  in patients with primary or metastatic spinal tumours who would benefit from post-operative high dose high precision beam therapy upon appropriate and stringent patient selection;  Patient selection should be done via standardised assessment such as the neurological-oncological-mechanical systemic (NOMS) framework; and  The assessment should be carried out by a multidisciplinary team (MDT), which may be inclusive of, but not limited to, radiation oncologists, spine surgeons and interventional radiologists, among others.
Orthopaedics | Spine - Thoracolumbar (TL) and sacral surgery | TL and sacral fusion and fixation implant | TL rod | NuVasive Inc. | RELINE MAS Ti Rod, 5.0x520mm Straight | 12350520 | Standalone | DE0500730 | As per HSA registered indication(s) except for radiolucent implants which should be used as follows:  in patients with primary or metastatic spinal tumours who would benefit from post-operative high dose high precision beam therapy upon appropriate and stringent patient selection;  Patient selection should be done via standardised assessment such as the neurological-oncological-mechanical systemic (NOMS) framework; and  The assessment should be carried out by a multidisciplinary team (MDT), which may be inclusive of, but not limited to, radiation oncologists, spine surgeons and interventional radiologists, among others.
Orthopaedics | Spine - Thoracolumbar (TL) and sacral surgery | TL and sacral fusion and fixation implant | TL rod | NuVasive Inc. | RELINE MAS Ti Rod, 5.0x530mm Straight | 12350530 | Standalone | DE0500730 | As per HSA registered indication(s) except for radiolucent implants which should be used as follows:  in patients with primary or metastatic spinal tumours who would benefit from post-operative high dose high precision beam therapy upon appropriate and stringent patient selection;  Patient selection should be done via standardised assessment such as the neurological-oncological-mechanical systemic (NOMS) framework; and  The assessment should be carried out by a multidisciplinary team (MDT), which may be inclusive of, but not limited to, radiation oncologists, spine surgeons and interventional radiologists, among others.
Orthopaedics | Spine - Thoracolumbar (TL) and sacral surgery | TL and sacral fusion and fixation implant | TL rod | NuVasive Inc. | RELINE MAS Ti Rod, 5.0x540mm Straight | 12350540 | Standalone | DE0500730 | As per HSA registered indication(s) except for radiolucent implants which should be used as follows:  in patients with primary or metastatic spinal tumours who would benefit from post-operative high dose high precision beam therapy upon appropriate and stringent patient selection;  Patient selection should be done via standardised assessment such as the neurological-oncological-mechanical systemic (NOMS) framework; and  The assessment should be carried out by a multidisciplinary team (MDT), which may be inclusive of, but not limited to, radiation oncologists, spine surgeons and interventional radiologists, among others.
Orthopaedics | Spine - Thoracolumbar (TL) and sacral surgery | TL and sacral fusion and fixation implant | TL rod | NuVasive Inc. | RELINE MAS Ti Rod, 5.0x550mm Straight | 12350550 | Standalone | DE0500730 | As per HSA registered indication(s) except for radiolucent implants which should be used as follows:  in patients with primary or metastatic spinal tumours who would benefit from post-operative high dose high precision beam therapy upon appropriate and stringent patient selection;  Patient selection should be done via standardised assessment such as the neurological-oncological-mechanical systemic (NOMS) framework; and  The assessment should be carried out by a multidisciplinary team (MDT), which may be inclusive of, but not limited to, radiation oncologists, spine surgeons and interventional radiologists, among others.
Orthopaedics | Spine - Thoracolumbar (TL) and sacral surgery | TL and sacral fusion and fixation implant | TL rod | NuVasive Inc. | RELINE MAS Ti Rod, 5.0x55mm Lordotic | 11350055 | Standalone | DE0500730 | As per HSA registered indication(s) except for radiolucent implants which should be used as follows:  in patients with primary or metastatic spinal tumours who would benefit from post-operative high dose high precision beam therapy upon appropriate and stringent patient selection;  Patient selection should be done via standardised assessment such as the neurological-oncological-mechanical systemic (NOMS) framework; and  The assessment should be carried out by a multidisciplinary team (MDT), which may be inclusive of, but not limited to, radiation oncologists, spine surgeons and interventional radiologists, among others.
Orthopaedics | Spine - Thoracolumbar (TL) and sacral surgery | TL and sacral fusion and fixation implant | TL rod | NuVasive Inc. | RELINE MAS Ti Rod, 5.0x55mm Straight | 12350055 | Standalone | DE0500730 | As per HSA registered indication(s) except for radiolucent implants which should be used as follows:  in patients with primary or metastatic spinal tumours who would benefit from post-operative high dose high precision beam therapy upon appropriate and stringent patient selection;  Patient selection should be done via standardised assessment such as the neurological-oncological-mechanical systemic (NOMS) framework; and  The assessment should be carried out by a multidisciplinary team (MDT), which may be inclusive of, but not limited to, radiation oncologists, spine surgeons and interventional radiologists, among others.
Orthopaedics | Spine - Thoracolumbar (TL) and sacral surgery | TL and sacral fusion and fixation implant | TL rod | NuVasive Inc. | RELINE MAS Ti Rod, 5.0x560mm Straight | 12350560 | Standalone | DE0500730 | As per HSA registered indication(s) except for radiolucent implants which should be used as follows:  in patients with primary or metastatic spinal tumours who would benefit from post-operative high dose high precision beam therapy upon appropriate and stringent patient selection;  Patient selection should be done via standardised assessment such as the neurological-oncological-mechanical systemic (NOMS) framework; and  The assessment should be carried out by a multidisciplinary team (MDT), which may be inclusive of, but not limited to, radiation oncologists, spine surgeons and interventional radiologists, among others.
Orthopaedics | Spine - Thoracolumbar (TL) and sacral surgery | TL and sacral fusion and fixation implant | TL rod | NuVasive Inc. | RELINE MAS Ti Rod, 5.0x570mm Straight | 12350570 | Standalone | DE0500730 | As per HSA registered indication(s) except for radiolucent implants which should be used as follows:  in patients with primary or metastatic spinal tumours who would benefit from post-operative high dose high precision beam therapy upon appropriate and stringent patient selection;  Patient selection should be done via standardised assessment such as the neurological-oncological-mechanical systemic (NOMS) framework; and  The assessment should be carried out by a multidisciplinary team (MDT), which may be inclusive of, but not limited to, radiation oncologists, spine surgeons and interventional radiologists, among others.
Orthopaedics | Spine - Thoracolumbar (TL) and sacral surgery | TL and sacral fusion and fixation implant | TL rod | NuVasive Inc. | RELINE MAS Ti Rod, 5.0x580mm Straight | 12350580 | Standalone | DE0500730 | As per HSA registered indication(s) except for radiolucent implants which should be used as follows:  in patients with primary or metastatic spinal tumours who would benefit from post-operative high dose high precision beam therapy upon appropriate and stringent patient selection;  Patient selection should be done via standardised assessment such as the neurological-oncological-mechanical systemic (NOMS) framework; and  The assessment should be carried out by a multidisciplinary team (MDT), which may be inclusive of, but not limited to, radiation oncologists, spine surgeons and interventional radiologists, among others.
Orthopaedics | Spine - Thoracolumbar (TL) and sacral surgery | TL and sacral fusion and fixation implant | TL rod | NuVasive Inc. | RELINE MAS Ti Rod, 5.0x590mm Straight | 12350590 | Standalone | DE0500730 | As per HSA registered indication(s) except for radiolucent implants which should be used as follows:  in patients with primary or metastatic spinal tumours who would benefit from post-operative high dose high precision beam therapy upon appropriate and stringent patient selection;  Patient selection should be done via standardised assessment such as the neurological-oncological-mechanical systemic (NOMS) framework; and  The assessment should be carried out by a multidisciplinary team (MDT), which may be inclusive of, but not limited to, radiation oncologists, spine surgeons and interventional radiologists, among others.
Orthopaedics | Spine - Thoracolumbar (TL) and sacral surgery | TL and sacral fusion and fixation implant | TL rod | NuVasive Inc. | RELINE MAS Ti Rod, 5.0x600mm Straight | 12350600 | Standalone | DE0500730 | As per HSA registered indication(s) except for radiolucent implants which should be used as follows:  in patients with primary or metastatic spinal tumours who would benefit from post-operative high dose high precision beam therapy upon appropriate and stringent patient selection;  Patient selection should be done via standardised assessment such as the neurological-oncological-mechanical systemic (NOMS) framework; and  The assessment should be carried out by a multidisciplinary team (MDT), which may be inclusive of, but not limited to, radiation oncologists, spine surgeons and interventional radiologists, among others.
Orthopaedics | Spine - Thoracolumbar (TL) and sacral surgery | TL and sacral fusion and fixation implant | TL rod | NuVasive Inc. | RELINE MAS Ti Rod, 5.0x60mm Lordotic | 11350060 | Standalone | DE0500730 | As per HSA registered indication(s) except for radiolucent implants which should be used as follows:  in patients with primary or metastatic spinal tumours who would benefit from post-operative high dose high precision beam therapy upon appropriate and stringent patient selection;  Patient selection should be done via standardised assessment such as the neurological-oncological-mechanical systemic (NOMS) framework; and  The assessment should be carried out by a multidisciplinary team (MDT), which may be inclusive of, but not limited to, radiation oncologists, spine surgeons and interventional radiologists, among others.
Orthopaedics | Spine - Thoracolumbar (TL) and sacral surgery | TL and sacral fusion and fixation implant | TL rod | NuVasive Inc. | RELINE MAS Ti Rod, 5.0x60mm Straight | 12350060 | Standalone | DE0500730 | As per HSA registered indication(s) except for radiolucent implants which should be used as follows:  in patients with primary or metastatic spinal tumours who would benefit from post-operative high dose high precision beam therapy upon appropriate and stringent patient selection;  Patient selection should be done via standardised assessment such as the neurological-oncological-mechanical systemic (NOMS) framework; and  The assessment should be carried out by a multidisciplinary team (MDT), which may be inclusive of, but not limited to, radiation oncologists, spine surgeons and interventional radiologists, among others.
Orthopaedics | Spine - Thoracolumbar (TL) and sacral surgery | TL and sacral fusion and fixation implant | TL rod | NuVasive Inc. | RELINE MAS Ti Rod, 5.0x65mm Lordotic | 11350065 | Standalone | DE0500730 | As per HSA registered indication(s) except for radiolucent implants which should be used as follows:  in patients with primary or metastatic spinal tumours who would benefit from post-operative high dose high precision beam therapy upon appropriate and stringent patient selection;  Patient selection should be done via standardised assessment such as the neurological-oncological-mechanical systemic (NOMS) framework; and  The assessment should be carried out by a multidisciplinary team (MDT), which may be inclusive of, but not limited to, radiation oncologists, spine surgeons and interventional radiologists, among others.
Orthopaedics | Spine - Thoracolumbar (TL) and sacral surgery | TL and sacral fusion and fixation implant | TL rod | NuVasive Inc. | RELINE MAS Ti Rod, 5.0x65mm Straight | 12350065 | Standalone | DE0500730 | As per HSA registered indication(s) except for radiolucent implants which should be used as follows:  in patients with primary or metastatic spinal tumours who would benefit from post-operative high dose high precision beam therapy upon appropriate and stringent patient selection;  Patient selection should be done via standardised assessment such as the neurological-oncological-mechanical systemic (NOMS) framework; and  The assessment should be carried out by a multidisciplinary team (MDT), which may be inclusive of, but not limited to, radiation oncologists, spine surgeons and interventional radiologists, among others.
Orthopaedics | Spine - Thoracolumbar (TL) and sacral surgery | TL and sacral fusion and fixation implant | TL rod | NuVasive Inc. | RELINE MAS Ti Rod, 5.0x70mm Lordotic | 11350070 | Standalone | DE0500730 | As per HSA registered indication(s) except for radiolucent implants which should be used as follows:  in patients with primary or metastatic spinal tumours who would benefit from post-operative high dose high precision beam therapy upon appropriate and stringent patient selection;  Patient selection should be done via standardised assessment such as the neurological-oncological-mechanical systemic (NOMS) framework; and  The assessment should be carried out by a multidisciplinary team (MDT), which may be inclusive of, but not limited to, radiation oncologists, spine surgeons and interventional radiologists, among others.
Orthopaedics | Spine - Thoracolumbar (TL) and sacral surgery | TL and sacral fusion and fixation implant | TL rod | NuVasive Inc. | RELINE MAS Ti Rod, 5.0x70mm Straight | 12350070 | Standalone | DE0500730 | As per HSA registered indication(s) except for radiolucent implants which should be used as follows:  in patients with primary or metastatic spinal tumours who would benefit from post-operative high dose high precision beam therapy upon appropriate and stringent patient selection;  Patient selection should be done via standardised assessment such as the neurological-oncological-mechanical systemic (NOMS) framework; and  The assessment should be carried out by a multidisciplinary team (MDT), which may be inclusive of, but not limited to, radiation oncologists, spine surgeons and interventional radiologists, among others.
Orthopaedics | Spine - Thoracolumbar (TL) and sacral surgery | TL and sacral fusion and fixation implant | TL rod | NuVasive Inc. | RELINE MAS Ti Rod, 5.0x75mm Lordotic | 11350075 | Standalone | DE0500730 | As per HSA registered indication(s) except for radiolucent implants which should be used as follows:  in patients with primary or metastatic spinal tumours who would benefit from post-operative high dose high precision beam therapy upon appropriate and stringent patient selection;  Patient selection should be done via standardised assessment such as the neurological-oncological-mechanical systemic (NOMS) framework; and  The assessment should be carried out by a multidisciplinary team (MDT), which may be inclusive of, but not limited to, radiation oncologists, spine surgeons and interventional radiologists, among others.
Orthopaedics | Spine - Thoracolumbar (TL) and sacral surgery | TL and sacral fusion and fixation implant | TL rod | NuVasive Inc. | RELINE MAS Ti Rod, 5.0x75mm Straight | 12350075 | Standalone | DE0500730 | As per HSA registered indication(s) except for radiolucent implants which should be used as follows:  in patients with primary or metastatic spinal tumours who would benefit from post-operative high dose high precision beam therapy upon appropriate and stringent patient selection;  Patient selection should be done via standardised assessment such as the neurological-oncological-mechanical systemic (NOMS) framework; and  The assessment should be carried out by a multidisciplinary team (MDT), which may be inclusive of, but not limited to, radiation oncologists, spine surgeons and interventional radiologists, among others.
Orthopaedics | Spine - Thoracolumbar (TL) and sacral surgery | TL and sacral fusion and fixation implant | TL rod | NuVasive Inc. | RELINE MAS Ti Rod, 5.0x80mm Lordotic | 11350080 | Standalone | DE0500730 | As per HSA registered indication(s) except for radiolucent implants which should be used as follows:  in patients with primary or metastatic spinal tumours who would benefit from post-operative high dose high precision beam therapy upon appropriate and stringent patient selection;  Patient selection should be done via standardised assessment such as the neurological-oncological-mechanical systemic (NOMS) framework; and  The assessment should be carried out by a multidisciplinary team (MDT), which may be inclusive of, but not limited to, radiation oncologists, spine surgeons and interventional radiologists, among others.
Orthopaedics | Spine - Thoracolumbar (TL) and sacral surgery | TL and sacral fusion and fixation implant | TL rod | NuVasive Inc. | RELINE MAS Ti Rod, 5.0x80mm Straight | 12350080 | Standalone | DE0500730 | As per HSA registered indication(s) except for radiolucent implants which should be used as follows:  in patients with primary or metastatic spinal tumours who would benefit from post-operative high dose high precision beam therapy upon appropriate and stringent patient selection;  Patient selection should be done via standardised assessment such as the neurological-oncological-mechanical systemic (NOMS) framework; and  The assessment should be carried out by a multidisciplinary team (MDT), which may be inclusive of, but not limited to, radiation oncologists, spine surgeons and interventional radiologists, among others.
Orthopaedics | Spine - Thoracolumbar (TL) and sacral surgery | TL and sacral fusion and fixation implant | TL rod | NuVasive Inc. | RELINE MAS Ti Rod, 5.0x85mm Lordotic | 11350085 | Standalone | DE0500730 | As per HSA registered indication(s) except for radiolucent implants which should be used as follows:  in patients with primary or metastatic spinal tumours who would benefit from post-operative high dose high precision beam therapy upon appropriate and stringent patient selection;  Patient selection should be done via standardised assessment such as the neurological-oncological-mechanical systemic (NOMS) framework; and  The assessment should be carried out by a multidisciplinary team (MDT), which may be inclusive of, but not limited to, radiation oncologists, spine surgeons and interventional radiologists, among others.
Orthopaedics | Spine - Thoracolumbar (TL) and sacral surgery | TL and sacral fusion and fixation implant | TL rod | NuVasive Inc. | RELINE MAS Ti Rod, 5.0x85mm Straight | 12350085 | Standalone | DE0500730 | As per HSA registered indication(s) except for radiolucent implants which should be used as follows:  in patients with primary or metastatic spinal tumours who would benefit from post-operative high dose high precision beam therapy upon appropriate and stringent patient selection;  Patient selection should be done via standardised assessment such as the neurological-oncological-mechanical systemic (NOMS) framework; and  The assessment should be carried out by a multidisciplinary team (MDT), which may be inclusive of, but not limited to, radiation oncologists, spine surgeons and interventional radiologists, among others.
Orthopaedics | Spine - Thoracolumbar (TL) and sacral surgery | TL and sacral fusion and fixation implant | TL rod | NuVasive Inc. | RELINE MAS Ti Rod, 5.0x90mm Lordotic | 11350090 | Standalone | DE0500730 | As per HSA registered indication(s) except for radiolucent implants which should be used as follows:  in patients with primary or metastatic spinal tumours who would benefit from post-operative high dose high precision beam therapy upon appropriate and stringent patient selection;  Patient selection should be done via standardised assessment such as the neurological-oncological-mechanical systemic (NOMS) framework; and  The assessment should be carried out by a multidisciplinary team (MDT), which may be inclusive of, but not limited to, radiation oncologists, spine surgeons and interventional radiologists, among others.
Orthopaedics | Spine - Thoracolumbar (TL) and sacral surgery | TL and sacral fusion and fixation implant | TL rod | NuVasive Inc. | RELINE MAS Ti Rod, 5.0x90mm Straight | 12350090 | Standalone | DE0500730 | As per HSA registered indication(s) except for radiolucent implants which should be used as follows:  in patients with primary or metastatic spinal tumours who would benefit from post-operative high dose high precision beam therapy upon appropriate and stringent patient selection;  Patient selection should be done via standardised assessment such as the neurological-oncological-mechanical systemic (NOMS) framework; and  The assessment should be carried out by a multidisciplinary team (MDT), which may be inclusive of, but not limited to, radiation oncologists, spine surgeons and interventional radiologists, among others.
Orthopaedics | Spine - Thoracolumbar (TL) and sacral surgery | TL and sacral fusion and fixation implant | TL rod | NuVasive Inc. | RELINE MAS Ti Rod, 5.0x95mm Lordotic | 11350095 | Standalone | DE0500730 | As per HSA registered indication(s) except for radiolucent implants which should be used as follows:  in patients with primary or metastatic spinal tumours who would benefit from post-operative high dose high precision beam therapy upon appropriate and stringent patient selection;  Patient selection should be done via standardised assessment such as the neurological-oncological-mechanical systemic (NOMS) framework; and  The assessment should be carried out by a multidisciplinary team (MDT), which may be inclusive of, but not limited to, radiation oncologists, spine surgeons and interventional radiologists, among others.
Orthopaedics | Spine - Thoracolumbar (TL) and sacral surgery | TL and sacral fusion and fixation implant | TL rod | NuVasive Inc. | RELINE MAS Ti Rod, 5.0x95mm Straight | 12350095 | Standalone | DE0500730 | As per HSA registered indication(s) except for radiolucent implants which should be used as follows:  in patients with primary or metastatic spinal tumours who would benefit from post-operative high dose high precision beam therapy upon appropriate and stringent patient selection;  Patient selection should be done via standardised assessment such as the neurological-oncological-mechanical systemic (NOMS) framework; and  The assessment should be carried out by a multidisciplinary team (MDT), which may be inclusive of, but not limited to, radiation oncologists, spine surgeons and interventional radiologists, among others.
Orthopaedics | Spine - Thoracolumbar (TL) and sacral surgery | TL and sacral fusion and fixation implant | TL rod | NuVasive Inc. | RELINE MAS Ti Rod, 5.5x100mm Lordotic | 11355100 | Standalone | DE0500730 | As per HSA registered indication(s) except for radiolucent implants which should be used as follows:  in patients with primary or metastatic spinal tumours who would benefit from post-operative high dose high precision beam therapy upon appropriate and stringent patient selection;  Patient selection should be done via standardised assessment such as the neurological-oncological-mechanical systemic (NOMS) framework; and  The assessment should be carried out by a multidisciplinary team (MDT), which may be inclusive of, but not limited to, radiation oncologists, spine surgeons and interventional radiologists, among others.
Orthopaedics | Spine - Thoracolumbar (TL) and sacral surgery | TL and sacral fusion and fixation implant | TL rod | NuVasive Inc. | RELINE MAS Ti Rod, 5.5x100mm Straight | 12355100 | Standalone | DE0500730 | As per HSA registered indication(s) except for radiolucent implants which should be used as follows:  in patients with primary or metastatic spinal tumours who would benefit from post-operative high dose high precision beam therapy upon appropriate and stringent patient selection;  Patient selection should be done via standardised assessment such as the neurological-oncological-mechanical systemic (NOMS) framework; and  The assessment should be carried out by a multidisciplinary team (MDT), which may be inclusive of, but not limited to, radiation oncologists, spine surgeons and interventional radiologists, among others.
Orthopaedics | Spine - Thoracolumbar (TL) and sacral surgery | TL and sacral fusion and fixation implant | TL rod | NuVasive Inc. | RELINE MAS Ti Rod, 5.5x105mm Lordotic | 11355105 | Standalone | DE0500730 | As per HSA registered indication(s) except for radiolucent implants which should be used as follows:  in patients with primary or metastatic spinal tumours who would benefit from post-operative high dose high precision beam therapy upon appropriate and stringent patient selection;  Patient selection should be done via standardised assessment such as the neurological-oncological-mechanical systemic (NOMS) framework; and  The assessment should be carried out by a multidisciplinary team (MDT), which may be inclusive of, but not limited to, radiation oncologists, spine surgeons and interventional radiologists, among others.
Orthopaedics | Spine - Thoracolumbar (TL) and sacral surgery | TL and sacral fusion and fixation implant | TL rod | NuVasive Inc. | RELINE MAS Ti Rod, 5.5x110mm Lordotic | 11355110 | Standalone | DE0500730 | As per HSA registered indication(s) except for radiolucent implants which should be used as follows:  in patients with primary or metastatic spinal tumours who would benefit from post-operative high dose high precision beam therapy upon appropriate and stringent patient selection;  Patient selection should be done via standardised assessment such as the neurological-oncological-mechanical systemic (NOMS) framework; and  The assessment should be carried out by a multidisciplinary team (MDT), which may be inclusive of, but not limited to, radiation oncologists, spine surgeons and interventional radiologists, among others.
Orthopaedics | Spine - Thoracolumbar (TL) and sacral surgery | TL and sacral fusion and fixation implant | TL rod | NuVasive Inc. | RELINE MAS Ti Rod, 5.5x110mm Straight | 12355110 | Standalone | DE0500730 | As per HSA registered indication(s) except for radiolucent implants which should be used as follows:  in patients with primary or metastatic spinal tumours who would benefit from post-operative high dose high precision beam therapy upon appropriate and stringent patient selection;  Patient selection should be done via standardised assessment such as the neurological-oncological-mechanical systemic (NOMS) framework; and  The assessment should be carried out by a multidisciplinary team (MDT), which may be inclusive of, but not limited to, radiation oncologists, spine surgeons and interventional radiologists, among others.
Orthopaedics | Spine - Thoracolumbar (TL) and sacral surgery | TL and sacral fusion and fixation implant | TL rod | NuVasive Inc. | RELINE MAS Ti Rod, 5.5x115mm Lordotic | 11355115 | Standalone | DE0500730 | As per HSA registered indication(s) except for radiolucent implants which should be used as follows:  in patients with primary or metastatic spinal tumours who would benefit from post-operative high dose high precision beam therapy upon appropriate and stringent patient selection;  Patient selection should be done via standardised assessment such as the neurological-oncological-mechanical systemic (NOMS) framework; and  The assessment should be carried out by a multidisciplinary team (MDT), which may be inclusive of, but not limited to, radiation oncologists, spine surgeons and interventional radiologists, among others.
Orthopaedics | Spine - Thoracolumbar (TL) and sacral surgery | TL and sacral fusion and fixation implant | TL rod | NuVasive Inc. | RELINE MAS Ti Rod, 5.5x120mm Lordotic | 11355120 | Standalone | DE0500730 | As per HSA registered indication(s) except for radiolucent implants which should be used as follows:  in patients with primary or metastatic spinal tumours who would benefit from post-operative high dose high precision beam therapy upon appropriate and stringent patient selection;  Patient selection should be done via standardised assessment such as the neurological-oncological-mechanical systemic (NOMS) framework; and  The assessment should be carried out by a multidisciplinary team (MDT), which may be inclusive of, but not limited to, radiation oncologists, spine surgeons and interventional radiologists, among others.
Orthopaedics | Spine - Thoracolumbar (TL) and sacral surgery | TL and sacral fusion and fixation implant | TL rod | NuVasive Inc. | RELINE MAS Ti Rod, 5.5x120mm Straight | 12355120 | Standalone | DE0500730 | As per HSA registered indication(s) except for radiolucent implants which should be used as follows:  in patients with primary or metastatic spinal tumours who would benefit from post-operative high dose high precision beam therapy upon appropriate and stringent patient selection;  Patient selection should be done via standardised assessment such as the neurological-oncological-mechanical systemic (NOMS) framework; and  The assessment should be carried out by a multidisciplinary team (MDT), which may be inclusive of, but not limited to, radiation oncologists, spine surgeons and interventional radiologists, among others.
Orthopaedics | Spine - Thoracolumbar (TL) and sacral surgery | TL and sacral fusion and fixation implant | TL rod | NuVasive Inc. | RELINE MAS Ti Rod, 5.5x125mm Lordotic | 11355125 | Standalone | DE0500730 | As per HSA registered indication(s) except for radiolucent implants which should be used as follows:  in patients with primary or metastatic spinal tumours who would benefit from post-operative high dose high precision beam therapy upon appropriate and stringent patient selection;  Patient selection should be done via standardised assessment such as the neurological-oncological-mechanical systemic (NOMS) framework; and  The assessment should be carried out by a multidisciplinary team (MDT), which may be inclusive of, but not limited to, radiation oncologists, spine surgeons and interventional radiologists, among others.
Orthopaedics | Spine - Thoracolumbar (TL) and sacral surgery | TL and sacral fusion and fixation implant | TL rod | NuVasive Inc. | RELINE MAS Ti Rod, 5.5x130mm Lordotic | 11355130 | Standalone | DE0500730 | As per HSA registered indication(s) except for radiolucent implants which should be used as follows:  in patients with primary or metastatic spinal tumours who would benefit from post-operative high dose high precision beam therapy upon appropriate and stringent patient selection;  Patient selection should be done via standardised assessment such as the neurological-oncological-mechanical systemic (NOMS) framework; and  The assessment should be carried out by a multidisciplinary team (MDT), which may be inclusive of, but not limited to, radiation oncologists, spine surgeons and interventional radiologists, among others.
Orthopaedics | Spine - Thoracolumbar (TL) and sacral surgery | TL and sacral fusion and fixation implant | TL rod | NuVasive Inc. | RELINE MAS Ti Rod, 5.5x130mm Straight | 12355130 | Standalone | DE0500730 | As per HSA registered indication(s) except for radiolucent implants which should be used as follows:  in patients with primary or metastatic spinal tumours who would benefit from post-operative high dose high precision beam therapy upon appropriate and stringent patient selection;  Patient selection should be done via standardised assessment such as the neurological-oncological-mechanical systemic (NOMS) framework; and  The assessment should be carried out by a multidisciplinary team (MDT), which may be inclusive of, but not limited to, radiation oncologists, spine surgeons and interventional radiologists, among others.
Orthopaedics | Spine - Thoracolumbar (TL) and sacral surgery | TL and sacral fusion and fixation implant | TL rod | NuVasive Inc. | RELINE MAS Ti Rod, 5.5x135mm Lordotic | 11355135 | Standalone | DE0500730 | As per HSA registered indication(s) except for radiolucent implants which should be used as follows:  in patients with primary or metastatic spinal tumours who would benefit from post-operative high dose high precision beam therapy upon appropriate and stringent patient selection;  Patient selection should be done via standardised assessment such as the neurological-oncological-mechanical systemic (NOMS) framework; and  The assessment should be carried out by a multidisciplinary team (MDT), which may be inclusive of, but not limited to, radiation oncologists, spine surgeons and interventional radiologists, among others.
Orthopaedics | Spine - Thoracolumbar (TL) and sacral surgery | TL and sacral fusion and fixation implant | TL rod | NuVasive Inc. | RELINE MAS Ti Rod, 5.5x140mm Lordotic | 11355140 | Standalone | DE0500730 | As per HSA registered indication(s) except for radiolucent implants which should be used as follows:  in patients with primary or metastatic spinal tumours who would benefit from post-operative high dose high precision beam therapy upon appropriate and stringent patient selection;  Patient selection should be done via standardised assessment such as the neurological-oncological-mechanical systemic (NOMS) framework; and  The assessment should be carried out by a multidisciplinary team (MDT), which may be inclusive of, but not limited to, radiation oncologists, spine surgeons and interventional radiologists, among others.
Orthopaedics | Spine - Thoracolumbar (TL) and sacral surgery | TL and sacral fusion and fixation implant | TL rod | NuVasive Inc. | RELINE MAS Ti Rod, 5.5x140mm Straight | 12355140 | Standalone | DE0500730 | As per HSA registered indication(s) except for radiolucent implants which should be used as follows:  in patients with primary or metastatic spinal tumours who would benefit from post-operative high dose high precision beam therapy upon appropriate and stringent patient selection;  Patient selection should be done via standardised assessment such as the neurological-oncological-mechanical systemic (NOMS) framework; and  The assessment should be carried out by a multidisciplinary team (MDT), which may be inclusive of, but not limited to, radiation oncologists, spine surgeons and interventional radiologists, among others.
Orthopaedics | Spine - Thoracolumbar (TL) and sacral surgery | TL and sacral fusion and fixation implant | TL rod | NuVasive Inc. | RELINE MAS Ti Rod, 5.5x145mm Lordotic | 11355145 | Standalone | DE0500730 | As per HSA registered indication(s) except for radiolucent implants which should be used as follows:  in patients with primary or metastatic spinal tumours who would benefit from post-operative high dose high precision beam therapy upon appropriate and stringent patient selection;  Patient selection should be done via standardised assessment such as the neurological-oncological-mechanical systemic (NOMS) framework; and  The assessment should be carried out by a multidisciplinary team (MDT), which may be inclusive of, but not limited to, radiation oncologists, spine surgeons and interventional radiologists, among others.
Orthopaedics | Spine - Thoracolumbar (TL) and sacral surgery | TL and sacral fusion and fixation implant | TL rod | NuVasive Inc. | RELINE MAS Ti Rod, 5.5x150mm Lordotic | 11355150 | Standalone | DE0500730 | As per HSA registered indication(s) except for radiolucent implants which should be used as follows:  in patients with primary or metastatic spinal tumours who would benefit from post-operative high dose high precision beam therapy upon appropriate and stringent patient selection;  Patient selection should be done via standardised assessment such as the neurological-oncological-mechanical systemic (NOMS) framework; and  The assessment should be carried out by a multidisciplinary team (MDT), which may be inclusive of, but not limited to, radiation oncologists, spine surgeons and interventional radiologists, among others.
Orthopaedics | Spine - Thoracolumbar (TL) and sacral surgery | TL and sacral fusion and fixation implant | TL rod | NuVasive Inc. | RELINE MAS Ti Rod, 5.5x150mm Straight | 12355150 | Standalone | DE0500730 | As per HSA registered indication(s) except for radiolucent implants which should be used as follows:  in patients with primary or metastatic spinal tumours who would benefit from post-operative high dose high precision beam therapy upon appropriate and stringent patient selection;  Patient selection should be done via standardised assessment such as the neurological-oncological-mechanical systemic (NOMS) framework; and  The assessment should be carried out by a multidisciplinary team (MDT), which may be inclusive of, but not limited to, radiation oncologists, spine surgeons and interventional radiologists, among others.
Orthopaedics | Spine - Thoracolumbar (TL) and sacral surgery | TL and sacral fusion and fixation implant | TL rod | NuVasive Inc. | RELINE MAS Ti Rod, 5.5x155mm Lordotic | 11355155 | Standalone | DE0500730 | As per HSA registered indication(s) except for radiolucent implants which should be used as follows:  in patients with primary or metastatic spinal tumours who would benefit from post-operative high dose high precision beam therapy upon appropriate and stringent patient selection;  Patient selection should be done via standardised assessment such as the neurological-oncological-mechanical systemic (NOMS) framework; and  The assessment should be carried out by a multidisciplinary team (MDT), which may be inclusive of, but not limited to, radiation oncologists, spine surgeons and interventional radiologists, among others.
Orthopaedics | Spine - Thoracolumbar (TL) and sacral surgery | TL and sacral fusion and fixation implant | TL rod | NuVasive Inc. | RELINE MAS Ti Rod, 5.5x15mm Lordotic | 11355015 | Standalone | DE0500730 | As per HSA registered indication(s) except for radiolucent implants which should be used as follows:  in patients with primary or metastatic spinal tumours who would benefit from post-operative high dose high precision beam therapy upon appropriate and stringent patient selection;  Patient selection should be done via standardised assessment such as the neurological-oncological-mechanical systemic (NOMS) framework; and  The assessment should be carried out by a multidisciplinary team (MDT), which may be inclusive of, but not limited to, radiation oncologists, spine surgeons and interventional radiologists, among others.
Orthopaedics | Spine - Thoracolumbar (TL) and sacral surgery | TL and sacral fusion and fixation implant | TL rod | NuVasive Inc. | RELINE MAS Ti Rod, 5.5x15mm Straight | 12355015 | Standalone | DE0500730 | As per HSA registered indication(s) except for radiolucent implants which should be used as follows:  in patients with primary or metastatic spinal tumours who would benefit from post-operative high dose high precision beam therapy upon appropriate and stringent patient selection;  Patient selection should be done via standardised assessment such as the neurological-oncological-mechanical systemic (NOMS) framework; and  The assessment should be carried out by a multidisciplinary team (MDT), which may be inclusive of, but not limited to, radiation oncologists, spine surgeons and interventional radiologists, among others.
Orthopaedics | Spine - Thoracolumbar (TL) and sacral surgery | TL and sacral fusion and fixation implant | TL rod | NuVasive Inc. | RELINE MAS Ti Rod, 5.5x160mm Lordotic | 11355160 | Standalone | DE0500730 | As per HSA registered indication(s) except for radiolucent implants which should be used as follows:  in patients with primary or metastatic spinal tumours who would benefit from post-operative high dose high precision beam therapy upon appropriate and stringent patient selection;  Patient selection should be done via standardised assessment such as the neurological-oncological-mechanical systemic (NOMS) framework; and  The assessment should be carried out by a multidisciplinary team (MDT), which may be inclusive of, but not limited to, radiation oncologists, spine surgeons and interventional radiologists, among others.
Orthopaedics | Spine - Thoracolumbar (TL) and sacral surgery | TL and sacral fusion and fixation implant | TL rod | NuVasive Inc. | RELINE MAS Ti Rod, 5.5x160mm Straight | 12355160 | Standalone | DE0500730 | As per HSA registered indication(s) except for radiolucent implants which should be used as follows:  in patients with primary or metastatic spinal tumours who would benefit from post-operative high dose high precision beam therapy upon appropriate and stringent patient selection;  Patient selection should be done via standardised assessment such as the neurological-oncological-mechanical systemic (NOMS) framework; and  The assessment should be carried out by a multidisciplinary team (MDT), which may be inclusive of, but not limited to, radiation oncologists, spine surgeons and interventional radiologists, among others.
Orthopaedics | Spine - Thoracolumbar (TL) and sacral surgery | TL and sacral fusion and fixation implant | TL rod | NuVasive Inc. | RELINE MAS Ti Rod, 5.5x165mm Lordotic | 11355165 | Standalone | DE0500730 | As per HSA registered indication(s) except for radiolucent implants which should be used as follows:  in patients with primary or metastatic spinal tumours who would benefit from post-operative high dose high precision beam therapy upon appropriate and stringent patient selection;  Patient selection should be done via standardised assessment such as the neurological-oncological-mechanical systemic (NOMS) framework; and  The assessment should be carried out by a multidisciplinary team (MDT), which may be inclusive of, but not limited to, radiation oncologists, spine surgeons and interventional radiologists, among others.
Orthopaedics | Spine - Thoracolumbar (TL) and sacral surgery | TL and sacral fusion and fixation implant | TL rod | NuVasive Inc. | RELINE MAS Ti Rod, 5.5x170mm Lordotic | 11355170 | Standalone | DE0500730 | As per HSA registered indication(s) except for radiolucent implants which should be used as follows:  in patients with primary or metastatic spinal tumours who would benefit from post-operative high dose high precision beam therapy upon appropriate and stringent patient selection;  Patient selection should be done via standardised assessment such as the neurological-oncological-mechanical systemic (NOMS) framework; and  The assessment should be carried out by a multidisciplinary team (MDT), which may be inclusive of, but not limited to, radiation oncologists, spine surgeons and interventional radiologists, among others.
Orthopaedics | Spine - Thoracolumbar (TL) and sacral surgery | TL and sacral fusion and fixation implant | TL rod | NuVasive Inc. | RELINE MAS Ti Rod, 5.5x170mm Straight | 12355170 | Standalone | DE0500730 | As per HSA registered indication(s) except for radiolucent implants which should be used as follows:  in patients with primary or metastatic spinal tumours who would benefit from post-operative high dose high precision beam therapy upon appropriate and stringent patient selection;  Patient selection should be done via standardised assessment such as the neurological-oncological-mechanical systemic (NOMS) framework; and  The assessment should be carried out by a multidisciplinary team (MDT), which may be inclusive of, but not limited to, radiation oncologists, spine surgeons and interventional radiologists, among others.
Orthopaedics | Spine - Thoracolumbar (TL) and sacral surgery | TL and sacral fusion and fixation implant | TL rod | NuVasive Inc. | RELINE MAS Ti Rod, 5.5x175mm Lordotic | 11355175 | Standalone | DE0500730 | As per HSA registered indication(s) except for radiolucent implants which should be used as follows:  in patients with primary or metastatic spinal tumours who would benefit from post-operative high dose high precision beam therapy upon appropriate and stringent patient selection;  Patient selection should be done via standardised assessment such as the neurological-oncological-mechanical systemic (NOMS) framework; and  The assessment should be carried out by a multidisciplinary team (MDT), which may be inclusive of, but not limited to, radiation oncologists, spine surgeons and interventional radiologists, among others.
Orthopaedics | Spine - Thoracolumbar (TL) and sacral surgery | TL and sacral fusion and fixation implant | TL rod | NuVasive Inc. | RELINE MAS Ti Rod, 5.5x180mm Lordotic | 11355180 | Standalone | DE0500730 | As per HSA registered indication(s) except for radiolucent implants which should be used as follows:  in patients with primary or metastatic spinal tumours who would benefit from post-operative high dose high precision beam therapy upon appropriate and stringent patient selection;  Patient selection should be done via standardised assessment such as the neurological-oncological-mechanical systemic (NOMS) framework; and  The assessment should be carried out by a multidisciplinary team (MDT), which may be inclusive of, but not limited to, radiation oncologists, spine surgeons and interventional radiologists, among others.
Orthopaedics | Spine - Thoracolumbar (TL) and sacral surgery | TL and sacral fusion and fixation implant | TL rod | NuVasive Inc. | RELINE MAS Ti Rod, 5.5x180mm Straight | 12355180 | Standalone | DE0500730 | As per HSA registered indication(s) except for radiolucent implants which should be used as follows:  in patients with primary or metastatic spinal tumours who would benefit from post-operative high dose high precision beam therapy upon appropriate and stringent patient selection;  Patient selection should be done via standardised assessment such as the neurological-oncological-mechanical systemic (NOMS) framework; and  The assessment should be carried out by a multidisciplinary team (MDT), which may be inclusive of, but not limited to, radiation oncologists, spine surgeons and interventional radiologists, among others.
Orthopaedics | Spine - Thoracolumbar (TL) and sacral surgery | TL and sacral fusion and fixation implant | TL rod | NuVasive Inc. | RELINE MAS Ti Rod, 5.5x185mm Lordotic | 11355185 | Standalone | DE0500730 | As per HSA registered indication(s) except for radiolucent implants which should be used as follows:  in patients with primary or metastatic spinal tumours who would benefit from post-operative high dose high precision beam therapy upon appropriate and stringent patient selection;  Patient selection should be done via standardised assessment such as the neurological-oncological-mechanical systemic (NOMS) framework; and  The assessment should be carried out by a multidisciplinary team (MDT), which may be inclusive of, but not limited to, radiation oncologists, spine surgeons and interventional radiologists, among others.
Orthopaedics | Spine - Thoracolumbar (TL) and sacral surgery | TL and sacral fusion and fixation implant | TL rod | NuVasive Inc. | RELINE MAS Ti Rod, 5.5x190mm Lordotic | 11355190 | Standalone | DE0500730 | As per HSA registered indication(s) except for radiolucent implants which should be used as follows:  in patients with primary or metastatic spinal tumours who would benefit from post-operative high dose high precision beam therapy upon appropriate and stringent patient selection;  Patient selection should be done via standardised assessment such as the neurological-oncological-mechanical systemic (NOMS) framework; and  The assessment should be carried out by a multidisciplinary team (MDT), which may be inclusive of, but not limited to, radiation oncologists, spine surgeons and interventional radiologists, among others.
Orthopaedics | Spine - Thoracolumbar (TL) and sacral surgery | TL and sacral fusion and fixation implant | TL rod | NuVasive Inc. | RELINE MAS Ti Rod, 5.5x190mm Straight | 12355190 | Standalone | DE0500730 | As per HSA registered indication(s) except for radiolucent implants which should be used as follows:  in patients with primary or metastatic spinal tumours who would benefit from post-operative high dose high precision beam therapy upon appropriate and stringent patient selection;  Patient selection should be done via standardised assessment such as the neurological-oncological-mechanical systemic (NOMS) framework; and  The assessment should be carried out by a multidisciplinary team (MDT), which may be inclusive of, but not limited to, radiation oncologists, spine surgeons and interventional radiologists, among others.
Orthopaedics | Spine - Thoracolumbar (TL) and sacral surgery | TL and sacral fusion and fixation implant | TL rod | NuVasive Inc. | RELINE MAS Ti Rod, 5.5x195mm Lordotic | 11355195 | Standalone | DE0500730 | As per HSA registered indication(s) except for radiolucent implants which should be used as follows:  in patients with primary or metastatic spinal tumours who would benefit from post-operative high dose high precision beam therapy upon appropriate and stringent patient selection;  Patient selection should be done via standardised assessment such as the neurological-oncological-mechanical systemic (NOMS) framework; and  The assessment should be carried out by a multidisciplinary team (MDT), which may be inclusive of, but not limited to, radiation oncologists, spine surgeons and interventional radiologists, among others.
Orthopaedics | Spine - Thoracolumbar (TL) and sacral surgery | TL and sacral fusion and fixation implant | TL rod | NuVasive Inc. | RELINE MAS Ti Rod, 5.5x200mm Lordotic | 11355200 | Standalone | DE0500730 | As per HSA registered indication(s) except for radiolucent implants which should be used as follows:  in patients with primary or metastatic spinal tumours who would benefit from post-operative high dose high precision beam therapy upon appropriate and stringent patient selection;  Patient selection should be done via standardised assessment such as the neurological-oncological-mechanical systemic (NOMS) framework; and  The assessment should be carried out by a multidisciplinary team (MDT), which may be inclusive of, but not limited to, radiation oncologists, spine surgeons and interventional radiologists, among others.
Orthopaedics | Spine - Thoracolumbar (TL) and sacral surgery | TL and sacral fusion and fixation implant | TL rod | NuVasive Inc. | RELINE MAS Ti Rod, 5.5x200mm Straight | 12355200 | Standalone | DE0500730 | As per HSA registered indication(s) except for radiolucent implants which should be used as follows:  in patients with primary or metastatic spinal tumours who would benefit from post-operative high dose high precision beam therapy upon appropriate and stringent patient selection;  Patient selection should be done via standardised assessment such as the neurological-oncological-mechanical systemic (NOMS) framework; and  The assessment should be carried out by a multidisciplinary team (MDT), which may be inclusive of, but not limited to, radiation oncologists, spine surgeons and interventional radiologists, among others.
Orthopaedics | Spine - Thoracolumbar (TL) and sacral surgery | TL and sacral fusion and fixation implant | TL rod | NuVasive Inc. | RELINE MAS Ti Rod, 5.5x20mm Lordotic | 11355020 | Standalone | DE0500730 | As per HSA registered indication(s) except for radiolucent implants which should be used as follows:  in patients with primary or metastatic spinal tumours who would benefit from post-operative high dose high precision beam therapy upon appropriate and stringent patient selection;  Patient selection should be done via standardised assessment such as the neurological-oncological-mechanical systemic (NOMS) framework; and  The assessment should be carried out by a multidisciplinary team (MDT), which may be inclusive of, but not limited to, radiation oncologists, spine surgeons and interventional radiologists, among others.
Orthopaedics | Spine - Thoracolumbar (TL) and sacral surgery | TL and sacral fusion and fixation implant | TL rod | NuVasive Inc. | RELINE MAS Ti Rod, 5.5x20mm Straight | 12355020 | Standalone | DE0500730 | As per HSA registered indication(s) except for radiolucent implants which should be used as follows:  in patients with primary or metastatic spinal tumours who would benefit from post-operative high dose high precision beam therapy upon appropriate and stringent patient selection;  Patient selection should be done via standardised assessment such as the neurological-oncological-mechanical systemic (NOMS) framework; and  The assessment should be carried out by a multidisciplinary team (MDT), which may be inclusive of, but not limited to, radiation oncologists, spine surgeons and interventional radiologists, among others.
Orthopaedics | Spine - Thoracolumbar (TL) and sacral surgery | TL and sacral fusion and fixation implant | TL rod | NuVasive Inc. | RELINE MAS Ti Rod, 5.5x210mm Straight | 12355210 | Standalone | DE0500730 | As per HSA registered indication(s) except for radiolucent implants which should be used as follows:  in patients with primary or metastatic spinal tumours who would benefit from post-operative high dose high precision beam therapy upon appropriate and stringent patient selection;  Patient selection should be done via standardised assessment such as the neurological-oncological-mechanical systemic (NOMS) framework; and  The assessment should be carried out by a multidisciplinary team (MDT), which may be inclusive of, but not limited to, radiation oncologists, spine surgeons and interventional radiologists, among others.
Orthopaedics | Spine - Thoracolumbar (TL) and sacral surgery | TL and sacral fusion and fixation implant | TL rod | NuVasive Inc. | RELINE MAS Ti Rod, 5.5x220mm Straight | 12355220 | Standalone | DE0500730 | As per HSA registered indication(s) except for radiolucent implants which should be used as follows:  in patients with primary or metastatic spinal tumours who would benefit from post-operative high dose high precision beam therapy upon appropriate and stringent patient selection;  Patient selection should be done via standardised assessment such as the neurological-oncological-mechanical systemic (NOMS) framework; and  The assessment should be carried out by a multidisciplinary team (MDT), which may be inclusive of, but not limited to, radiation oncologists, spine surgeons and interventional radiologists, among others.
Orthopaedics | Spine - Thoracolumbar (TL) and sacral surgery | TL and sacral fusion and fixation implant | TL rod | NuVasive Inc. | RELINE MAS Ti Rod, 5.5x230mm Straight | 12355230 | Standalone | DE0500730 | As per HSA registered indication(s) except for radiolucent implants which should be used as follows:  in patients with primary or metastatic spinal tumours who would benefit from post-operative high dose high precision beam therapy upon appropriate and stringent patient selection;  Patient selection should be done via standardised assessment such as the neurological-oncological-mechanical systemic (NOMS) framework; and  The assessment should be carried out by a multidisciplinary team (MDT), which may be inclusive of, but not limited to, radiation oncologists, spine surgeons and interventional radiologists, among others.
Orthopaedics | Spine - Thoracolumbar (TL) and sacral surgery | TL and sacral fusion and fixation implant | TL rod | NuVasive Inc. | RELINE MAS Ti Rod, 5.5x240mm Straight | 12355240 | Standalone | DE0500730 | As per HSA registered indication(s) except for radiolucent implants which should be used as follows:  in patients with primary or metastatic spinal tumours who would benefit from post-operative high dose high precision beam therapy upon appropriate and stringent patient selection;  Patient selection should be done via standardised assessment such as the neurological-oncological-mechanical systemic (NOMS) framework; and  The assessment should be carried out by a multidisciplinary team (MDT), which may be inclusive of, but not limited to, radiation oncologists, spine surgeons and interventional radiologists, among others.
Orthopaedics | Spine - Thoracolumbar (TL) and sacral surgery | TL and sacral fusion and fixation implant | TL rod | NuVasive Inc. | RELINE MAS Ti Rod, 5.5x250mm Straight | 12355250 | Standalone | DE0500730 | As per HSA registered indication(s) except for radiolucent implants which should be used as follows:  in patients with primary or metastatic spinal tumours who would benefit from post-operative high dose high precision beam therapy upon appropriate and stringent patient selection;  Patient selection should be done via standardised assessment such as the neurological-oncological-mechanical systemic (NOMS) framework; and  The assessment should be carried out by a multidisciplinary team (MDT), which may be inclusive of, but not limited to, radiation oncologists, spine surgeons and interventional radiologists, among others.
Orthopaedics | Spine - Thoracolumbar (TL) and sacral surgery | TL and sacral fusion and fixation implant | TL rod | NuVasive Inc. | RELINE MAS Ti Rod, 5.5x25mm Lordotic | 11355025 | Standalone | DE0500730 | As per HSA registered indication(s) except for radiolucent implants which should be used as follows:  in patients with primary or metastatic spinal tumours who would benefit from post-operative high dose high precision beam therapy upon appropriate and stringent patient selection;  Patient selection should be done via standardised assessment such as the neurological-oncological-mechanical systemic (NOMS) framework; and  The assessment should be carried out by a multidisciplinary team (MDT), which may be inclusive of, but not limited to, radiation oncologists, spine surgeons and interventional radiologists, among others.
Orthopaedics | Spine - Thoracolumbar (TL) and sacral surgery | TL and sacral fusion and fixation implant | TL rod | NuVasive Inc. | RELINE MAS Ti Rod, 5.5x25mm Straight | 12355025 | Standalone | DE0500730 | As per HSA registered indication(s) except for radiolucent implants which should be used as follows:  in patients with primary or metastatic spinal tumours who would benefit from post-operative high dose high precision beam therapy upon appropriate and stringent patient selection;  Patient selection should be done via standardised assessment such as the neurological-oncological-mechanical systemic (NOMS) framework; and  The assessment should be carried out by a multidisciplinary team (MDT), which may be inclusive of, but not limited to, radiation oncologists, spine surgeons and interventional radiologists, among others.
Orthopaedics | Spine - Thoracolumbar (TL) and sacral surgery | TL and sacral fusion and fixation implant | TL rod | NuVasive Inc. | RELINE MAS Ti Rod, 5.5x260mm Straight | 12355260 | Standalone | DE0500730 | As per HSA registered indication(s) except for radiolucent implants which should be used as follows:  in patients with primary or metastatic spinal tumours who would benefit from post-operative high dose high precision beam therapy upon appropriate and stringent patient selection;  Patient selection should be done via standardised assessment such as the neurological-oncological-mechanical systemic (NOMS) framework; and  The assessment should be carried out by a multidisciplinary team (MDT), which may be inclusive of, but not limited to, radiation oncologists, spine surgeons and interventional radiologists, among others.
Orthopaedics | Spine - Thoracolumbar (TL) and sacral surgery | TL and sacral fusion and fixation implant | TL rod | NuVasive Inc. | RELINE MAS Ti Rod, 5.5x270mm Straight | 12355270 | Standalone | DE0500730 | As per HSA registered indication(s) except for radiolucent implants which should be used as follows:  in patients with primary or metastatic spinal tumours who would benefit from post-operative high dose high precision beam therapy upon appropriate and stringent patient selection;  Patient selection should be done via standardised assessment such as the neurological-oncological-mechanical systemic (NOMS) framework; and  The assessment should be carried out by a multidisciplinary team (MDT), which may be inclusive of, but not limited to, radiation oncologists, spine surgeons and interventional radiologists, among others.
Orthopaedics | Spine - Thoracolumbar (TL) and sacral surgery | TL and sacral fusion and fixation implant | TL rod | NuVasive Inc. | RELINE MAS Ti Rod, 5.5x280mm Straight | 12355280 | Standalone | DE0500730 | As per HSA registered indication(s) except for radiolucent implants which should be used as follows:  in patients with primary or metastatic spinal tumours who would benefit from post-operative high dose high precision beam therapy upon appropriate and stringent patient selection;  Patient selection should be done via standardised assessment such as the neurological-oncological-mechanical systemic (NOMS) framework; and  The assessment should be carried out by a multidisciplinary team (MDT), which may be inclusive of, but not limited to, radiation oncologists, spine surgeons and interventional radiologists, among others.
Orthopaedics | Spine - Thoracolumbar (TL) and sacral surgery | TL and sacral fusion and fixation implant | TL rod | NuVasive Inc. | RELINE MAS Ti Rod, 5.5x290mm Straight | 12355290 | Standalone | DE0500730 | As per HSA registered indication(s) except for radiolucent implants which should be used as follows:  in patients with primary or metastatic spinal tumours who would benefit from post-operative high dose high precision beam therapy upon appropriate and stringent patient selection;  Patient selection should be done via standardised assessment such as the neurological-oncological-mechanical systemic (NOMS) framework; and  The assessment should be carried out by a multidisciplinary team (MDT), which may be inclusive of, but not limited to, radiation oncologists, spine surgeons and interventional radiologists, among others.
Orthopaedics | Spine - Thoracolumbar (TL) and sacral surgery | TL and sacral fusion and fixation implant | TL rod | NuVasive Inc. | RELINE MAS Ti Rod, 5.5x300mm Straight | 12355300 | Standalone | DE0500730 | As per HSA registered indication(s) except for radiolucent implants which should be used as follows:  in patients with primary or metastatic spinal tumours who would benefit from post-operative high dose high precision beam therapy upon appropriate and stringent patient selection;  Patient selection should be done via standardised assessment such as the neurological-oncological-mechanical systemic (NOMS) framework; and  The assessment should be carried out by a multidisciplinary team (MDT), which may be inclusive of, but not limited to, radiation oncologists, spine surgeons and interventional radiologists, among others.
Orthopaedics | Spine - Thoracolumbar (TL) and sacral surgery | TL and sacral fusion and fixation implant | TL rod | NuVasive Inc. | RELINE MAS Ti Rod, 5.5x30mm Lordotic | 11355030 | Standalone | DE0500730 | As per HSA registered indication(s) except for radiolucent implants which should be used as follows:  in patients with primary or metastatic spinal tumours who would benefit from post-operative high dose high precision beam therapy upon appropriate and stringent patient selection;  Patient selection should be done via standardised assessment such as the neurological-oncological-mechanical systemic (NOMS) framework; and  The assessment should be carried out by a multidisciplinary team (MDT), which may be inclusive of, but not limited to, radiation oncologists, spine surgeons and interventional radiologists, among others.
Orthopaedics | Spine - Thoracolumbar (TL) and sacral surgery | TL and sacral fusion and fixation implant | TL rod | NuVasive Inc. | RELINE MAS Ti Rod, 5.5x30mm Straight | 12355030 | Standalone | DE0500730 | As per HSA registered indication(s) except for radiolucent implants which should be used as follows:  in patients with primary or metastatic spinal tumours who would benefit from post-operative high dose high precision beam therapy upon appropriate and stringent patient selection;  Patient selection should be done via standardised assessment such as the neurological-oncological-mechanical systemic (NOMS) framework; and  The assessment should be carried out by a multidisciplinary team (MDT), which may be inclusive of, but not limited to, radiation oncologists, spine surgeons and interventional radiologists, among others.
Orthopaedics | Spine - Thoracolumbar (TL) and sacral surgery | TL and sacral fusion and fixation implant | TL rod | NuVasive Inc. | RELINE MAS Ti Rod, 5.5x310mm Straight | 12355310 | Standalone | DE0500730 | As per HSA registered indication(s) except for radiolucent implants which should be used as follows:  in patients with primary or metastatic spinal tumours who would benefit from post-operative high dose high precision beam therapy upon appropriate and stringent patient selection;  Patient selection should be done via standardised assessment such as the neurological-oncological-mechanical systemic (NOMS) framework; and  The assessment should be carried out by a multidisciplinary team (MDT), which may be inclusive of, but not limited to, radiation oncologists, spine surgeons and interventional radiologists, among others.
Orthopaedics | Spine - Thoracolumbar (TL) and sacral surgery | TL and sacral fusion and fixation implant | TL rod | NuVasive Inc. | RELINE MAS Ti Rod, 5.5x320mm Straight | 12355320 | Standalone | DE0500730 | As per HSA registered indication(s) except for radiolucent implants which should be used as follows:  in patients with primary or metastatic spinal tumours who would benefit from post-operative high dose high precision beam therapy upon appropriate and stringent patient selection;  Patient selection should be done via standardised assessment such as the neurological-oncological-mechanical systemic (NOMS) framework; and  The assessment should be carried out by a multidisciplinary team (MDT), which may be inclusive of, but not limited to, radiation oncologists, spine surgeons and interventional radiologists, among others.
Orthopaedics | Spine - Thoracolumbar (TL) and sacral surgery | TL and sacral fusion and fixation implant | TL rod | NuVasive Inc. | RELINE MAS Ti Rod, 5.5x330mm Straight | 12355330 | Standalone | DE0500730 | As per HSA registered indication(s) except for radiolucent implants which should be used as follows:  in patients with primary or metastatic spinal tumours who would benefit from post-operative high dose high precision beam therapy upon appropriate and stringent patient selection;  Patient selection should be done via standardised assessment such as the neurological-oncological-mechanical systemic (NOMS) framework; and  The assessment should be carried out by a multidisciplinary team (MDT), which may be inclusive of, but not limited to, radiation oncologists, spine surgeons and interventional radiologists, among others.
Orthopaedics | Spine - Thoracolumbar (TL) and sacral surgery | TL and sacral fusion and fixation implant | TL rod | NuVasive Inc. | RELINE MAS Ti Rod, 5.5x340mm Straight | 12355340 | Standalone | DE0500730 | As per HSA registered indication(s) except for radiolucent implants which should be used as follows:  in patients with primary or metastatic spinal tumours who would benefit from post-operative high dose high precision beam therapy upon appropriate and stringent patient selection;  Patient selection should be done via standardised assessment such as the neurological-oncological-mechanical systemic (NOMS) framework; and  The assessment should be carried out by a multidisciplinary team (MDT), which may be inclusive of, but not limited to, radiation oncologists, spine surgeons and interventional radiologists, among others.
Orthopaedics | Spine - Thoracolumbar (TL) and sacral surgery | TL and sacral fusion and fixation implant | TL rod | NuVasive Inc. | RELINE MAS Ti Rod, 5.5x350mm Straight | 12355350 | Standalone | DE0500730 | As per HSA registered indication(s) except for radiolucent implants which should be used as follows:  in patients with primary or metastatic spinal tumours who would benefit from post-operative high dose high precision beam therapy upon appropriate and stringent patient selection;  Patient selection should be done via standardised assessment such as the neurological-oncological-mechanical systemic (NOMS) framework; and  The assessment should be carried out by a multidisciplinary team (MDT), which may be inclusive of, but not limited to, radiation oncologists, spine surgeons and interventional radiologists, among others.
Orthopaedics | Spine - Thoracolumbar (TL) and sacral surgery | TL and sacral fusion and fixation implant | TL rod | NuVasive Inc. | RELINE MAS Ti Rod, 5.5x35mm Lordotic | 11355035 | Standalone | DE0500730 | As per HSA registered indication(s) except for radiolucent implants which should be used as follows:  in patients with primary or metastatic spinal tumours who would benefit from post-operative high dose high precision beam therapy upon appropriate and stringent patient selection;  Patient selection should be done via standardised assessment such as the neurological-oncological-mechanical systemic (NOMS) framework; and  The assessment should be carried out by a multidisciplinary team (MDT), which may be inclusive of, but not limited to, radiation oncologists, spine surgeons and interventional radiologists, among others.
Orthopaedics | Spine - Thoracolumbar (TL) and sacral surgery | TL and sacral fusion and fixation implant | TL rod | NuVasive Inc. | RELINE MAS Ti Rod, 5.5x35mm Straight | 12355035 | Standalone | DE0500730 | As per HSA registered indication(s) except for radiolucent implants which should be used as follows:  in patients with primary or metastatic spinal tumours who would benefit from post-operative high dose high precision beam therapy upon appropriate and stringent patient selection;  Patient selection should be done via standardised assessment such as the neurological-oncological-mechanical systemic (NOMS) framework; and  The assessment should be carried out by a multidisciplinary team (MDT), which may be inclusive of, but not limited to, radiation oncologists, spine surgeons and interventional radiologists, among others.
Orthopaedics | Spine - Thoracolumbar (TL) and sacral surgery | TL and sacral fusion and fixation implant | TL rod | NuVasive Inc. | RELINE MAS Ti Rod, 5.5x360mm Straight | 12355360 | Standalone | DE0500730 | As per HSA registered indication(s) except for radiolucent implants which should be used as follows:  in patients with primary or metastatic spinal tumours who would benefit from post-operative high dose high precision beam therapy upon appropriate and stringent patient selection;  Patient selection should be done via standardised assessment such as the neurological-oncological-mechanical systemic (NOMS) framework; and  The assessment should be carried out by a multidisciplinary team (MDT), which may be inclusive of, but not limited to, radiation oncologists, spine surgeons and interventional radiologists, among others.
Orthopaedics | Spine - Thoracolumbar (TL) and sacral surgery | TL and sacral fusion and fixation implant | TL rod | NuVasive Inc. | RELINE MAS Ti Rod, 5.5x370mm Straight | 12355370 | Standalone | DE0500730 | As per HSA registered indication(s) except for radiolucent implants which should be used as follows:  in patients with primary or metastatic spinal tumours who would benefit from post-operative high dose high precision beam therapy upon appropriate and stringent patient selection;  Patient selection should be done via standardised assessment such as the neurological-oncological-mechanical systemic (NOMS) framework; and  The assessment should be carried out by a multidisciplinary team (MDT), which may be inclusive of, but not limited to, radiation oncologists, spine surgeons and interventional radiologists, among others.
Orthopaedics | Spine - Thoracolumbar (TL) and sacral surgery | TL and sacral fusion and fixation implant | TL rod | NuVasive Inc. | RELINE MAS Ti Rod, 5.5x380mm Straight | 12355380 | Standalone | DE0500730 | As per HSA registered indication(s) except for radiolucent implants which should be used as follows:  in patients with primary or metastatic spinal tumours who would benefit from post-operative high dose high precision beam therapy upon appropriate and stringent patient selection;  Patient selection should be done via standardised assessment such as the neurological-oncological-mechanical systemic (NOMS) framework; and  The assessment should be carried out by a multidisciplinary team (MDT), which may be inclusive of, but not limited to, radiation oncologists, spine surgeons and interventional radiologists, among others.
Orthopaedics | Spine - Thoracolumbar (TL) and sacral surgery | TL and sacral fusion and fixation implant | TL rod | NuVasive Inc. | RELINE MAS Ti Rod, 5.5x390mm Straight | 12355390 | Standalone | DE0500730 | As per HSA registered indication(s) except for radiolucent implants which should be used as follows:  in patients with primary or metastatic spinal tumours who would benefit from post-operative high dose high precision beam therapy upon appropriate and stringent patient selection;  Patient selection should be done via standardised assessment such as the neurological-oncological-mechanical systemic (NOMS) framework; and  The assessment should be carried out by a multidisciplinary team (MDT), which may be inclusive of, but not limited to, radiation oncologists, spine surgeons and interventional radiologists, among others.
Orthopaedics | Spine - Thoracolumbar (TL) and sacral surgery | TL and sacral fusion and fixation implant | TL rod | NuVasive Inc. | RELINE MAS Ti Rod, 5.5x400mm Straight | 12355400 | Standalone | DE0500730 | As per HSA registered indication(s) except for radiolucent implants which should be used as follows:  in patients with primary or metastatic spinal tumours who would benefit from post-operative high dose high precision beam therapy upon appropriate and stringent patient selection;  Patient selection should be done via standardised assessment such as the neurological-oncological-mechanical systemic (NOMS) framework; and  The assessment should be carried out by a multidisciplinary team (MDT), which may be inclusive of, but not limited to, radiation oncologists, spine surgeons and interventional radiologists, among others.
Orthopaedics | Spine - Thoracolumbar (TL) and sacral surgery | TL and sacral fusion and fixation implant | TL rod | NuVasive Inc. | RELINE MAS Ti Rod, 5.5x40mm Lordotic | 11355040 | Standalone | DE0500730 | As per HSA registered indication(s) except for radiolucent implants which should be used as follows:  in patients with primary or metastatic spinal tumours who would benefit from post-operative high dose high precision beam therapy upon appropriate and stringent patient selection;  Patient selection should be done via standardised assessment such as the neurological-oncological-mechanical systemic (NOMS) framework; and  The assessment should be carried out by a multidisciplinary team (MDT), which may be inclusive of, but not limited to, radiation oncologists, spine surgeons and interventional radiologists, among others.
Orthopaedics | Spine - Thoracolumbar (TL) and sacral surgery | TL and sacral fusion and fixation implant | TL rod | NuVasive Inc. | RELINE MAS Ti Rod, 5.5x40mm Straight | 12355040 | Standalone | DE0500730 | As per HSA registered indication(s) except for radiolucent implants which should be used as follows:  in patients with primary or metastatic spinal tumours who would benefit from post-operative high dose high precision beam therapy upon appropriate and stringent patient selection;  Patient selection should be done via standardised assessment such as the neurological-oncological-mechanical systemic (NOMS) framework; and  The assessment should be carried out by a multidisciplinary team (MDT), which may be inclusive of, but not limited to, radiation oncologists, spine surgeons and interventional radiologists, among others.
Orthopaedics | Spine - Thoracolumbar (TL) and sacral surgery | TL and sacral fusion and fixation implant | TL rod | NuVasive Inc. | RELINE MAS Ti Rod, 5.5x410mm Straight | 12355410 | Standalone | DE0500730 | As per HSA registered indication(s) except for radiolucent implants which should be used as follows:  in patients with primary or metastatic spinal tumours who would benefit from post-operative high dose high precision beam therapy upon appropriate and stringent patient selection;  Patient selection should be done via standardised assessment such as the neurological-oncological-mechanical systemic (NOMS) framework; and  The assessment should be carried out by a multidisciplinary team (MDT), which may be inclusive of, but not limited to, radiation oncologists, spine surgeons and interventional radiologists, among others.
Orthopaedics | Spine - Thoracolumbar (TL) and sacral surgery | TL and sacral fusion and fixation implant | TL rod | NuVasive Inc. | RELINE MAS Ti Rod, 5.5x420mm Straight | 12355420 | Standalone | DE0500730 | As per HSA registered indication(s) except for radiolucent implants which should be used as follows:  in patients with primary or metastatic spinal tumours who would benefit from post-operative high dose high precision beam therapy upon appropriate and stringent patient selection;  Patient selection should be done via standardised assessment such as the neurological-oncological-mechanical systemic (NOMS) framework; and  The assessment should be carried out by a multidisciplinary team (MDT), which may be inclusive of, but not limited to, radiation oncologists, spine surgeons and interventional radiologists, among others.
Orthopaedics | Spine - Thoracolumbar (TL) and sacral surgery | TL and sacral fusion and fixation implant | TL rod | NuVasive Inc. | RELINE MAS Ti Rod, 5.5x430mm Straight | 12355430 | Standalone | DE0500730 | As per HSA registered indication(s) except for radiolucent implants which should be used as follows:  in patients with primary or metastatic spinal tumours who would benefit from post-operative high dose high precision beam therapy upon appropriate and stringent patient selection;  Patient selection should be done via standardised assessment such as the neurological-oncological-mechanical systemic (NOMS) framework; and  The assessment should be carried out by a multidisciplinary team (MDT), which may be inclusive of, but not limited to, radiation oncologists, spine surgeons and interventional radiologists, among others.
Orthopaedics | Spine - Thoracolumbar (TL) and sacral surgery | TL and sacral fusion and fixation implant | TL rod | NuVasive Inc. | RELINE MAS Ti Rod, 5.5x440mm Straight | 12355440 | Standalone | DE0500730 | As per HSA registered indication(s) except for radiolucent implants which should be used as follows:  in patients with primary or metastatic spinal tumours who would benefit from post-operative high dose high precision beam therapy upon appropriate and stringent patient selection;  Patient selection should be done via standardised assessment such as the neurological-oncological-mechanical systemic (NOMS) framework; and  The assessment should be carried out by a multidisciplinary team (MDT), which may be inclusive of, but not limited to, radiation oncologists, spine surgeons and interventional radiologists, among others.
Orthopaedics | Spine - Thoracolumbar (TL) and sacral surgery | TL and sacral fusion and fixation implant | TL rod | NuVasive Inc. | RELINE MAS Ti Rod, 5.5x450mm Straight | 12355450 | Standalone | DE0500730 | As per HSA registered indication(s) except for radiolucent implants which should be used as follows:  in patients with primary or metastatic spinal tumours who would benefit from post-operative high dose high precision beam therapy upon appropriate and stringent patient selection;  Patient selection should be done via standardised assessment such as the neurological-oncological-mechanical systemic (NOMS) framework; and  The assessment should be carried out by a multidisciplinary team (MDT), which may be inclusive of, but not limited to, radiation oncologists, spine surgeons and interventional radiologists, among others.
Orthopaedics | Spine - Thoracolumbar (TL) and sacral surgery | TL and sacral fusion and fixation implant | TL rod | NuVasive Inc. | RELINE MAS Ti Rod, 5.5x45mm Lordotic | 11355045 | Standalone | DE0500730 | As per HSA registered indication(s) except for radiolucent implants which should be used as follows:  in patients with primary or metastatic spinal tumours who would benefit from post-operative high dose high precision beam therapy upon appropriate and stringent patient selection;  Patient selection should be done via standardised assessment such as the neurological-oncological-mechanical systemic (NOMS) framework; and  The assessment should be carried out by a multidisciplinary team (MDT), which may be inclusive of, but not limited to, radiation oncologists, spine surgeons and interventional radiologists, among others.
Orthopaedics | Spine - Thoracolumbar (TL) and sacral surgery | TL and sacral fusion and fixation implant | TL rod | NuVasive Inc. | RELINE MAS Ti Rod, 5.5x45mm Straight | 12355045 | Standalone | DE0500730 | As per HSA registered indication(s) except for radiolucent implants which should be used as follows:  in patients with primary or metastatic spinal tumours who would benefit from post-operative high dose high precision beam therapy upon appropriate and stringent patient selection;  Patient selection should be done via standardised assessment such as the neurological-oncological-mechanical systemic (NOMS) framework; and  The assessment should be carried out by a multidisciplinary team (MDT), which may be inclusive of, but not limited to, radiation oncologists, spine surgeons and interventional radiologists, among others.
Orthopaedics | Spine - Thoracolumbar (TL) and sacral surgery | TL and sacral fusion and fixation implant | TL rod | NuVasive Inc. | RELINE MAS Ti Rod, 5.5x460mm Straight | 12355460 | Standalone | DE0500730 | As per HSA registered indication(s) except for radiolucent implants which should be used as follows:  in patients with primary or metastatic spinal tumours who would benefit from post-operative high dose high precision beam therapy upon appropriate and stringent patient selection;  Patient selection should be done via standardised assessment such as the neurological-oncological-mechanical systemic (NOMS) framework; and  The assessment should be carried out by a multidisciplinary team (MDT), which may be inclusive of, but not limited to, radiation oncologists, spine surgeons and interventional radiologists, among others.
Orthopaedics | Spine - Thoracolumbar (TL) and sacral surgery | TL and sacral fusion and fixation implant | TL rod | NuVasive Inc. | RELINE MAS Ti Rod, 5.5x470mm Straight | 12355470 | Standalone | DE0500730 | As per HSA registered indication(s) except for radiolucent implants which should be used as follows:  in patients with primary or metastatic spinal tumours who would benefit from post-operative high dose high precision beam therapy upon appropriate and stringent patient selection;  Patient selection should be done via standardised assessment such as the neurological-oncological-mechanical systemic (NOMS) framework; and  The assessment should be carried out by a multidisciplinary team (MDT), which may be inclusive of, but not limited to, radiation oncologists, spine surgeons and interventional radiologists, among others.
Orthopaedics | Spine - Thoracolumbar (TL) and sacral surgery | TL and sacral fusion and fixation implant | TL rod | NuVasive Inc. | RELINE MAS Ti Rod, 5.5x480mm Straight | 12355480 | Standalone | DE0500730 | As per HSA registered indication(s) except for radiolucent implants which should be used as follows:  in patients with primary or metastatic spinal tumours who would benefit from post-operative high dose high precision beam therapy upon appropriate and stringent patient selection;  Patient selection should be done via standardised assessment such as the neurological-oncological-mechanical systemic (NOMS) framework; and  The assessment should be carried out by a multidisciplinary team (MDT), which may be inclusive of, but not limited to, radiation oncologists, spine surgeons and interventional radiologists, among others.
Orthopaedics | Spine - Thoracolumbar (TL) and sacral surgery | TL and sacral fusion and fixation implant | TL rod | NuVasive Inc. | RELINE MAS Ti Rod, 5.5x490mm Straight | 12355490 | Standalone | DE0500730 | As per HSA registered indication(s) except for radiolucent implants which should be used as follows:  in patients with primary or metastatic spinal tumours who would benefit from post-operative high dose high precision beam therapy upon appropriate and stringent patient selection;  Patient selection should be done via standardised assessment such as the neurological-oncological-mechanical systemic (NOMS) framework; and  The assessment should be carried out by a multidisciplinary team (MDT), which may be inclusive of, but not limited to, radiation oncologists, spine surgeons and interventional radiologists, among others.
Orthopaedics | Spine - Thoracolumbar (TL) and sacral surgery | TL and sacral fusion and fixation implant | TL rod | NuVasive Inc. | RELINE MAS Ti Rod, 5.5x500mm Straight | 12355500 | Standalone | DE0500730 | As per HSA registered indication(s) except for radiolucent implants which should be used as follows:  in patients with primary or metastatic spinal tumours who would benefit from post-operative high dose high precision beam therapy upon appropriate and stringent patient selection;  Patient selection should be done via standardised assessment such as the neurological-oncological-mechanical systemic (NOMS) framework; and  The assessment should be carried out by a multidisciplinary team (MDT), which may be inclusive of, but not limited to, radiation oncologists, spine surgeons and interventional radiologists, among others.
Orthopaedics | Spine - Thoracolumbar (TL) and sacral surgery | TL and sacral fusion and fixation implant | TL rod | NuVasive Inc. | RELINE MAS Ti Rod, 5.5x50mm Lordotic | 11355050 | Standalone | DE0500730 | As per HSA registered indication(s) except for radiolucent implants which should be used as follows:  in patients with primary or metastatic spinal tumours who would benefit from post-operative high dose high precision beam therapy upon appropriate and stringent patient selection;  Patient selection should be done via standardised assessment such as the neurological-oncological-mechanical systemic (NOMS) framework; and  The assessment should be carried out by a multidisciplinary team (MDT), which may be inclusive of, but not limited to, radiation oncologists, spine surgeons and interventional radiologists, among others.
Orthopaedics | Spine - Thoracolumbar (TL) and sacral surgery | TL and sacral fusion and fixation implant | TL rod | NuVasive Inc. | RELINE MAS Ti Rod, 5.5x50mm Straight | 12355050 | Standalone | DE0500730 | As per HSA registered indication(s) except for radiolucent implants which should be used as follows:  in patients with primary or metastatic spinal tumours who would benefit from post-operative high dose high precision beam therapy upon appropriate and stringent patient selection;  Patient selection should be done via standardised assessment such as the neurological-oncological-mechanical systemic (NOMS) framework; and  The assessment should be carried out by a multidisciplinary team (MDT), which may be inclusive of, but not limited to, radiation oncologists, spine surgeons and interventional radiologists, among others.
Orthopaedics | Spine - Thoracolumbar (TL) and sacral surgery | TL and sacral fusion and fixation implant | TL rod | NuVasive Inc. | RELINE MAS Ti Rod, 5.5x510mm Straight | 12355510 | Standalone | DE0500730 | As per HSA registered indication(s) except for radiolucent implants which should be used as follows:  in patients with primary or metastatic spinal tumours who would benefit from post-operative high dose high precision beam therapy upon appropriate and stringent patient selection;  Patient selection should be done via standardised assessment such as the neurological-oncological-mechanical systemic (NOMS) framework; and  The assessment should be carried out by a multidisciplinary team (MDT), which may be inclusive of, but not limited to, radiation oncologists, spine surgeons and interventional radiologists, among others.
Orthopaedics | Spine - Thoracolumbar (TL) and sacral surgery | TL and sacral fusion and fixation implant | TL rod | NuVasive Inc. | RELINE MAS Ti Rod, 5.5x520mm Straight | 12355520 | Standalone | DE0500730 | As per HSA registered indication(s) except for radiolucent implants which should be used as follows:  in patients with primary or metastatic spinal tumours who would benefit from post-operative high dose high precision beam therapy upon appropriate and stringent patient selection;  Patient selection should be done via standardised assessment such as the neurological-oncological-mechanical systemic (NOMS) framework; and  The assessment should be carried out by a multidisciplinary team (MDT), which may be inclusive of, but not limited to, radiation oncologists, spine surgeons and interventional radiologists, among others.
Orthopaedics | Spine - Thoracolumbar (TL) and sacral surgery | TL and sacral fusion and fixation implant | TL rod | NuVasive Inc. | RELINE MAS Ti Rod, 5.5x530mm Straight | 12355530 | Standalone | DE0500730 | As per HSA registered indication(s) except for radiolucent implants which should be used as follows:  in patients with primary or metastatic spinal tumours who would benefit from post-operative high dose high precision beam therapy upon appropriate and stringent patient selection;  Patient selection should be done via standardised assessment such as the neurological-oncological-mechanical systemic (NOMS) framework; and  The assessment should be carried out by a multidisciplinary team (MDT), which may be inclusive of, but not limited to, radiation oncologists, spine surgeons and interventional radiologists, among others.
Orthopaedics | Spine - Thoracolumbar (TL) and sacral surgery | TL and sacral fusion and fixation implant | TL rod | NuVasive Inc. | RELINE MAS Ti Rod, 5.5x540mm Straight | 12355540 | Standalone | DE0500730 | As per HSA registered indication(s) except for radiolucent implants which should be used as follows:  in patients with primary or metastatic spinal tumours who would benefit from post-operative high dose high precision beam therapy upon appropriate and stringent patient selection;  Patient selection should be done via standardised assessment such as the neurological-oncological-mechanical systemic (NOMS) framework; and  The assessment should be carried out by a multidisciplinary team (MDT), which may be inclusive of, but not limited to, radiation oncologists, spine surgeons and interventional radiologists, among others.
Orthopaedics | Spine - Thoracolumbar (TL) and sacral surgery | TL and sacral fusion and fixation implant | TL rod | NuVasive Inc. | RELINE MAS Ti Rod, 5.5x550mm Straight | 12355550 | Standalone | DE0500730 | As per HSA registered indication(s) except for radiolucent implants which should be used as follows:  in patients with primary or metastatic spinal tumours who would benefit from post-operative high dose high precision beam therapy upon appropriate and stringent patient selection;  Patient selection should be done via standardised assessment such as the neurological-oncological-mechanical systemic (NOMS) framework; and  The assessment should be carried out by a multidisciplinary team (MDT), which may be inclusive of, but not limited to, radiation oncologists, spine surgeons and interventional radiologists, among others.
Orthopaedics | Spine - Thoracolumbar (TL) and sacral surgery | TL and sacral fusion and fixation implant | TL rod | NuVasive Inc. | RELINE MAS Ti Rod, 5.5x55mm Lordotic | 11355055 | Standalone | DE0500730 | As per HSA registered indication(s) except for radiolucent implants which should be used as follows:  in patients with primary or metastatic spinal tumours who would benefit from post-operative high dose high precision beam therapy upon appropriate and stringent patient selection;  Patient selection should be done via standardised assessment such as the neurological-oncological-mechanical systemic (NOMS) framework; and  The assessment should be carried out by a multidisciplinary team (MDT), which may be inclusive of, but not limited to, radiation oncologists, spine surgeons and interventional radiologists, among others.
Orthopaedics | Spine - Thoracolumbar (TL) and sacral surgery | TL and sacral fusion and fixation implant | TL rod | NuVasive Inc. | RELINE MAS Ti Rod, 5.5x55mm Straight | 12355055 | Standalone | DE0500730 | As per HSA registered indication(s) except for radiolucent implants which should be used as follows:  in patients with primary or metastatic spinal tumours who would benefit from post-operative high dose high precision beam therapy upon appropriate and stringent patient selection;  Patient selection should be done via standardised assessment such as the neurological-oncological-mechanical systemic (NOMS) framework; and  The assessment should be carried out by a multidisciplinary team (MDT), which may be inclusive of, but not limited to, radiation oncologists, spine surgeons and interventional radiologists, among others.
Orthopaedics | Spine - Thoracolumbar (TL) and sacral surgery | TL and sacral fusion and fixation implant | TL rod | NuVasive Inc. | RELINE MAS Ti Rod, 5.5x560mm Straight | 12355560 | Standalone | DE0500730 | As per HSA registered indication(s) except for radiolucent implants which should be used as follows:  in patients with primary or metastatic spinal tumours who would benefit from post-operative high dose high precision beam therapy upon appropriate and stringent patient selection;  Patient selection should be done via standardised assessment such as the neurological-oncological-mechanical systemic (NOMS) framework; and  The assessment should be carried out by a multidisciplinary team (MDT), which may be inclusive of, but not limited to, radiation oncologists, spine surgeons and interventional radiologists, among others.
Orthopaedics | Spine - Thoracolumbar (TL) and sacral surgery | TL and sacral fusion and fixation implant | TL rod | NuVasive Inc. | RELINE MAS Ti Rod, 5.5x570mm Straight | 12355570 | Standalone | DE0500730 | As per HSA registered indication(s) except for radiolucent implants which should be used as follows:  in patients with primary or metastatic spinal tumours who would benefit from post-operative high dose high precision beam therapy upon appropriate and stringent patient selection;  Patient selection should be done via standardised assessment such as the neurological-oncological-mechanical systemic (NOMS) framework; and  The assessment should be carried out by a multidisciplinary team (MDT), which may be inclusive of, but not limited to, radiation oncologists, spine surgeons and interventional radiologists, among others.
Orthopaedics | Spine - Thoracolumbar (TL) and sacral surgery | TL and sacral fusion and fixation implant | TL rod | NuVasive Inc. | RELINE MAS Ti Rod, 5.5x580mm Straight | 12355580 | Standalone | DE0500730 | As per HSA registered indication(s) except for radiolucent implants which should be used as follows:  in patients with primary or metastatic spinal tumours who would benefit from post-operative high dose high precision beam therapy upon appropriate and stringent patient selection;  Patient selection should be done via standardised assessment such as the neurological-oncological-mechanical systemic (NOMS) framework; and  The assessment should be carried out by a multidisciplinary team (MDT), which may be inclusive of, but not limited to, radiation oncologists, spine surgeons and interventional radiologists, among others.
Orthopaedics | Spine - Thoracolumbar (TL) and sacral surgery | TL and sacral fusion and fixation implant | TL rod | NuVasive Inc. | RELINE MAS Ti Rod, 5.5x590mm Straight | 12355590 | Standalone | DE0500730 | As per HSA registered indication(s) except for radiolucent implants which should be used as follows:  in patients with primary or metastatic spinal tumours who would benefit from post-operative high dose high precision beam therapy upon appropriate and stringent patient selection;  Patient selection should be done via standardised assessment such as the neurological-oncological-mechanical systemic (NOMS) framework; and  The assessment should be carried out by a multidisciplinary team (MDT), which may be inclusive of, but not limited to, radiation oncologists, spine surgeons and interventional radiologists, among others.
Orthopaedics | Spine - Thoracolumbar (TL) and sacral surgery | TL and sacral fusion and fixation implant | TL rod | NuVasive Inc. | RELINE MAS Ti Rod, 5.5x600mm Straight | 12355600 | Standalone | DE0500730 | As per HSA registered indication(s) except for radiolucent implants which should be used as follows:  in patients with primary or metastatic spinal tumours who would benefit from post-operative high dose high precision beam therapy upon appropriate and stringent patient selection;  Patient selection should be done via standardised assessment such as the neurological-oncological-mechanical systemic (NOMS) framework; and  The assessment should be carried out by a multidisciplinary team (MDT), which may be inclusive of, but not limited to, radiation oncologists, spine surgeons and interventional radiologists, among others.
Orthopaedics | Spine - Thoracolumbar (TL) and sacral surgery | TL and sacral fusion and fixation implant | TL rod | NuVasive Inc. | RELINE MAS Ti Rod, 5.5x60mm Lordotic | 11355060 | Standalone | DE0500730 | As per HSA registered indication(s) except for radiolucent implants which should be used as follows:  in patients with primary or metastatic spinal tumours who would benefit from post-operative high dose high precision beam therapy upon appropriate and stringent patient selection;  Patient selection should be done via standardised assessment such as the neurological-oncological-mechanical systemic (NOMS) framework; and  The assessment should be carried out by a multidisciplinary team (MDT), which may be inclusive of, but not limited to, radiation oncologists, spine surgeons and interventional radiologists, among others.
Orthopaedics | Spine - Thoracolumbar (TL) and sacral surgery | TL and sacral fusion and fixation implant | TL rod | NuVasive Inc. | RELINE MAS Ti Rod, 5.5x60mm Straight | 12355060 | Standalone | DE0500730 | As per HSA registered indication(s) except for radiolucent implants which should be used as follows:  in patients with primary or metastatic spinal tumours who would benefit from post-operative high dose high precision beam therapy upon appropriate and stringent patient selection;  Patient selection should be done via standardised assessment such as the neurological-oncological-mechanical systemic (NOMS) framework; and  The assessment should be carried out by a multidisciplinary team (MDT), which may be inclusive of, but not limited to, radiation oncologists, spine surgeons and interventional radiologists, among others.
Orthopaedics | Spine - Thoracolumbar (TL) and sacral surgery | TL and sacral fusion and fixation implant | TL rod | NuVasive Inc. | RELINE MAS Ti Rod, 5.5x65mm Lordotic | 11355065 | Standalone | DE0500730 | As per HSA registered indication(s) except for radiolucent implants which should be used as follows:  in patients with primary or metastatic spinal tumours who would benefit from post-operative high dose high precision beam therapy upon appropriate and stringent patient selection;  Patient selection should be done via standardised assessment such as the neurological-oncological-mechanical systemic (NOMS) framework; and  The assessment should be carried out by a multidisciplinary team (MDT), which may be inclusive of, but not limited to, radiation oncologists, spine surgeons and interventional radiologists, among others.
Orthopaedics | Spine - Thoracolumbar (TL) and sacral surgery | TL and sacral fusion and fixation implant | TL rod | NuVasive Inc. | RELINE MAS Ti Rod, 5.5x65mm Straight | 12355065 | Standalone | DE0500730 | As per HSA registered indication(s) except for radiolucent implants which should be used as follows:  in patients with primary or metastatic spinal tumours who would benefit from post-operative high dose high precision beam therapy upon appropriate and stringent patient selection;  Patient selection should be done via standardised assessment such as the neurological-oncological-mechanical systemic (NOMS) framework; and  The assessment should be carried out by a multidisciplinary team (MDT), which may be inclusive of, but not limited to, radiation oncologists, spine surgeons and interventional radiologists, among others.
Orthopaedics | Spine - Thoracolumbar (TL) and sacral surgery | TL and sacral fusion and fixation implant | TL rod | NuVasive Inc. | RELINE MAS Ti Rod, 5.5x70mm Lordotic | 11355070 | Standalone | DE0500730 | As per HSA registered indication(s) except for radiolucent implants which should be used as follows:  in patients with primary or metastatic spinal tumours who would benefit from post-operative high dose high precision beam therapy upon appropriate and stringent patient selection;  Patient selection should be done via standardised assessment such as the neurological-oncological-mechanical systemic (NOMS) framework; and  The assessment should be carried out by a multidisciplinary team (MDT), which may be inclusive of, but not limited to, radiation oncologists, spine surgeons and interventional radiologists, among others.
Orthopaedics | Spine - Thoracolumbar (TL) and sacral surgery | TL and sacral fusion and fixation implant | TL rod | NuVasive Inc. | RELINE MAS Ti Rod, 5.5x70mm Straight | 12355070 | Standalone | DE0500730 | As per HSA registered indication(s) except for radiolucent implants which should be used as follows:  in patients with primary or metastatic spinal tumours who would benefit from post-operative high dose high precision beam therapy upon appropriate and stringent patient selection;  Patient selection should be done via standardised assessment such as the neurological-oncological-mechanical systemic (NOMS) framework; and  The assessment should be carried out by a multidisciplinary team (MDT), which may be inclusive of, but not limited to, radiation oncologists, spine surgeons and interventional radiologists, among others.
Orthopaedics | Spine - Thoracolumbar (TL) and sacral surgery | TL and sacral fusion and fixation implant | TL rod | NuVasive Inc. | RELINE MAS Ti Rod, 5.5x75mm Lordotic | 11355075 | Standalone | DE0500730 | As per HSA registered indication(s) except for radiolucent implants which should be used as follows:  in patients with primary or metastatic spinal tumours who would benefit from post-operative high dose high precision beam therapy upon appropriate and stringent patient selection;  Patient selection should be done via standardised assessment such as the neurological-oncological-mechanical systemic (NOMS) framework; and  The assessment should be carried out by a multidisciplinary team (MDT), which may be inclusive of, but not limited to, radiation oncologists, spine surgeons and interventional radiologists, among others.
Orthopaedics | Spine - Thoracolumbar (TL) and sacral surgery | TL and sacral fusion and fixation implant | TL rod | NuVasive Inc. | RELINE MAS Ti Rod, 5.5x75mm Straight | 12355075 | Standalone | DE0500730 | As per HSA registered indication(s) except for radiolucent implants which should be used as follows:  in patients with primary or metastatic spinal tumours who would benefit from post-operative high dose high precision beam therapy upon appropriate and stringent patient selection;  Patient selection should be done via standardised assessment such as the neurological-oncological-mechanical systemic (NOMS) framework; and  The assessment should be carried out by a multidisciplinary team (MDT), which may be inclusive of, but not limited to, radiation oncologists, spine surgeons and interventional radiologists, among others.
Orthopaedics | Spine - Thoracolumbar (TL) and sacral surgery | TL and sacral fusion and fixation implant | TL rod | NuVasive Inc. | RELINE MAS Ti Rod, 5.5x80mm Lordotic | 11355080 | Standalone | DE0500730 | As per HSA registered indication(s) except for radiolucent implants which should be used as follows:  in patients with primary or metastatic spinal tumours who would benefit from post-operative high dose high precision beam therapy upon appropriate and stringent patient selection;  Patient selection should be done via standardised assessment such as the neurological-oncological-mechanical systemic (NOMS) framework; and  The assessment should be carried out by a multidisciplinary team (MDT), which may be inclusive of, but not limited to, radiation oncologists, spine surgeons and interventional radiologists, among others.
Orthopaedics | Spine - Thoracolumbar (TL) and sacral surgery | TL and sacral fusion and fixation implant | TL rod | NuVasive Inc. | RELINE MAS Ti Rod, 5.5x80mm Straight | 12355080 | Standalone | DE0500730 | As per HSA registered indication(s) except for radiolucent implants which should be used as follows:  in patients with primary or metastatic spinal tumours who would benefit from post-operative high dose high precision beam therapy upon appropriate and stringent patient selection;  Patient selection should be done via standardised assessment such as the neurological-oncological-mechanical systemic (NOMS) framework; and  The assessment should be carried out by a multidisciplinary team (MDT), which may be inclusive of, but not limited to, radiation oncologists, spine surgeons and interventional radiologists, among others.
Orthopaedics | Spine - Thoracolumbar (TL) and sacral surgery | TL and sacral fusion and fixation implant | TL rod | NuVasive Inc. | RELINE MAS Ti Rod, 5.5x85mm Lordotic | 11355085 | Standalone | DE0500730 | As per HSA registered indication(s) except for radiolucent implants which should be used as follows:  in patients with primary or metastatic spinal tumours who would benefit from post-operative high dose high precision beam therapy upon appropriate and stringent patient selection;  Patient selection should be done via standardised assessment such as the neurological-oncological-mechanical systemic (NOMS) framework; and  The assessment should be carried out by a multidisciplinary team (MDT), which may be inclusive of, but not limited to, radiation oncologists, spine surgeons and interventional radiologists, among others.
Orthopaedics | Spine - Thoracolumbar (TL) and sacral surgery | TL and sacral fusion and fixation implant | TL rod | NuVasive Inc. | RELINE MAS Ti Rod, 5.5x85mm Straight | 12355085 | Standalone | DE0500730 | As per HSA registered indication(s) except for radiolucent implants which should be used as follows:  in patients with primary or metastatic spinal tumours who would benefit from post-operative high dose high precision beam therapy upon appropriate and stringent patient selection;  Patient selection should be done via standardised assessment such as the neurological-oncological-mechanical systemic (NOMS) framework; and  The assessment should be carried out by a multidisciplinary team (MDT), which may be inclusive of, but not limited to, radiation oncologists, spine surgeons and interventional radiologists, among others.
Orthopaedics | Spine - Thoracolumbar (TL) and sacral surgery | TL and sacral fusion and fixation implant | TL rod | NuVasive Inc. | RELINE MAS Ti Rod, 5.5x90mm Lordotic | 11355090 | Standalone | DE0500730 | As per HSA registered indication(s) except for radiolucent implants which should be used as follows:  in patients with primary or metastatic spinal tumours who would benefit from post-operative high dose high precision beam therapy upon appropriate and stringent patient selection;  Patient selection should be done via standardised assessment such as the neurological-oncological-mechanical systemic (NOMS) framework; and  The assessment should be carried out by a multidisciplinary team (MDT), which may be inclusive of, but not limited to, radiation oncologists, spine surgeons and interventional radiologists, among others.
Orthopaedics | Spine - Thoracolumbar (TL) and sacral surgery | TL and sacral fusion and fixation implant | TL rod | NuVasive Inc. | RELINE MAS Ti Rod, 5.5x90mm Straight | 12355090 | Standalone | DE0500730 | As per HSA registered indication(s) except for radiolucent implants which should be used as follows:  in patients with primary or metastatic spinal tumours who would benefit from post-operative high dose high precision beam therapy upon appropriate and stringent patient selection;  Patient selection should be done via standardised assessment such as the neurological-oncological-mechanical systemic (NOMS) framework; and  The assessment should be carried out by a multidisciplinary team (MDT), which may be inclusive of, but not limited to, radiation oncologists, spine surgeons and interventional radiologists, among others.
Orthopaedics | Spine - Thoracolumbar (TL) and sacral surgery | TL and sacral fusion and fixation implant | TL rod | NuVasive Inc. | RELINE MAS Ti Rod, 5.5x95mm Lordotic | 11355095 | Standalone | DE0500730 | As per HSA registered indication(s) except for radiolucent implants which should be used as follows:  in patients with primary or metastatic spinal tumours who would benefit from post-operative high dose high precision beam therapy upon appropriate and stringent patient selection;  Patient selection should be done via standardised assessment such as the neurological-oncological-mechanical systemic (NOMS) framework; and  The assessment should be carried out by a multidisciplinary team (MDT), which may be inclusive of, but not limited to, radiation oncologists, spine surgeons and interventional radiologists, among others.
Orthopaedics | Spine - Thoracolumbar (TL) and sacral surgery | TL and sacral fusion and fixation implant | TL rod | NuVasive Inc. | RELINE MAS Ti Rod, 5.5x95mm Straight | 12355095 | Standalone | DE0500730 | As per HSA registered indication(s) except for radiolucent implants which should be used as follows:  in patients with primary or metastatic spinal tumours who would benefit from post-operative high dose high precision beam therapy upon appropriate and stringent patient selection;  Patient selection should be done via standardised assessment such as the neurological-oncological-mechanical systemic (NOMS) framework; and  The assessment should be carried out by a multidisciplinary team (MDT), which may be inclusive of, but not limited to, radiation oncologists, spine surgeons and interventional radiologists, among others.
Orthopaedics | Spine - Thoracolumbar (TL) and sacral surgery | TL and sacral fusion and fixation implant | TL rod | NuVasive Inc. | RELINE MAS Ti Rod, 6.0x100mm Lordotic | 11360100 | Standalone | DE0500730 | As per HSA registered indication(s) except for radiolucent implants which should be used as follows:  in patients with primary or metastatic spinal tumours who would benefit from post-operative high dose high precision beam therapy upon appropriate and stringent patient selection;  Patient selection should be done via standardised assessment such as the neurological-oncological-mechanical systemic (NOMS) framework; and  The assessment should be carried out by a multidisciplinary team (MDT), which may be inclusive of, but not limited to, radiation oncologists, spine surgeons and interventional radiologists, among others.
Orthopaedics | Spine - Thoracolumbar (TL) and sacral surgery | TL and sacral fusion and fixation implant | TL rod | NuVasive Inc. | RELINE MAS Ti Rod, 6.0x100mm Straight | 12360100 | Standalone | DE0500730 | As per HSA registered indication(s) except for radiolucent implants which should be used as follows:  in patients with primary or metastatic spinal tumours who would benefit from post-operative high dose high precision beam therapy upon appropriate and stringent patient selection;  Patient selection should be done via standardised assessment such as the neurological-oncological-mechanical systemic (NOMS) framework; and  The assessment should be carried out by a multidisciplinary team (MDT), which may be inclusive of, but not limited to, radiation oncologists, spine surgeons and interventional radiologists, among others.
Orthopaedics | Spine - Thoracolumbar (TL) and sacral surgery | TL and sacral fusion and fixation implant | TL rod | NuVasive Inc. | RELINE MAS Ti Rod, 6.0x105mm Lordotic | 11360105 | Standalone | DE0500730 | As per HSA registered indication(s) except for radiolucent implants which should be used as follows:  in patients with primary or metastatic spinal tumours who would benefit from post-operative high dose high precision beam therapy upon appropriate and stringent patient selection;  Patient selection should be done via standardised assessment such as the neurological-oncological-mechanical systemic (NOMS) framework; and  The assessment should be carried out by a multidisciplinary team (MDT), which may be inclusive of, but not limited to, radiation oncologists, spine surgeons and interventional radiologists, among others.
Orthopaedics | Spine - Thoracolumbar (TL) and sacral surgery | TL and sacral fusion and fixation implant | TL rod | NuVasive Inc. | RELINE MAS Ti Rod, 6.0x110mm Lordotic | 11360110 | Standalone | DE0500730 | As per HSA registered indication(s) except for radiolucent implants which should be used as follows:  in patients with primary or metastatic spinal tumours who would benefit from post-operative high dose high precision beam therapy upon appropriate and stringent patient selection;  Patient selection should be done via standardised assessment such as the neurological-oncological-mechanical systemic (NOMS) framework; and  The assessment should be carried out by a multidisciplinary team (MDT), which may be inclusive of, but not limited to, radiation oncologists, spine surgeons and interventional radiologists, among others.
Orthopaedics | Spine - Thoracolumbar (TL) and sacral surgery | TL and sacral fusion and fixation implant | TL rod | NuVasive Inc. | RELINE MAS Ti Rod, 6.0x110mm Straight | 12360110 | Standalone | DE0500730 | As per HSA registered indication(s) except for radiolucent implants which should be used as follows:  in patients with primary or metastatic spinal tumours who would benefit from post-operative high dose high precision beam therapy upon appropriate and stringent patient selection;  Patient selection should be done via standardised assessment such as the neurological-oncological-mechanical systemic (NOMS) framework; and  The assessment should be carried out by a multidisciplinary team (MDT), which may be inclusive of, but not limited to, radiation oncologists, spine surgeons and interventional radiologists, among others.
Orthopaedics | Spine - Thoracolumbar (TL) and sacral surgery | TL and sacral fusion and fixation implant | TL rod | NuVasive Inc. | RELINE MAS Ti Rod, 6.0x115mm Lordotic | 11360115 | Standalone | DE0500730 | As per HSA registered indication(s) except for radiolucent implants which should be used as follows:  in patients with primary or metastatic spinal tumours who would benefit from post-operative high dose high precision beam therapy upon appropriate and stringent patient selection;  Patient selection should be done via standardised assessment such as the neurological-oncological-mechanical systemic (NOMS) framework; and  The assessment should be carried out by a multidisciplinary team (MDT), which may be inclusive of, but not limited to, radiation oncologists, spine surgeons and interventional radiologists, among others.
Orthopaedics | Spine - Thoracolumbar (TL) and sacral surgery | TL and sacral fusion and fixation implant | TL rod | NuVasive Inc. | RELINE MAS Ti Rod, 6.0x120mm Lordotic | 11360120 | Standalone | DE0500730 | As per HSA registered indication(s) except for radiolucent implants which should be used as follows:  in patients with primary or metastatic spinal tumours who would benefit from post-operative high dose high precision beam therapy upon appropriate and stringent patient selection;  Patient selection should be done via standardised assessment such as the neurological-oncological-mechanical systemic (NOMS) framework; and  The assessment should be carried out by a multidisciplinary team (MDT), which may be inclusive of, but not limited to, radiation oncologists, spine surgeons and interventional radiologists, among others.
Orthopaedics | Spine - Thoracolumbar (TL) and sacral surgery | TL and sacral fusion and fixation implant | TL rod | NuVasive Inc. | RELINE MAS Ti Rod, 6.0x120mm Straight | 12360120 | Standalone | DE0500730 | As per HSA registered indication(s) except for radiolucent implants which should be used as follows:  in patients with primary or metastatic spinal tumours who would benefit from post-operative high dose high precision beam therapy upon appropriate and stringent patient selection;  Patient selection should be done via standardised assessment such as the neurological-oncological-mechanical systemic (NOMS) framework; and  The assessment should be carried out by a multidisciplinary team (MDT), which may be inclusive of, but not limited to, radiation oncologists, spine surgeons and interventional radiologists, among others.
Orthopaedics | Spine - Thoracolumbar (TL) and sacral surgery | TL and sacral fusion and fixation implant | TL rod | NuVasive Inc. | RELINE MAS Ti Rod, 6.0x125mm Lordotic | 11360125 | Standalone | DE0500730 | As per HSA registered indication(s) except for radiolucent implants which should be used as follows:  in patients with primary or metastatic spinal tumours who would benefit from post-operative high dose high precision beam therapy upon appropriate and stringent patient selection;  Patient selection should be done via standardised assessment such as the neurological-oncological-mechanical systemic (NOMS) framework; and  The assessment should be carried out by a multidisciplinary team (MDT), which may be inclusive of, but not limited to, radiation oncologists, spine surgeons and interventional radiologists, among others.
Orthopaedics | Spine - Thoracolumbar (TL) and sacral surgery | TL and sacral fusion and fixation implant | TL rod | NuVasive Inc. | RELINE MAS Ti Rod, 6.0x130mm Lordotic | 11360130 | Standalone | DE0500730 | As per HSA registered indication(s) except for radiolucent implants which should be used as follows:  in patients with primary or metastatic spinal tumours who would benefit from post-operative high dose high precision beam therapy upon appropriate and stringent patient selection;  Patient selection should be done via standardised assessment such as the neurological-oncological-mechanical systemic (NOMS) framework; and  The assessment should be carried out by a multidisciplinary team (MDT), which may be inclusive of, but not limited to, radiation oncologists, spine surgeons and interventional radiologists, among others.
Orthopaedics | Spine - Thoracolumbar (TL) and sacral surgery | TL and sacral fusion and fixation implant | TL rod | NuVasive Inc. | RELINE MAS Ti Rod, 6.0x130mm Straight | 12360130 | Standalone | DE0500730 | As per HSA registered indication(s) except for radiolucent implants which should be used as follows:  in patients with primary or metastatic spinal tumours who would benefit from post-operative high dose high precision beam therapy upon appropriate and stringent patient selection;  Patient selection should be done via standardised assessment such as the neurological-oncological-mechanical systemic (NOMS) framework; and  The assessment should be carried out by a multidisciplinary team (MDT), which may be inclusive of, but not limited to, radiation oncologists, spine surgeons and interventional radiologists, among others.
Orthopaedics | Spine - Thoracolumbar (TL) and sacral surgery | TL and sacral fusion and fixation implant | TL rod | NuVasive Inc. | RELINE MAS Ti Rod, 6.0x135mm Lordotic | 11360135 | Standalone | DE0500730 | As per HSA registered indication(s) except for radiolucent implants which should be used as follows:  in patients with primary or metastatic spinal tumours who would benefit from post-operative high dose high precision beam therapy upon appropriate and stringent patient selection;  Patient selection should be done via standardised assessment such as the neurological-oncological-mechanical systemic (NOMS) framework; and  The assessment should be carried out by a multidisciplinary team (MDT), which may be inclusive of, but not limited to, radiation oncologists, spine surgeons and interventional radiologists, among others.
Orthopaedics | Spine - Thoracolumbar (TL) and sacral surgery | TL and sacral fusion and fixation implant | TL rod | NuVasive Inc. | RELINE MAS Ti Rod, 6.0x140mm Lordotic | 11360140 | Standalone | DE0500730 | As per HSA registered indication(s) except for radiolucent implants which should be used as follows:  in patients with primary or metastatic spinal tumours who would benefit from post-operative high dose high precision beam therapy upon appropriate and stringent patient selection;  Patient selection should be done via standardised assessment such as the neurological-oncological-mechanical systemic (NOMS) framework; and  The assessment should be carried out by a multidisciplinary team (MDT), which may be inclusive of, but not limited to, radiation oncologists, spine surgeons and interventional radiologists, among others.
Orthopaedics | Spine - Thoracolumbar (TL) and sacral surgery | TL and sacral fusion and fixation implant | TL rod | NuVasive Inc. | RELINE MAS Ti Rod, 6.0x140mm Straight | 12360140 | Standalone | DE0500730 | As per HSA registered indication(s) except for radiolucent implants which should be used as follows:  in patients with primary or metastatic spinal tumours who would benefit from post-operative high dose high precision beam therapy upon appropriate and stringent patient selection;  Patient selection should be done via standardised assessment such as the neurological-oncological-mechanical systemic (NOMS) framework; and  The assessment should be carried out by a multidisciplinary team (MDT), which may be inclusive of, but not limited to, radiation oncologists, spine surgeons and interventional radiologists, among others.
Orthopaedics | Spine - Thoracolumbar (TL) and sacral surgery | TL and sacral fusion and fixation implant | TL rod | NuVasive Inc. | RELINE MAS Ti Rod, 6.0x145mm Lordotic | 11360145 | Standalone | DE0500730 | As per HSA registered indication(s) except for radiolucent implants which should be used as follows:  in patients with primary or metastatic spinal tumours who would benefit from post-operative high dose high precision beam therapy upon appropriate and stringent patient selection;  Patient selection should be done via standardised assessment such as the neurological-oncological-mechanical systemic (NOMS) framework; and  The assessment should be carried out by a multidisciplinary team (MDT), which may be inclusive of, but not limited to, radiation oncologists, spine surgeons and interventional radiologists, among others.
Orthopaedics | Spine - Thoracolumbar (TL) and sacral surgery | TL and sacral fusion and fixation implant | TL rod | NuVasive Inc. | RELINE MAS Ti Rod, 6.0x150mm Lordotic | 11360150 | Standalone | DE0500730 | As per HSA registered indication(s) except for radiolucent implants which should be used as follows:  in patients with primary or metastatic spinal tumours who would benefit from post-operative high dose high precision beam therapy upon appropriate and stringent patient selection;  Patient selection should be done via standardised assessment such as the neurological-oncological-mechanical systemic (NOMS) framework; and  The assessment should be carried out by a multidisciplinary team (MDT), which may be inclusive of, but not limited to, radiation oncologists, spine surgeons and interventional radiologists, among others.
Orthopaedics | Spine - Thoracolumbar (TL) and sacral surgery | TL and sacral fusion and fixation implant | TL rod | NuVasive Inc. | RELINE MAS Ti Rod, 6.0x150mm Straight | 12360150 | Standalone | DE0500730 | As per HSA registered indication(s) except for radiolucent implants which should be used as follows:  in patients with primary or metastatic spinal tumours who would benefit from post-operative high dose high precision beam therapy upon appropriate and stringent patient selection;  Patient selection should be done via standardised assessment such as the neurological-oncological-mechanical systemic (NOMS) framework; and  The assessment should be carried out by a multidisciplinary team (MDT), which may be inclusive of, but not limited to, radiation oncologists, spine surgeons and interventional radiologists, among others.
Orthopaedics | Spine - Thoracolumbar (TL) and sacral surgery | TL and sacral fusion and fixation implant | TL rod | NuVasive Inc. | RELINE MAS Ti Rod, 6.0x155mm Lordotic | 11360155 | Standalone | DE0500730 | As per HSA registered indication(s) except for radiolucent implants which should be used as follows:  in patients with primary or metastatic spinal tumours who would benefit from post-operative high dose high precision beam therapy upon appropriate and stringent patient selection;  Patient selection should be done via standardised assessment such as the neurological-oncological-mechanical systemic (NOMS) framework; and  The assessment should be carried out by a multidisciplinary team (MDT), which may be inclusive of, but not limited to, radiation oncologists, spine surgeons and interventional radiologists, among others.
Orthopaedics | Spine - Thoracolumbar (TL) and sacral surgery | TL and sacral fusion and fixation implant | TL rod | NuVasive Inc. | RELINE MAS Ti Rod, 6.0x15mm Lordotic | 11360015 | Standalone | DE0500730 | As per HSA registered indication(s) except for radiolucent implants which should be used as follows:  in patients with primary or metastatic spinal tumours who would benefit from post-operative high dose high precision beam therapy upon appropriate and stringent patient selection;  Patient selection should be done via standardised assessment such as the neurological-oncological-mechanical systemic (NOMS) framework; and  The assessment should be carried out by a multidisciplinary team (MDT), which may be inclusive of, but not limited to, radiation oncologists, spine surgeons and interventional radiologists, among others.
Orthopaedics | Spine - Thoracolumbar (TL) and sacral surgery | TL and sacral fusion and fixation implant | TL rod | NuVasive Inc. | RELINE MAS Ti Rod, 6.0x15mm Straight | 12360015 | Standalone | DE0500730 | As per HSA registered indication(s) except for radiolucent implants which should be used as follows:  in patients with primary or metastatic spinal tumours who would benefit from post-operative high dose high precision beam therapy upon appropriate and stringent patient selection;  Patient selection should be done via standardised assessment such as the neurological-oncological-mechanical systemic (NOMS) framework; and  The assessment should be carried out by a multidisciplinary team (MDT), which may be inclusive of, but not limited to, radiation oncologists, spine surgeons and interventional radiologists, among others.
Orthopaedics | Spine - Thoracolumbar (TL) and sacral surgery | TL and sacral fusion and fixation implant | TL rod | NuVasive Inc. | RELINE MAS Ti Rod, 6.0x160mm Lordotic | 11360160 | Standalone | DE0500730 | As per HSA registered indication(s) except for radiolucent implants which should be used as follows:  in patients with primary or metastatic spinal tumours who would benefit from post-operative high dose high precision beam therapy upon appropriate and stringent patient selection;  Patient selection should be done via standardised assessment such as the neurological-oncological-mechanical systemic (NOMS) framework; and  The assessment should be carried out by a multidisciplinary team (MDT), which may be inclusive of, but not limited to, radiation oncologists, spine surgeons and interventional radiologists, among others.
Orthopaedics | Spine - Thoracolumbar (TL) and sacral surgery | TL and sacral fusion and fixation implant | TL rod | NuVasive Inc. | RELINE MAS Ti Rod, 6.0x160mm Straight | 12360160 | Standalone | DE0500730 | As per HSA registered indication(s) except for radiolucent implants which should be used as follows:  in patients with primary or metastatic spinal tumours who would benefit from post-operative high dose high precision beam therapy upon appropriate and stringent patient selection;  Patient selection should be done via standardised assessment such as the neurological-oncological-mechanical systemic (NOMS) framework; and  The assessment should be carried out by a multidisciplinary team (MDT), which may be inclusive of, but not limited to, radiation oncologists, spine surgeons and interventional radiologists, among others.
Orthopaedics | Spine - Thoracolumbar (TL) and sacral surgery | TL and sacral fusion and fixation implant | TL rod | NuVasive Inc. | RELINE MAS Ti Rod, 6.0x165mm Lordotic | 11360165 | Standalone | DE0500730 | As per HSA registered indication(s) except for radiolucent implants which should be used as follows:  in patients with primary or metastatic spinal tumours who would benefit from post-operative high dose high precision beam therapy upon appropriate and stringent patient selection;  Patient selection should be done via standardised assessment such as the neurological-oncological-mechanical systemic (NOMS) framework; and  The assessment should be carried out by a multidisciplinary team (MDT), which may be inclusive of, but not limited to, radiation oncologists, spine surgeons and interventional radiologists, among others.
Orthopaedics | Spine - Thoracolumbar (TL) and sacral surgery | TL and sacral fusion and fixation implant | TL rod | NuVasive Inc. | RELINE MAS Ti Rod, 6.0x170mm Lordotic | 11360170 | Standalone | DE0500730 | As per HSA registered indication(s) except for radiolucent implants which should be used as follows:  in patients with primary or metastatic spinal tumours who would benefit from post-operative high dose high precision beam therapy upon appropriate and stringent patient selection;  Patient selection should be done via standardised assessment such as the neurological-oncological-mechanical systemic (NOMS) framework; and  The assessment should be carried out by a multidisciplinary team (MDT), which may be inclusive of, but not limited to, radiation oncologists, spine surgeons and interventional radiologists, among others.
Orthopaedics | Spine - Thoracolumbar (TL) and sacral surgery | TL and sacral fusion and fixation implant | TL rod | NuVasive Inc. | RELINE MAS Ti Rod, 6.0x170mm Straight | 12360170 | Standalone | DE0500730 | As per HSA registered indication(s) except for radiolucent implants which should be used as follows:  in patients with primary or metastatic spinal tumours who would benefit from post-operative high dose high precision beam therapy upon appropriate and stringent patient selection;  Patient selection should be done via standardised assessment such as the neurological-oncological-mechanical systemic (NOMS) framework; and  The assessment should be carried out by a multidisciplinary team (MDT), which may be inclusive of, but not limited to, radiation oncologists, spine surgeons and interventional radiologists, among others.
Orthopaedics | Spine - Thoracolumbar (TL) and sacral surgery | TL and sacral fusion and fixation implant | TL rod | NuVasive Inc. | RELINE MAS Ti Rod, 6.0x175mm Lordotic | 11360175 | Standalone | DE0500730 | As per HSA registered indication(s) except for radiolucent implants which should be used as follows:  in patients with primary or metastatic spinal tumours who would benefit from post-operative high dose high precision beam therapy upon appropriate and stringent patient selection;  Patient selection should be done via standardised assessment such as the neurological-oncological-mechanical systemic (NOMS) framework; and  The assessment should be carried out by a multidisciplinary team (MDT), which may be inclusive of, but not limited to, radiation oncologists, spine surgeons and interventional radiologists, among others.
Orthopaedics | Spine - Thoracolumbar (TL) and sacral surgery | TL and sacral fusion and fixation implant | TL rod | NuVasive Inc. | RELINE MAS Ti Rod, 6.0x180mm Lordotic | 11360180 | Standalone | DE0500730 | As per HSA registered indication(s) except for radiolucent implants which should be used as follows:  in patients with primary or metastatic spinal tumours who would benefit from post-operative high dose high precision beam therapy upon appropriate and stringent patient selection;  Patient selection should be done via standardised assessment such as the neurological-oncological-mechanical systemic (NOMS) framework; and  The assessment should be carried out by a multidisciplinary team (MDT), which may be inclusive of, but not limited to, radiation oncologists, spine surgeons and interventional radiologists, among others.
Orthopaedics | Spine - Thoracolumbar (TL) and sacral surgery | TL and sacral fusion and fixation implant | TL rod | NuVasive Inc. | RELINE MAS Ti Rod, 6.0x180mm Straight | 12360180 | Standalone | DE0500730 | As per HSA registered indication(s) except for radiolucent implants which should be used as follows:  in patients with primary or metastatic spinal tumours who would benefit from post-operative high dose high precision beam therapy upon appropriate and stringent patient selection;  Patient selection should be done via standardised assessment such as the neurological-oncological-mechanical systemic (NOMS) framework; and  The assessment should be carried out by a multidisciplinary team (MDT), which may be inclusive of, but not limited to, radiation oncologists, spine surgeons and interventional radiologists, among others.
Orthopaedics | Spine - Thoracolumbar (TL) and sacral surgery | TL and sacral fusion and fixation implant | TL rod | NuVasive Inc. | RELINE MAS Ti Rod, 6.0x185mm Lordotic | 11360185 | Standalone | DE0500730 | As per HSA registered indication(s) except for radiolucent implants which should be used as follows:  in patients with primary or metastatic spinal tumours who would benefit from post-operative high dose high precision beam therapy upon appropriate and stringent patient selection;  Patient selection should be done via standardised assessment such as the neurological-oncological-mechanical systemic (NOMS) framework; and  The assessment should be carried out by a multidisciplinary team (MDT), which may be inclusive of, but not limited to, radiation oncologists, spine surgeons and interventional radiologists, among others.
Orthopaedics | Spine - Thoracolumbar (TL) and sacral surgery | TL and sacral fusion and fixation implant | TL rod | NuVasive Inc. | RELINE MAS Ti Rod, 6.0x190mm Lordotic | 11360190 | Standalone | DE0500730 | As per HSA registered indication(s) except for radiolucent implants which should be used as follows:  in patients with primary or metastatic spinal tumours who would benefit from post-operative high dose high precision beam therapy upon appropriate and stringent patient selection;  Patient selection should be done via standardised assessment such as the neurological-oncological-mechanical systemic (NOMS) framework; and  The assessment should be carried out by a multidisciplinary team (MDT), which may be inclusive of, but not limited to, radiation oncologists, spine surgeons and interventional radiologists, among others.
Orthopaedics | Spine - Thoracolumbar (TL) and sacral surgery | TL and sacral fusion and fixation implant | TL rod | NuVasive Inc. | RELINE MAS Ti Rod, 6.0x190mm Straight | 12360190 | Standalone | DE0500730 | As per HSA registered indication(s) except for radiolucent implants which should be used as follows:  in patients with primary or metastatic spinal tumours who would benefit from post-operative high dose high precision beam therapy upon appropriate and stringent patient selection;  Patient selection should be done via standardised assessment such as the neurological-oncological-mechanical systemic (NOMS) framework; and  The assessment should be carried out by a multidisciplinary team (MDT), which may be inclusive of, but not limited to, radiation oncologists, spine surgeons and interventional radiologists, among others.
Orthopaedics | Spine - Thoracolumbar (TL) and sacral surgery | TL and sacral fusion and fixation implant | TL rod | NuVasive Inc. | RELINE MAS Ti Rod, 6.0x195mm Lordotic | 11360195 | Standalone | DE0500730 | As per HSA registered indication(s) except for radiolucent implants which should be used as follows:  in patients with primary or metastatic spinal tumours who would benefit from post-operative high dose high precision beam therapy upon appropriate and stringent patient selection;  Patient selection should be done via standardised assessment such as the neurological-oncological-mechanical systemic (NOMS) framework; and  The assessment should be carried out by a multidisciplinary team (MDT), which may be inclusive of, but not limited to, radiation oncologists, spine surgeons and interventional radiologists, among others.
Orthopaedics | Spine - Thoracolumbar (TL) and sacral surgery | TL and sacral fusion and fixation implant | TL rod | NuVasive Inc. | RELINE MAS Ti Rod, 6.0x200mm Lordotic | 11360200 | Standalone | DE0500730 | As per HSA registered indication(s) except for radiolucent implants which should be used as follows:  in patients with primary or metastatic spinal tumours who would benefit from post-operative high dose high precision beam therapy upon appropriate and stringent patient selection;  Patient selection should be done via standardised assessment such as the neurological-oncological-mechanical systemic (NOMS) framework; and  The assessment should be carried out by a multidisciplinary team (MDT), which may be inclusive of, but not limited to, radiation oncologists, spine surgeons and interventional radiologists, among others.
Orthopaedics | Spine - Thoracolumbar (TL) and sacral surgery | TL and sacral fusion and fixation implant | TL rod | NuVasive Inc. | RELINE MAS Ti Rod, 6.0x200mm Straight | 12360200 | Standalone | DE0500730 | As per HSA registered indication(s) except for radiolucent implants which should be used as follows:  in patients with primary or metastatic spinal tumours who would benefit from post-operative high dose high precision beam therapy upon appropriate and stringent patient selection;  Patient selection should be done via standardised assessment such as the neurological-oncological-mechanical systemic (NOMS) framework; and  The assessment should be carried out by a multidisciplinary team (MDT), which may be inclusive of, but not limited to, radiation oncologists, spine surgeons and interventional radiologists, among others.
Orthopaedics | Spine - Thoracolumbar (TL) and sacral surgery | TL and sacral fusion and fixation implant | TL rod | NuVasive Inc. | RELINE MAS Ti Rod, 6.0x20mm Lordotic | 11360020 | Standalone | DE0500730 | As per HSA registered indication(s) except for radiolucent implants which should be used as follows:  in patients with primary or metastatic spinal tumours who would benefit from post-operative high dose high precision beam therapy upon appropriate and stringent patient selection;  Patient selection should be done via standardised assessment such as the neurological-oncological-mechanical systemic (NOMS) framework; and  The assessment should be carried out by a multidisciplinary team (MDT), which may be inclusive of, but not limited to, radiation oncologists, spine surgeons and interventional radiologists, among others.
Orthopaedics | Spine - Thoracolumbar (TL) and sacral surgery | TL and sacral fusion and fixation implant | TL rod | NuVasive Inc. | RELINE MAS Ti Rod, 6.0x20mm Straight | 12360020 | Standalone | DE0500730 | As per HSA registered indication(s) except for radiolucent implants which should be used as follows:  in patients with primary or metastatic spinal tumours who would benefit from post-operative high dose high precision beam therapy upon appropriate and stringent patient selection;  Patient selection should be done via standardised assessment such as the neurological-oncological-mechanical systemic (NOMS) framework; and  The assessment should be carried out by a multidisciplinary team (MDT), which may be inclusive of, but not limited to, radiation oncologists, spine surgeons and interventional radiologists, among others.
Orthopaedics | Spine - Thoracolumbar (TL) and sacral surgery | TL and sacral fusion and fixation implant | TL rod | NuVasive Inc. | RELINE MAS Ti Rod, 6.0x210mm Straight | 12360210 | Standalone | DE0500730 | As per HSA registered indication(s) except for radiolucent implants which should be used as follows:  in patients with primary or metastatic spinal tumours who would benefit from post-operative high dose high precision beam therapy upon appropriate and stringent patient selection;  Patient selection should be done via standardised assessment such as the neurological-oncological-mechanical systemic (NOMS) framework; and  The assessment should be carried out by a multidisciplinary team (MDT), which may be inclusive of, but not limited to, radiation oncologists, spine surgeons and interventional radiologists, among others.
Orthopaedics | Spine - Thoracolumbar (TL) and sacral surgery | TL and sacral fusion and fixation implant | TL rod | NuVasive Inc. | RELINE MAS Ti Rod, 6.0x220mm Straight | 12360220 | Standalone | DE0500730 | As per HSA registered indication(s) except for radiolucent implants which should be used as follows:  in patients with primary or metastatic spinal tumours who would benefit from post-operative high dose high precision beam therapy upon appropriate and stringent patient selection;  Patient selection should be done via standardised assessment such as the neurological-oncological-mechanical systemic (NOMS) framework; and  The assessment should be carried out by a multidisciplinary team (MDT), which may be inclusive of, but not limited to, radiation oncologists, spine surgeons and interventional radiologists, among others.
Orthopaedics | Spine - Thoracolumbar (TL) and sacral surgery | TL and sacral fusion and fixation implant | TL rod | NuVasive Inc. | RELINE MAS Ti Rod, 6.0x230mm Straight | 12360230 | Standalone | DE0500730 | As per HSA registered indication(s) except for radiolucent implants which should be used as follows:  in patients with primary or metastatic spinal tumours who would benefit from post-operative high dose high precision beam therapy upon appropriate and stringent patient selection;  Patient selection should be done via standardised assessment such as the neurological-oncological-mechanical systemic (NOMS) framework; and  The assessment should be carried out by a multidisciplinary team (MDT), which may be inclusive of, but not limited to, radiation oncologists, spine surgeons and interventional radiologists, among others.
Orthopaedics | Spine - Thoracolumbar (TL) and sacral surgery | TL and sacral fusion and fixation implant | TL rod | NuVasive Inc. | RELINE MAS Ti Rod, 6.0x240mm Straight | 12360240 | Standalone | DE0500730 | As per HSA registered indication(s) except for radiolucent implants which should be used as follows:  in patients with primary or metastatic spinal tumours who would benefit from post-operative high dose high precision beam therapy upon appropriate and stringent patient selection;  Patient selection should be done via standardised assessment such as the neurological-oncological-mechanical systemic (NOMS) framework; and  The assessment should be carried out by a multidisciplinary team (MDT), which may be inclusive of, but not limited to, radiation oncologists, spine surgeons and interventional radiologists, among others.
Orthopaedics | Spine - Thoracolumbar (TL) and sacral surgery | TL and sacral fusion and fixation implant | TL rod | NuVasive Inc. | RELINE MAS Ti Rod, 6.0x250mm Straight | 12360250 | Standalone | DE0500730 | As per HSA registered indication(s) except for radiolucent implants which should be used as follows:  in patients with primary or metastatic spinal tumours who would benefit from post-operative high dose high precision beam therapy upon appropriate and stringent patient selection;  Patient selection should be done via standardised assessment such as the neurological-oncological-mechanical systemic (NOMS) framework; and  The assessment should be carried out by a multidisciplinary team (MDT), which may be inclusive of, but not limited to, radiation oncologists, spine surgeons and interventional radiologists, among others.
Orthopaedics | Spine - Thoracolumbar (TL) and sacral surgery | TL and sacral fusion and fixation implant | TL rod | NuVasive Inc. | RELINE MAS Ti Rod, 6.0x25mm Lordotic | 11360025 | Standalone | DE0500730 | As per HSA registered indication(s) except for radiolucent implants which should be used as follows:  in patients with primary or metastatic spinal tumours who would benefit from post-operative high dose high precision beam therapy upon appropriate and stringent patient selection;  Patient selection should be done via standardised assessment such as the neurological-oncological-mechanical systemic (NOMS) framework; and  The assessment should be carried out by a multidisciplinary team (MDT), which may be inclusive of, but not limited to, radiation oncologists, spine surgeons and interventional radiologists, among others.
Orthopaedics | Spine - Thoracolumbar (TL) and sacral surgery | TL and sacral fusion and fixation implant | TL rod | NuVasive Inc. | RELINE MAS Ti Rod, 6.0x25mm Straight | 12360025 | Standalone | DE0500730 | As per HSA registered indication(s) except for radiolucent implants which should be used as follows:  in patients with primary or metastatic spinal tumours who would benefit from post-operative high dose high precision beam therapy upon appropriate and stringent patient selection;  Patient selection should be done via standardised assessment such as the neurological-oncological-mechanical systemic (NOMS) framework; and  The assessment should be carried out by a multidisciplinary team (MDT), which may be inclusive of, but not limited to, radiation oncologists, spine surgeons and interventional radiologists, among others.
Orthopaedics | Spine - Thoracolumbar (TL) and sacral surgery | TL and sacral fusion and fixation implant | TL rod | NuVasive Inc. | RELINE MAS Ti Rod, 6.0x260mm Straight | 12360260 | Standalone | DE0500730 | As per HSA registered indication(s) except for radiolucent implants which should be used as follows:  in patients with primary or metastatic spinal tumours who would benefit from post-operative high dose high precision beam therapy upon appropriate and stringent patient selection;  Patient selection should be done via standardised assessment such as the neurological-oncological-mechanical systemic (NOMS) framework; and  The assessment should be carried out by a multidisciplinary team (MDT), which may be inclusive of, but not limited to, radiation oncologists, spine surgeons and interventional radiologists, among others.
Orthopaedics | Spine - Thoracolumbar (TL) and sacral surgery | TL and sacral fusion and fixation implant | TL rod | NuVasive Inc. | RELINE MAS Ti Rod, 6.0x270mm Straight | 12360270 | Standalone | DE0500730 | As per HSA registered indication(s) except for radiolucent implants which should be used as follows:  in patients with primary or metastatic spinal tumours who would benefit from post-operative high dose high precision beam therapy upon appropriate and stringent patient selection;  Patient selection should be done via standardised assessment such as the neurological-oncological-mechanical systemic (NOMS) framework; and  The assessment should be carried out by a multidisciplinary team (MDT), which may be inclusive of, but not limited to, radiation oncologists, spine surgeons and interventional radiologists, among others.
Orthopaedics | Spine - Thoracolumbar (TL) and sacral surgery | TL and sacral fusion and fixation implant | TL rod | NuVasive Inc. | RELINE MAS Ti Rod, 6.0x280mm Straight | 12360280 | Standalone | DE0500730 | As per HSA registered indication(s) except for radiolucent implants which should be used as follows:  in patients with primary or metastatic spinal tumours who would benefit from post-operative high dose high precision beam therapy upon appropriate and stringent patient selection;  Patient selection should be done via standardised assessment such as the neurological-oncological-mechanical systemic (NOMS) framework; and  The assessment should be carried out by a multidisciplinary team (MDT), which may be inclusive of, but not limited to, radiation oncologists, spine surgeons and interventional radiologists, among others.
Orthopaedics | Spine - Thoracolumbar (TL) and sacral surgery | TL and sacral fusion and fixation implant | TL rod | NuVasive Inc. | RELINE MAS Ti Rod, 6.0x290mm Straight | 12360290 | Standalone | DE0500730 | As per HSA registered indication(s) except for radiolucent implants which should be used as follows:  in patients with primary or metastatic spinal tumours who would benefit from post-operative high dose high precision beam therapy upon appropriate and stringent patient selection;  Patient selection should be done via standardised assessment such as the neurological-oncological-mechanical systemic (NOMS) framework; and  The assessment should be carried out by a multidisciplinary team (MDT), which may be inclusive of, but not limited to, radiation oncologists, spine surgeons and interventional radiologists, among others.
Orthopaedics | Spine - Thoracolumbar (TL) and sacral surgery | TL and sacral fusion and fixation implant | TL rod | NuVasive Inc. | RELINE MAS Ti Rod, 6.0x300mm Straight | 12360300 | Standalone | DE0500730 | As per HSA registered indication(s) except for radiolucent implants which should be used as follows:  in patients with primary or metastatic spinal tumours who would benefit from post-operative high dose high precision beam therapy upon appropriate and stringent patient selection;  Patient selection should be done via standardised assessment such as the neurological-oncological-mechanical systemic (NOMS) framework; and  The assessment should be carried out by a multidisciplinary team (MDT), which may be inclusive of, but not limited to, radiation oncologists, spine surgeons and interventional radiologists, among others.
Orthopaedics | Spine - Thoracolumbar (TL) and sacral surgery | TL and sacral fusion and fixation implant | TL rod | NuVasive Inc. | RELINE MAS Ti Rod, 6.0x30mm Lordotic | 11360030 | Standalone | DE0500730 | As per HSA registered indication(s) except for radiolucent implants which should be used as follows:  in patients with primary or metastatic spinal tumours who would benefit from post-operative high dose high precision beam therapy upon appropriate and stringent patient selection;  Patient selection should be done via standardised assessment such as the neurological-oncological-mechanical systemic (NOMS) framework; and  The assessment should be carried out by a multidisciplinary team (MDT), which may be inclusive of, but not limited to, radiation oncologists, spine surgeons and interventional radiologists, among others.
Orthopaedics | Spine - Thoracolumbar (TL) and sacral surgery | TL and sacral fusion and fixation implant | TL rod | NuVasive Inc. | RELINE MAS Ti Rod, 6.0x30mm Straight | 12360030 | Standalone | DE0500730 | As per HSA registered indication(s) except for radiolucent implants which should be used as follows:  in patients with primary or metastatic spinal tumours who would benefit from post-operative high dose high precision beam therapy upon appropriate and stringent patient selection;  Patient selection should be done via standardised assessment such as the neurological-oncological-mechanical systemic (NOMS) framework; and  The assessment should be carried out by a multidisciplinary team (MDT), which may be inclusive of, but not limited to, radiation oncologists, spine surgeons and interventional radiologists, among others.
Orthopaedics | Spine - Thoracolumbar (TL) and sacral surgery | TL and sacral fusion and fixation implant | TL rod | NuVasive Inc. | RELINE MAS Ti Rod, 6.0x310mm Straight | 12360310 | Standalone | DE0500730 | As per HSA registered indication(s) except for radiolucent implants which should be used as follows:  in patients with primary or metastatic spinal tumours who would benefit from post-operative high dose high precision beam therapy upon appropriate and stringent patient selection;  Patient selection should be done via standardised assessment such as the neurological-oncological-mechanical systemic (NOMS) framework; and  The assessment should be carried out by a multidisciplinary team (MDT), which may be inclusive of, but not limited to, radiation oncologists, spine surgeons and interventional radiologists, among others.
Orthopaedics | Spine - Thoracolumbar (TL) and sacral surgery | TL and sacral fusion and fixation implant | TL rod | NuVasive Inc. | RELINE MAS Ti Rod, 6.0x320mm Straight | 12360320 | Standalone | DE0500730 | As per HSA registered indication(s) except for radiolucent implants which should be used as follows:  in patients with primary or metastatic spinal tumours who would benefit from post-operative high dose high precision beam therapy upon appropriate and stringent patient selection;  Patient selection should be done via standardised assessment such as the neurological-oncological-mechanical systemic (NOMS) framework; and  The assessment should be carried out by a multidisciplinary team (MDT), which may be inclusive of, but not limited to, radiation oncologists, spine surgeons and interventional radiologists, among others.
Orthopaedics | Spine - Thoracolumbar (TL) and sacral surgery | TL and sacral fusion and fixation implant | TL rod | NuVasive Inc. | RELINE MAS Ti Rod, 6.0x330mm Straight | 12360330 | Standalone | DE0500730 | As per HSA registered indication(s) except for radiolucent implants which should be used as follows:  in patients with primary or metastatic spinal tumours who would benefit from post-operative high dose high precision beam therapy upon appropriate and stringent patient selection;  Patient selection should be done via standardised assessment such as the neurological-oncological-mechanical systemic (NOMS) framework; and  The assessment should be carried out by a multidisciplinary team (MDT), which may be inclusive of, but not limited to, radiation oncologists, spine surgeons and interventional radiologists, among others.
Orthopaedics | Spine - Thoracolumbar (TL) and sacral surgery | TL and sacral fusion and fixation implant | TL rod | NuVasive Inc. | RELINE MAS Ti Rod, 6.0x340mm Straight | 12360340 | Standalone | DE0500730 | As per HSA registered indication(s) except for radiolucent implants which should be used as follows:  in patients with primary or metastatic spinal tumours who would benefit from post-operative high dose high precision beam therapy upon appropriate and stringent patient selection;  Patient selection should be done via standardised assessment such as the neurological-oncological-mechanical systemic (NOMS) framework; and  The assessment should be carried out by a multidisciplinary team (MDT), which may be inclusive of, but not limited to, radiation oncologists, spine surgeons and interventional radiologists, among others.
Orthopaedics | Spine - Thoracolumbar (TL) and sacral surgery | TL and sacral fusion and fixation implant | TL rod | NuVasive Inc. | RELINE MAS Ti Rod, 6.0x350mm Straight | 12360350 | Standalone | DE0500730 | As per HSA registered indication(s) except for radiolucent implants which should be used as follows:  in patients with primary or metastatic spinal tumours who would benefit from post-operative high dose high precision beam therapy upon appropriate and stringent patient selection;  Patient selection should be done via standardised assessment such as the neurological-oncological-mechanical systemic (NOMS) framework; and  The assessment should be carried out by a multidisciplinary team (MDT), which may be inclusive of, but not limited to, radiation oncologists, spine surgeons and interventional radiologists, among others.
Orthopaedics | Spine - Thoracolumbar (TL) and sacral surgery | TL and sacral fusion and fixation implant | TL rod | NuVasive Inc. | RELINE MAS Ti Rod, 6.0x35mm Lordotic | 11360035 | Standalone | DE0500730 | As per HSA registered indication(s) except for radiolucent implants which should be used as follows:  in patients with primary or metastatic spinal tumours who would benefit from post-operative high dose high precision beam therapy upon appropriate and stringent patient selection;  Patient selection should be done via standardised assessment such as the neurological-oncological-mechanical systemic (NOMS) framework; and  The assessment should be carried out by a multidisciplinary team (MDT), which may be inclusive of, but not limited to, radiation oncologists, spine surgeons and interventional radiologists, among others.
Orthopaedics | Spine - Thoracolumbar (TL) and sacral surgery | TL and sacral fusion and fixation implant | TL rod | NuVasive Inc. | RELINE MAS Ti Rod, 6.0x35mm Straight | 12360035 | Standalone | DE0500730 | As per HSA registered indication(s) except for radiolucent implants which should be used as follows:  in patients with primary or metastatic spinal tumours who would benefit from post-operative high dose high precision beam therapy upon appropriate and stringent patient selection;  Patient selection should be done via standardised assessment such as the neurological-oncological-mechanical systemic (NOMS) framework; and  The assessment should be carried out by a multidisciplinary team (MDT), which may be inclusive of, but not limited to, radiation oncologists, spine surgeons and interventional radiologists, among others.
Orthopaedics | Spine - Thoracolumbar (TL) and sacral surgery | TL and sacral fusion and fixation implant | TL rod | NuVasive Inc. | RELINE MAS Ti Rod, 6.0x360mm Straight | 12360360 | Standalone | DE0500730 | As per HSA registered indication(s) except for radiolucent implants which should be used as follows:  in patients with primary or metastatic spinal tumours who would benefit from post-operative high dose high precision beam therapy upon appropriate and stringent patient selection;  Patient selection should be done via standardised assessment such as the neurological-oncological-mechanical systemic (NOMS) framework; and  The assessment should be carried out by a multidisciplinary team (MDT), which may be inclusive of, but not limited to, radiation oncologists, spine surgeons and interventional radiologists, among others.
Orthopaedics | Spine - Thoracolumbar (TL) and sacral surgery | TL and sacral fusion and fixation implant | TL rod | NuVasive Inc. | RELINE MAS Ti Rod, 6.0x370mm Straight | 12360370 | Standalone | DE0500730 | As per HSA registered indication(s) except for radiolucent implants which should be used as follows:  in patients with primary or metastatic spinal tumours who would benefit from post-operative high dose high precision beam therapy upon appropriate and stringent patient selection;  Patient selection should be done via standardised assessment such as the neurological-oncological-mechanical systemic (NOMS) framework; and  The assessment should be carried out by a multidisciplinary team (MDT), which may be inclusive of, but not limited to, radiation oncologists, spine surgeons and interventional radiologists, among others.
Orthopaedics | Spine - Thoracolumbar (TL) and sacral surgery | TL and sacral fusion and fixation implant | TL rod | NuVasive Inc. | RELINE MAS Ti Rod, 6.0x380mm Straight | 12360380 | Standalone | DE0500730 | As per HSA registered indication(s) except for radiolucent implants which should be used as follows:  in patients with primary or metastatic spinal tumours who would benefit from post-operative high dose high precision beam therapy upon appropriate and stringent patient selection;  Patient selection should be done via standardised assessment such as the neurological-oncological-mechanical systemic (NOMS) framework; and  The assessment should be carried out by a multidisciplinary team (MDT), which may be inclusive of, but not limited to, radiation oncologists, spine surgeons and interventional radiologists, among others.
Orthopaedics | Spine - Thoracolumbar (TL) and sacral surgery | TL and sacral fusion and fixation implant | TL rod | NuVasive Inc. | RELINE MAS Ti Rod, 6.0x390mm Straight | 12360390 | Standalone | DE0500730 | As per HSA registered indication(s) except for radiolucent implants which should be used as follows:  in patients with primary or metastatic spinal tumours who would benefit from post-operative high dose high precision beam therapy upon appropriate and stringent patient selection;  Patient selection should be done via standardised assessment such as the neurological-oncological-mechanical systemic (NOMS) framework; and  The assessment should be carried out by a multidisciplinary team (MDT), which may be inclusive of, but not limited to, radiation oncologists, spine surgeons and interventional radiologists, among others.
Orthopaedics | Spine - Thoracolumbar (TL) and sacral surgery | TL and sacral fusion and fixation implant | TL rod | NuVasive Inc. | RELINE MAS Ti Rod, 6.0x400mm Straight | 12360400 | Standalone | DE0500730 | As per HSA registered indication(s) except for radiolucent implants which should be used as follows:  in patients with primary or metastatic spinal tumours who would benefit from post-operative high dose high precision beam therapy upon appropriate and stringent patient selection;  Patient selection should be done via standardised assessment such as the neurological-oncological-mechanical systemic (NOMS) framework; and  The assessment should be carried out by a multidisciplinary team (MDT), which may be inclusive of, but not limited to, radiation oncologists, spine surgeons and interventional radiologists, among others.
Orthopaedics | Spine - Thoracolumbar (TL) and sacral surgery | TL and sacral fusion and fixation implant | TL rod | NuVasive Inc. | RELINE MAS Ti Rod, 6.0x40mm Lordotic | 11360040 | Standalone | DE0500730 | As per HSA registered indication(s) except for radiolucent implants which should be used as follows:  in patients with primary or metastatic spinal tumours who would benefit from post-operative high dose high precision beam therapy upon appropriate and stringent patient selection;  Patient selection should be done via standardised assessment such as the neurological-oncological-mechanical systemic (NOMS) framework; and  The assessment should be carried out by a multidisciplinary team (MDT), which may be inclusive of, but not limited to, radiation oncologists, spine surgeons and interventional radiologists, among others.
Orthopaedics | Spine - Thoracolumbar (TL) and sacral surgery | TL and sacral fusion and fixation implant | TL rod | NuVasive Inc. | RELINE MAS Ti Rod, 6.0x40mm Straight | 12360040 | Standalone | DE0500730 | As per HSA registered indication(s) except for radiolucent implants which should be used as follows:  in patients with primary or metastatic spinal tumours who would benefit from post-operative high dose high precision beam therapy upon appropriate and stringent patient selection;  Patient selection should be done via standardised assessment such as the neurological-oncological-mechanical systemic (NOMS) framework; and  The assessment should be carried out by a multidisciplinary team (MDT), which may be inclusive of, but not limited to, radiation oncologists, spine surgeons and interventional radiologists, among others.
Orthopaedics | Spine - Thoracolumbar (TL) and sacral surgery | TL and sacral fusion and fixation implant | TL rod | NuVasive Inc. | RELINE MAS Ti Rod, 6.0x410mm Straight | 12360410 | Standalone | DE0500730 | As per HSA registered indication(s) except for radiolucent implants which should be used as follows:  in patients with primary or metastatic spinal tumours who would benefit from post-operative high dose high precision beam therapy upon appropriate and stringent patient selection;  Patient selection should be done via standardised assessment such as the neurological-oncological-mechanical systemic (NOMS) framework; and  The assessment should be carried out by a multidisciplinary team (MDT), which may be inclusive of, but not limited to, radiation oncologists, spine surgeons and interventional radiologists, among others.
Orthopaedics | Spine - Thoracolumbar (TL) and sacral surgery | TL and sacral fusion and fixation implant | TL rod | NuVasive Inc. | RELINE MAS Ti Rod, 6.0x420mm Straight | 12360420 | Standalone | DE0500730 | As per HSA registered indication(s) except for radiolucent implants which should be used as follows:  in patients with primary or metastatic spinal tumours who would benefit from post-operative high dose high precision beam therapy upon appropriate and stringent patient selection;  Patient selection should be done via standardised assessment such as the neurological-oncological-mechanical systemic (NOMS) framework; and  The assessment should be carried out by a multidisciplinary team (MDT), which may be inclusive of, but not limited to, radiation oncologists, spine surgeons and interventional radiologists, among others.
Orthopaedics | Spine - Thoracolumbar (TL) and sacral surgery | TL and sacral fusion and fixation implant | TL rod | NuVasive Inc. | RELINE MAS Ti Rod, 6.0x430mm Straight | 12360430 | Standalone | DE0500730 | As per HSA registered indication(s) except for radiolucent implants which should be used as follows:  in patients with primary or metastatic spinal tumours who would benefit from post-operative high dose high precision beam therapy upon appropriate and stringent patient selection;  Patient selection should be done via standardised assessment such as the neurological-oncological-mechanical systemic (NOMS) framework; and  The assessment should be carried out by a multidisciplinary team (MDT), which may be inclusive of, but not limited to, radiation oncologists, spine surgeons and interventional radiologists, among others.
Orthopaedics | Spine - Thoracolumbar (TL) and sacral surgery | TL and sacral fusion and fixation implant | TL rod | NuVasive Inc. | RELINE MAS Ti Rod, 6.0x440mm Straight | 12360440 | Standalone | DE0500730 | As per HSA registered indication(s) except for radiolucent implants which should be used as follows:  in patients with primary or metastatic spinal tumours who would benefit from post-operative high dose high precision beam therapy upon appropriate and stringent patient selection;  Patient selection should be done via standardised assessment such as the neurological-oncological-mechanical systemic (NOMS) framework; and  The assessment should be carried out by a multidisciplinary team (MDT), which may be inclusive of, but not limited to, radiation oncologists, spine surgeons and interventional radiologists, among others.
Orthopaedics | Spine - Thoracolumbar (TL) and sacral surgery | TL and sacral fusion and fixation implant | TL rod | NuVasive Inc. | RELINE MAS Ti Rod, 6.0x450mm Straight | 12360450 | Standalone | DE0500730 | As per HSA registered indication(s) except for radiolucent implants which should be used as follows:  in patients with primary or metastatic spinal tumours who would benefit from post-operative high dose high precision beam therapy upon appropriate and stringent patient selection;  Patient selection should be done via standardised assessment such as the neurological-oncological-mechanical systemic (NOMS) framework; and  The assessment should be carried out by a multidisciplinary team (MDT), which may be inclusive of, but not limited to, radiation oncologists, spine surgeons and interventional radiologists, among others.
Orthopaedics | Spine - Thoracolumbar (TL) and sacral surgery | TL and sacral fusion and fixation implant | TL rod | NuVasive Inc. | RELINE MAS Ti Rod, 6.0x45mm Lordotic | 11360045 | Standalone | DE0500730 | As per HSA registered indication(s) except for radiolucent implants which should be used as follows:  in patients with primary or metastatic spinal tumours who would benefit from post-operative high dose high precision beam therapy upon appropriate and stringent patient selection;  Patient selection should be done via standardised assessment such as the neurological-oncological-mechanical systemic (NOMS) framework; and  The assessment should be carried out by a multidisciplinary team (MDT), which may be inclusive of, but not limited to, radiation oncologists, spine surgeons and interventional radiologists, among others.
Orthopaedics | Spine - Thoracolumbar (TL) and sacral surgery | TL and sacral fusion and fixation implant | TL rod | NuVasive Inc. | RELINE MAS Ti Rod, 6.0x45mm Straight | 12360045 | Standalone | DE0500730 | As per HSA registered indication(s) except for radiolucent implants which should be used as follows:  in patients with primary or metastatic spinal tumours who would benefit from post-operative high dose high precision beam therapy upon appropriate and stringent patient selection;  Patient selection should be done via standardised assessment such as the neurological-oncological-mechanical systemic (NOMS) framework; and  The assessment should be carried out by a multidisciplinary team (MDT), which may be inclusive of, but not limited to, radiation oncologists, spine surgeons and interventional radiologists, among others.
Orthopaedics | Spine - Thoracolumbar (TL) and sacral surgery | TL and sacral fusion and fixation implant | TL rod | NuVasive Inc. | RELINE MAS Ti Rod, 6.0x460mm Straight | 12360460 | Standalone | DE0500730 | As per HSA registered indication(s) except for radiolucent implants which should be used as follows:  in patients with primary or metastatic spinal tumours who would benefit from post-operative high dose high precision beam therapy upon appropriate and stringent patient selection;  Patient selection should be done via standardised assessment such as the neurological-oncological-mechanical systemic (NOMS) framework; and  The assessment should be carried out by a multidisciplinary team (MDT), which may be inclusive of, but not limited to, radiation oncologists, spine surgeons and interventional radiologists, among others.
Orthopaedics | Spine - Thoracolumbar (TL) and sacral surgery | TL and sacral fusion and fixation implant | TL rod | NuVasive Inc. | RELINE MAS Ti Rod, 6.0x470mm Straight | 12360470 | Standalone | DE0500730 | As per HSA registered indication(s) except for radiolucent implants which should be used as follows:  in patients with primary or metastatic spinal tumours who would benefit from post-operative high dose high precision beam therapy upon appropriate and stringent patient selection;  Patient selection should be done via standardised assessment such as the neurological-oncological-mechanical systemic (NOMS) framework; and  The assessment should be carried out by a multidisciplinary team (MDT), which may be inclusive of, but not limited to, radiation oncologists, spine surgeons and interventional radiologists, among others.
Orthopaedics | Spine - Thoracolumbar (TL) and sacral surgery | TL and sacral fusion and fixation implant | TL rod | NuVasive Inc. | RELINE MAS Ti Rod, 6.0x480mm Straight | 12360480 | Standalone | DE0500730 | As per HSA registered indication(s) except for radiolucent implants which should be used as follows:  in patients with primary or metastatic spinal tumours who would benefit from post-operative high dose high precision beam therapy upon appropriate and stringent patient selection;  Patient selection should be done via standardised assessment such as the neurological-oncological-mechanical systemic (NOMS) framework; and  The assessment should be carried out by a multidisciplinary team (MDT), which may be inclusive of, but not limited to, radiation oncologists, spine surgeons and interventional radiologists, among others.
Orthopaedics | Spine - Thoracolumbar (TL) and sacral surgery | TL and sacral fusion and fixation implant | TL rod | NuVasive Inc. | RELINE MAS Ti Rod, 6.0x490mm Straight | 12360490 | Standalone | DE0500730 | As per HSA registered indication(s) except for radiolucent implants which should be used as follows:  in patients with primary or metastatic spinal tumours who would benefit from post-operative high dose high precision beam therapy upon appropriate and stringent patient selection;  Patient selection should be done via standardised assessment such as the neurological-oncological-mechanical systemic (NOMS) framework; and  The assessment should be carried out by a multidisciplinary team (MDT), which may be inclusive of, but not limited to, radiation oncologists, spine surgeons and interventional radiologists, among others.
Orthopaedics | Spine - Thoracolumbar (TL) and sacral surgery | TL and sacral fusion and fixation implant | TL rod | NuVasive Inc. | RELINE MAS Ti Rod, 6.0x500mm Straight | 12360500 | Standalone | DE0500730 | As per HSA registered indication(s) except for radiolucent implants which should be used as follows:  in patients with primary or metastatic spinal tumours who would benefit from post-operative high dose high precision beam therapy upon appropriate and stringent patient selection;  Patient selection should be done via standardised assessment such as the neurological-oncological-mechanical systemic (NOMS) framework; and  The assessment should be carried out by a multidisciplinary team (MDT), which may be inclusive of, but not limited to, radiation oncologists, spine surgeons and interventional radiologists, among others.
Orthopaedics | Spine - Thoracolumbar (TL) and sacral surgery | TL and sacral fusion and fixation implant | TL rod | NuVasive Inc. | RELINE MAS Ti Rod, 6.0x50mm Lordotic | 11360050 | Standalone | DE0500730 | As per HSA registered indication(s) except for radiolucent implants which should be used as follows:  in patients with primary or metastatic spinal tumours who would benefit from post-operative high dose high precision beam therapy upon appropriate and stringent patient selection;  Patient selection should be done via standardised assessment such as the neurological-oncological-mechanical systemic (NOMS) framework; and  The assessment should be carried out by a multidisciplinary team (MDT), which may be inclusive of, but not limited to, radiation oncologists, spine surgeons and interventional radiologists, among others.
Orthopaedics | Spine - Thoracolumbar (TL) and sacral surgery | TL and sacral fusion and fixation implant | TL rod | NuVasive Inc. | RELINE MAS Ti Rod, 6.0x50mm Straight | 12360050 | Standalone | DE0500730 | As per HSA registered indication(s) except for radiolucent implants which should be used as follows:  in patients with primary or metastatic spinal tumours who would benefit from post-operative high dose high precision beam therapy upon appropriate and stringent patient selection;  Patient selection should be done via standardised assessment such as the neurological-oncological-mechanical systemic (NOMS) framework; and  The assessment should be carried out by a multidisciplinary team (MDT), which may be inclusive of, but not limited to, radiation oncologists, spine surgeons and interventional radiologists, among others.
Orthopaedics | Spine - Thoracolumbar (TL) and sacral surgery | TL and sacral fusion and fixation implant | TL rod | NuVasive Inc. | RELINE MAS Ti Rod, 6.0x510mm Straight | 12360510 | Standalone | DE0500730 | As per HSA registered indication(s) except for radiolucent implants which should be used as follows:  in patients with primary or metastatic spinal tumours who would benefit from post-operative high dose high precision beam therapy upon appropriate and stringent patient selection;  Patient selection should be done via standardised assessment such as the neurological-oncological-mechanical systemic (NOMS) framework; and  The assessment should be carried out by a multidisciplinary team (MDT), which may be inclusive of, but not limited to, radiation oncologists, spine surgeons and interventional radiologists, among others.
Orthopaedics | Spine - Thoracolumbar (TL) and sacral surgery | TL and sacral fusion and fixation implant | TL rod | NuVasive Inc. | RELINE MAS Ti Rod, 6.0x520mm Straight | 12360520 | Standalone | DE0500730 | As per HSA registered indication(s) except for radiolucent implants which should be used as follows:  in patients with primary or metastatic spinal tumours who would benefit from post-operative high dose high precision beam therapy upon appropriate and stringent patient selection;  Patient selection should be done via standardised assessment such as the neurological-oncological-mechanical systemic (NOMS) framework; and  The assessment should be carried out by a multidisciplinary team (MDT), which may be inclusive of, but not limited to, radiation oncologists, spine surgeons and interventional radiologists, among others.
Orthopaedics | Spine - Thoracolumbar (TL) and sacral surgery | TL and sacral fusion and fixation implant | TL rod | NuVasive Inc. | RELINE MAS Ti Rod, 6.0x530mm Straight | 12360530 | Standalone | DE0500730 | As per HSA registered indication(s) except for radiolucent implants which should be used as follows:  in patients with primary or metastatic spinal tumours who would benefit from post-operative high dose high precision beam therapy upon appropriate and stringent patient selection;  Patient selection should be done via standardised assessment such as the neurological-oncological-mechanical systemic (NOMS) framework; and  The assessment should be carried out by a multidisciplinary team (MDT), which may be inclusive of, but not limited to, radiation oncologists, spine surgeons and interventional radiologists, among others.
Orthopaedics | Spine - Thoracolumbar (TL) and sacral surgery | TL and sacral fusion and fixation implant | TL rod | NuVasive Inc. | RELINE MAS Ti Rod, 6.0x540mm Straight | 12360540 | Standalone | DE0500730 | As per HSA registered indication(s) except for radiolucent implants which should be used as follows:  in patients with primary or metastatic spinal tumours who would benefit from post-operative high dose high precision beam therapy upon appropriate and stringent patient selection;  Patient selection should be done via standardised assessment such as the neurological-oncological-mechanical systemic (NOMS) framework; and  The assessment should be carried out by a multidisciplinary team (MDT), which may be inclusive of, but not limited to, radiation oncologists, spine surgeons and interventional radiologists, among others.
Orthopaedics | Spine - Thoracolumbar (TL) and sacral surgery | TL and sacral fusion and fixation implant | TL rod | NuVasive Inc. | RELINE MAS Ti Rod, 6.0x550mm Straight | 12360550 | Standalone | DE0500730 | As per HSA registered indication(s) except for radiolucent implants which should be used as follows:  in patients with primary or metastatic spinal tumours who would benefit from post-operative high dose high precision beam therapy upon appropriate and stringent patient selection;  Patient selection should be done via standardised assessment such as the neurological-oncological-mechanical systemic (NOMS) framework; and  The assessment should be carried out by a multidisciplinary team (MDT), which may be inclusive of, but not limited to, radiation oncologists, spine surgeons and interventional radiologists, among others.
Orthopaedics | Spine - Thoracolumbar (TL) and sacral surgery | TL and sacral fusion and fixation implant | TL rod | NuVasive Inc. | RELINE MAS Ti Rod, 6.0x55mm Lordotic | 11360055 | Standalone | DE0500730 | As per HSA registered indication(s) except for radiolucent implants which should be used as follows:  in patients with primary or metastatic spinal tumours who would benefit from post-operative high dose high precision beam therapy upon appropriate and stringent patient selection;  Patient selection should be done via standardised assessment such as the neurological-oncological-mechanical systemic (NOMS) framework; and  The assessment should be carried out by a multidisciplinary team (MDT), which may be inclusive of, but not limited to, radiation oncologists, spine surgeons and interventional radiologists, among others.
Orthopaedics | Spine - Thoracolumbar (TL) and sacral surgery | TL and sacral fusion and fixation implant | TL rod | NuVasive Inc. | RELINE MAS Ti Rod, 6.0x55mm Straight | 12360055 | Standalone | DE0500730 | As per HSA registered indication(s) except for radiolucent implants which should be used as follows:  in patients with primary or metastatic spinal tumours who would benefit from post-operative high dose high precision beam therapy upon appropriate and stringent patient selection;  Patient selection should be done via standardised assessment such as the neurological-oncological-mechanical systemic (NOMS) framework; and  The assessment should be carried out by a multidisciplinary team (MDT), which may be inclusive of, but not limited to, radiation oncologists, spine surgeons and interventional radiologists, among others.
Orthopaedics | Spine - Thoracolumbar (TL) and sacral surgery | TL and sacral fusion and fixation implant | TL rod | NuVasive Inc. | RELINE MAS Ti Rod, 6.0x560mm Straight | 12360560 | Standalone | DE0500730 | As per HSA registered indication(s) except for radiolucent implants which should be used as follows:  in patients with primary or metastatic spinal tumours who would benefit from post-operative high dose high precision beam therapy upon appropriate and stringent patient selection;  Patient selection should be done via standardised assessment such as the neurological-oncological-mechanical systemic (NOMS) framework; and  The assessment should be carried out by a multidisciplinary team (MDT), which may be inclusive of, but not limited to, radiation oncologists, spine surgeons and interventional radiologists, among others.
Orthopaedics | Spine - Thoracolumbar (TL) and sacral surgery | TL and sacral fusion and fixation implant | TL rod | NuVasive Inc. | RELINE MAS Ti Rod, 6.0x570mm Straight | 12360570 | Standalone | DE0500730 | As per HSA registered indication(s) except for radiolucent implants which should be used as follows:  in patients with primary or metastatic spinal tumours who would benefit from post-operative high dose high precision beam therapy upon appropriate and stringent patient selection;  Patient selection should be done via standardised assessment such as the neurological-oncological-mechanical systemic (NOMS) framework; and  The assessment should be carried out by a multidisciplinary team (MDT), which may be inclusive of, but not limited to, radiation oncologists, spine surgeons and interventional radiologists, among others.
Orthopaedics | Spine - Thoracolumbar (TL) and sacral surgery | TL and sacral fusion and fixation implant | TL rod | NuVasive Inc. | RELINE MAS Ti Rod, 6.0x580mm Straight | 12360580 | Standalone | DE0500730 | As per HSA registered indication(s) except for radiolucent implants which should be used as follows:  in patients with primary or metastatic spinal tumours who would benefit from post-operative high dose high precision beam therapy upon appropriate and stringent patient selection;  Patient selection should be done via standardised assessment such as the neurological-oncological-mechanical systemic (NOMS) framework; and  The assessment should be carried out by a multidisciplinary team (MDT), which may be inclusive of, but not limited to, radiation oncologists, spine surgeons and interventional radiologists, among others.
Orthopaedics | Spine - Thoracolumbar (TL) and sacral surgery | TL and sacral fusion and fixation implant | TL rod | NuVasive Inc. | RELINE MAS Ti Rod, 6.0x590mm Straight | 12360590 | Standalone | DE0500730 | As per HSA registered indication(s) except for radiolucent implants which should be used as follows:  in patients with primary or metastatic spinal tumours who would benefit from post-operative high dose high precision beam therapy upon appropriate and stringent patient selection;  Patient selection should be done via standardised assessment such as the neurological-oncological-mechanical systemic (NOMS) framework; and  The assessment should be carried out by a multidisciplinary team (MDT), which may be inclusive of, but not limited to, radiation oncologists, spine surgeons and interventional radiologists, among others.
Orthopaedics | Spine - Thoracolumbar (TL) and sacral surgery | TL and sacral fusion and fixation implant | TL rod | NuVasive Inc. | RELINE MAS Ti Rod, 6.0x600mm Straight | 12360600 | Standalone | DE0500730 | As per HSA registered indication(s) except for radiolucent implants which should be used as follows:  in patients with primary or metastatic spinal tumours who would benefit from post-operative high dose high precision beam therapy upon appropriate and stringent patient selection;  Patient selection should be done via standardised assessment such as the neurological-oncological-mechanical systemic (NOMS) framework; and  The assessment should be carried out by a multidisciplinary team (MDT), which may be inclusive of, but not limited to, radiation oncologists, spine surgeons and interventional radiologists, among others.
Orthopaedics | Spine - Thoracolumbar (TL) and sacral surgery | TL and sacral fusion and fixation implant | TL rod | NuVasive Inc. | RELINE MAS Ti Rod, 6.0x60mm Lordotic | 11360060 | Standalone | DE0500730 | As per HSA registered indication(s) except for radiolucent implants which should be used as follows:  in patients with primary or metastatic spinal tumours who would benefit from post-operative high dose high precision beam therapy upon appropriate and stringent patient selection;  Patient selection should be done via standardised assessment such as the neurological-oncological-mechanical systemic (NOMS) framework; and  The assessment should be carried out by a multidisciplinary team (MDT), which may be inclusive of, but not limited to, radiation oncologists, spine surgeons and interventional radiologists, among others.
Orthopaedics | Spine - Thoracolumbar (TL) and sacral surgery | TL and sacral fusion and fixation implant | TL rod | NuVasive Inc. | RELINE MAS Ti Rod, 6.0x60mm Straight | 12360060 | Standalone | DE0500730 | As per HSA registered indication(s) except for radiolucent implants which should be used as follows:  in patients with primary or metastatic spinal tumours who would benefit from post-operative high dose high precision beam therapy upon appropriate and stringent patient selection;  Patient selection should be done via standardised assessment such as the neurological-oncological-mechanical systemic (NOMS) framework; and  The assessment should be carried out by a multidisciplinary team (MDT), which may be inclusive of, but not limited to, radiation oncologists, spine surgeons and interventional radiologists, among others.
Orthopaedics | Spine - Thoracolumbar (TL) and sacral surgery | TL and sacral fusion and fixation implant | TL rod | NuVasive Inc. | RELINE MAS Ti Rod, 6.0x65mm Lordotic | 11360065 | Standalone | DE0500730 | As per HSA registered indication(s) except for radiolucent implants which should be used as follows:  in patients with primary or metastatic spinal tumours who would benefit from post-operative high dose high precision beam therapy upon appropriate and stringent patient selection;  Patient selection should be done via standardised assessment such as the neurological-oncological-mechanical systemic (NOMS) framework; and  The assessment should be carried out by a multidisciplinary team (MDT), which may be inclusive of, but not limited to, radiation oncologists, spine surgeons and interventional radiologists, among others.
Orthopaedics | Spine - Thoracolumbar (TL) and sacral surgery | TL and sacral fusion and fixation implant | TL rod | NuVasive Inc. | RELINE MAS Ti Rod, 6.0x65mm Straight | 12360065 | Standalone | DE0500730 | As per HSA registered indication(s) except for radiolucent implants which should be used as follows:  in patients with primary or metastatic spinal tumours who would benefit from post-operative high dose high precision beam therapy upon appropriate and stringent patient selection;  Patient selection should be done via standardised assessment such as the neurological-oncological-mechanical systemic (NOMS) framework; and  The assessment should be carried out by a multidisciplinary team (MDT), which may be inclusive of, but not limited to, radiation oncologists, spine surgeons and interventional radiologists, among others.
Orthopaedics | Spine - Thoracolumbar (TL) and sacral surgery | TL and sacral fusion and fixation implant | TL rod | NuVasive Inc. | RELINE MAS Ti Rod, 6.0x70mm Lordotic | 11360070 | Standalone | DE0500730 | As per HSA registered indication(s) except for radiolucent implants which should be used as follows:  in patients with primary or metastatic spinal tumours who would benefit from post-operative high dose high precision beam therapy upon appropriate and stringent patient selection;  Patient selection should be done via standardised assessment such as the neurological-oncological-mechanical systemic (NOMS) framework; and  The assessment should be carried out by a multidisciplinary team (MDT), which may be inclusive of, but not limited to, radiation oncologists, spine surgeons and interventional radiologists, among others.
Orthopaedics | Spine - Thoracolumbar (TL) and sacral surgery | TL and sacral fusion and fixation implant | TL rod | NuVasive Inc. | RELINE MAS Ti Rod, 6.0x70mm Straight | 12360070 | Standalone | DE0500730 | As per HSA registered indication(s) except for radiolucent implants which should be used as follows:  in patients with primary or metastatic spinal tumours who would benefit from post-operative high dose high precision beam therapy upon appropriate and stringent patient selection;  Patient selection should be done via standardised assessment such as the neurological-oncological-mechanical systemic (NOMS) framework; and  The assessment should be carried out by a multidisciplinary team (MDT), which may be inclusive of, but not limited to, radiation oncologists, spine surgeons and interventional radiologists, among others.
Orthopaedics | Spine - Thoracolumbar (TL) and sacral surgery | TL and sacral fusion and fixation implant | TL rod | NuVasive Inc. | RELINE MAS Ti Rod, 6.0x75mm Lordotic | 11360075 | Standalone | DE0500730 | As per HSA registered indication(s) except for radiolucent implants which should be used as follows:  in patients with primary or metastatic spinal tumours who would benefit from post-operative high dose high precision beam therapy upon appropriate and stringent patient selection;  Patient selection should be done via standardised assessment such as the neurological-oncological-mechanical systemic (NOMS) framework; and  The assessment should be carried out by a multidisciplinary team (MDT), which may be inclusive of, but not limited to, radiation oncologists, spine surgeons and interventional radiologists, among others.
Orthopaedics | Spine - Thoracolumbar (TL) and sacral surgery | TL and sacral fusion and fixation implant | TL rod | NuVasive Inc. | RELINE MAS Ti Rod, 6.0x75mm Straight | 12360075 | Standalone | DE0500730 | As per HSA registered indication(s) except for radiolucent implants which should be used as follows:  in patients with primary or metastatic spinal tumours who would benefit from post-operative high dose high precision beam therapy upon appropriate and stringent patient selection;  Patient selection should be done via standardised assessment such as the neurological-oncological-mechanical systemic (NOMS) framework; and  The assessment should be carried out by a multidisciplinary team (MDT), which may be inclusive of, but not limited to, radiation oncologists, spine surgeons and interventional radiologists, among others.
Orthopaedics | Spine - Thoracolumbar (TL) and sacral surgery | TL and sacral fusion and fixation implant | TL rod | NuVasive Inc. | RELINE MAS Ti Rod, 6.0x80mm Lordotic | 11360080 | Standalone | DE0500730 | As per HSA registered indication(s) except for radiolucent implants which should be used as follows:  in patients with primary or metastatic spinal tumours who would benefit from post-operative high dose high precision beam therapy upon appropriate and stringent patient selection;  Patient selection should be done via standardised assessment such as the neurological-oncological-mechanical systemic (NOMS) framework; and  The assessment should be carried out by a multidisciplinary team (MDT), which may be inclusive of, but not limited to, radiation oncologists, spine surgeons and interventional radiologists, among others.
Orthopaedics | Spine - Thoracolumbar (TL) and sacral surgery | TL and sacral fusion and fixation implant | TL rod | NuVasive Inc. | RELINE MAS Ti Rod, 6.0x80mm Straight | 12360080 | Standalone | DE0500730 | As per HSA registered indication(s) except for radiolucent implants which should be used as follows:  in patients with primary or metastatic spinal tumours who would benefit from post-operative high dose high precision beam therapy upon appropriate and stringent patient selection;  Patient selection should be done via standardised assessment such as the neurological-oncological-mechanical systemic (NOMS) framework; and  The assessment should be carried out by a multidisciplinary team (MDT), which may be inclusive of, but not limited to, radiation oncologists, spine surgeons and interventional radiologists, among others.
Orthopaedics | Spine - Thoracolumbar (TL) and sacral surgery | TL and sacral fusion and fixation implant | TL rod | NuVasive Inc. | RELINE MAS Ti Rod, 6.0x85mm Lordotic | 11360085 | Standalone | DE0500730 | As per HSA registered indication(s) except for radiolucent implants which should be used as follows:  in patients with primary or metastatic spinal tumours who would benefit from post-operative high dose high precision beam therapy upon appropriate and stringent patient selection;  Patient selection should be done via standardised assessment such as the neurological-oncological-mechanical systemic (NOMS) framework; and  The assessment should be carried out by a multidisciplinary team (MDT), which may be inclusive of, but not limited to, radiation oncologists, spine surgeons and interventional radiologists, among others.
Orthopaedics | Spine - Thoracolumbar (TL) and sacral surgery | TL and sacral fusion and fixation implant | TL rod | NuVasive Inc. | RELINE MAS Ti Rod, 6.0x85mm Straight | 12360085 | Standalone | DE0500730 | As per HSA registered indication(s) except for radiolucent implants which should be used as follows:  in patients with primary or metastatic spinal tumours who would benefit from post-operative high dose high precision beam therapy upon appropriate and stringent patient selection;  Patient selection should be done via standardised assessment such as the neurological-oncological-mechanical systemic (NOMS) framework; and  The assessment should be carried out by a multidisciplinary team (MDT), which may be inclusive of, but not limited to, radiation oncologists, spine surgeons and interventional radiologists, among others.
Orthopaedics | Spine - Thoracolumbar (TL) and sacral surgery | TL and sacral fusion and fixation implant | TL rod | NuVasive Inc. | RELINE MAS Ti Rod, 6.0x90mm Lordotic | 11360090 | Standalone | DE0500730 | As per HSA registered indication(s) except for radiolucent implants which should be used as follows:  in patients with primary or metastatic spinal tumours who would benefit from post-operative high dose high precision beam therapy upon appropriate and stringent patient selection;  Patient selection should be done via standardised assessment such as the neurological-oncological-mechanical systemic (NOMS) framework; and  The assessment should be carried out by a multidisciplinary team (MDT), which may be inclusive of, but not limited to, radiation oncologists, spine surgeons and interventional radiologists, among others.
Orthopaedics | Spine - Thoracolumbar (TL) and sacral surgery | TL and sacral fusion and fixation implant | TL rod | NuVasive Inc. | RELINE MAS Ti Rod, 6.0x90mm Straight | 12360090 | Standalone | DE0500730 | As per HSA registered indication(s) except for radiolucent implants which should be used as follows:  in patients with primary or metastatic spinal tumours who would benefit from post-operative high dose high precision beam therapy upon appropriate and stringent patient selection;  Patient selection should be done via standardised assessment such as the neurological-oncological-mechanical systemic (NOMS) framework; and  The assessment should be carried out by a multidisciplinary team (MDT), which may be inclusive of, but not limited to, radiation oncologists, spine surgeons and interventional radiologists, among others.
Orthopaedics | Spine - Thoracolumbar (TL) and sacral surgery | TL and sacral fusion and fixation implant | TL rod | NuVasive Inc. | RELINE MAS Ti Rod, 6.0x95mm Lordotic | 11360095 | Standalone | DE0500730 | As per HSA registered indication(s) except for radiolucent implants which should be used as follows:  in patients with primary or metastatic spinal tumours who would benefit from post-operative high dose high precision beam therapy upon appropriate and stringent patient selection;  Patient selection should be done via standardised assessment such as the neurological-oncological-mechanical systemic (NOMS) framework; and  The assessment should be carried out by a multidisciplinary team (MDT), which may be inclusive of, but not limited to, radiation oncologists, spine surgeons and interventional radiologists, among others.
Orthopaedics | Spine - Thoracolumbar (TL) and sacral surgery | TL and sacral fusion and fixation implant | TL rod | NuVasive Inc. | RELINE MAS Ti Rod, 6.0x95mm Straight | 12360095 | Standalone | DE0500730 | As per HSA registered indication(s) except for radiolucent implants which should be used as follows:  in patients with primary or metastatic spinal tumours who would benefit from post-operative high dose high precision beam therapy upon appropriate and stringent patient selection;  Patient selection should be done via standardised assessment such as the neurological-oncological-mechanical systemic (NOMS) framework; and  The assessment should be carried out by a multidisciplinary team (MDT), which may be inclusive of, but not limited to, radiation oncologists, spine surgeons and interventional radiologists, among others.
Orthopaedics | Spine - Thoracolumbar (TL) and sacral surgery | TL and sacral fusion and fixation implant | TL pedicle screw - Shank, tulip | NuVasive Inc. | RELINE MAS Trauma Screw, 4.5x25mm Cann | 16084525 | Standalone | DE0500730 | As per HSA registered indication(s) except for radiolucent implants which should be used as follows:  in patients with primary or metastatic spinal tumours who would benefit from post-operative high dose high precision beam therapy upon appropriate and stringent patient selection;  Patient selection should be done via standardised assessment such as the neurological-oncological-mechanical systemic (NOMS) framework; and  The assessment should be carried out by a multidisciplinary team (MDT), which may be inclusive of, but not limited to, radiation oncologists, spine surgeons and interventional radiologists, among others.
Orthopaedics | Spine - Thoracolumbar (TL) and sacral surgery | TL and sacral fusion and fixation implant | TL pedicle screw - Shank, tulip | NuVasive Inc. | RELINE MAS Trauma Screw, 4.5x30mm Cann | 16084530 | Standalone | DE0500730 | As per HSA registered indication(s) except for radiolucent implants which should be used as follows:  in patients with primary or metastatic spinal tumours who would benefit from post-operative high dose high precision beam therapy upon appropriate and stringent patient selection;  Patient selection should be done via standardised assessment such as the neurological-oncological-mechanical systemic (NOMS) framework; and  The assessment should be carried out by a multidisciplinary team (MDT), which may be inclusive of, but not limited to, radiation oncologists, spine surgeons and interventional radiologists, among others.
Orthopaedics | Spine - Thoracolumbar (TL) and sacral surgery | TL and sacral fusion and fixation implant | TL pedicle screw - Shank, tulip | NuVasive Inc. | RELINE MAS Trauma Screw, 4.5x35mm Cann | 16084535 | Standalone | DE0500730 | As per HSA registered indication(s) except for radiolucent implants which should be used as follows:  in patients with primary or metastatic spinal tumours who would benefit from post-operative high dose high precision beam therapy upon appropriate and stringent patient selection;  Patient selection should be done via standardised assessment such as the neurological-oncological-mechanical systemic (NOMS) framework; and  The assessment should be carried out by a multidisciplinary team (MDT), which may be inclusive of, but not limited to, radiation oncologists, spine surgeons and interventional radiologists, among others.
Orthopaedics | Spine - Thoracolumbar (TL) and sacral surgery | TL and sacral fusion and fixation implant | TL pedicle screw - Shank, tulip | NuVasive Inc. | RELINE MAS Trauma Screw, 4.5x40mm Cann | 16084540 | Standalone | DE0500730 | As per HSA registered indication(s) except for radiolucent implants which should be used as follows:  in patients with primary or metastatic spinal tumours who would benefit from post-operative high dose high precision beam therapy upon appropriate and stringent patient selection;  Patient selection should be done via standardised assessment such as the neurological-oncological-mechanical systemic (NOMS) framework; and  The assessment should be carried out by a multidisciplinary team (MDT), which may be inclusive of, but not limited to, radiation oncologists, spine surgeons and interventional radiologists, among others.
Orthopaedics | Spine - Thoracolumbar (TL) and sacral surgery | TL and sacral fusion and fixation implant | TL pedicle screw - Shank, tulip | NuVasive Inc. | RELINE MAS Trauma Screw, 4.5x45mm Cann | 16084545 | Standalone | DE0500730 | As per HSA registered indication(s) except for radiolucent implants which should be used as follows:  in patients with primary or metastatic spinal tumours who would benefit from post-operative high dose high precision beam therapy upon appropriate and stringent patient selection;  Patient selection should be done via standardised assessment such as the neurological-oncological-mechanical systemic (NOMS) framework; and  The assessment should be carried out by a multidisciplinary team (MDT), which may be inclusive of, but not limited to, radiation oncologists, spine surgeons and interventional radiologists, among others.
Orthopaedics | Spine - Thoracolumbar (TL) and sacral surgery | TL and sacral fusion and fixation implant | TL pedicle screw - Shank, tulip | NuVasive Inc. | RELINE MAS Trauma Screw, 4.5x50mm Cann | 16084550 | Standalone | DE0500730 | As per HSA registered indication(s) except for radiolucent implants which should be used as follows:  in patients with primary or metastatic spinal tumours who would benefit from post-operative high dose high precision beam therapy upon appropriate and stringent patient selection;  Patient selection should be done via standardised assessment such as the neurological-oncological-mechanical systemic (NOMS) framework; and  The assessment should be carried out by a multidisciplinary team (MDT), which may be inclusive of, but not limited to, radiation oncologists, spine surgeons and interventional radiologists, among others.
Orthopaedics | Spine - Thoracolumbar (TL) and sacral surgery | TL and sacral fusion and fixation implant | TL pedicle screw - Shank, tulip | NuVasive Inc. | RELINE MAS Trauma Screw, 4.5x55mm Cann | 16084555 | Standalone | DE0500730 | As per HSA registered indication(s) except for radiolucent implants which should be used as follows:  in patients with primary or metastatic spinal tumours who would benefit from post-operative high dose high precision beam therapy upon appropriate and stringent patient selection;  Patient selection should be done via standardised assessment such as the neurological-oncological-mechanical systemic (NOMS) framework; and  The assessment should be carried out by a multidisciplinary team (MDT), which may be inclusive of, but not limited to, radiation oncologists, spine surgeons and interventional radiologists, among others.
Orthopaedics | Spine - Thoracolumbar (TL) and sacral surgery | TL and sacral fusion and fixation implant | TL pedicle screw - Shank, tulip | NuVasive Inc. | RELINE MAS Trauma Screw, 5.5x25mm Cann | 16085525 | Standalone | DE0500730 | As per HSA registered indication(s) except for radiolucent implants which should be used as follows:  in patients with primary or metastatic spinal tumours who would benefit from post-operative high dose high precision beam therapy upon appropriate and stringent patient selection;  Patient selection should be done via standardised assessment such as the neurological-oncological-mechanical systemic (NOMS) framework; and  The assessment should be carried out by a multidisciplinary team (MDT), which may be inclusive of, but not limited to, radiation oncologists, spine surgeons and interventional radiologists, among others.
Orthopaedics | Spine - Thoracolumbar (TL) and sacral surgery | TL and sacral fusion and fixation implant | TL pedicle screw - Shank, tulip | NuVasive Inc. | RELINE MAS Trauma Screw, 5.5x30mm Cann | 16085530 | Standalone | DE0500730 | As per HSA registered indication(s) except for radiolucent implants which should be used as follows:  in patients with primary or metastatic spinal tumours who would benefit from post-operative high dose high precision beam therapy upon appropriate and stringent patient selection;  Patient selection should be done via standardised assessment such as the neurological-oncological-mechanical systemic (NOMS) framework; and  The assessment should be carried out by a multidisciplinary team (MDT), which may be inclusive of, but not limited to, radiation oncologists, spine surgeons and interventional radiologists, among others.
Orthopaedics | Spine - Thoracolumbar (TL) and sacral surgery | TL and sacral fusion and fixation implant | TL pedicle screw - Shank, tulip | NuVasive Inc. | RELINE MAS Trauma Screw, 5.5x35mm Cann | 16085535 | Standalone | DE0500730 | As per HSA registered indication(s) except for radiolucent implants which should be used as follows:  in patients with primary or metastatic spinal tumours who would benefit from post-operative high dose high precision beam therapy upon appropriate and stringent patient selection;  Patient selection should be done via standardised assessment such as the neurological-oncological-mechanical systemic (NOMS) framework; and  The assessment should be carried out by a multidisciplinary team (MDT), which may be inclusive of, but not limited to, radiation oncologists, spine surgeons and interventional radiologists, among others.
Orthopaedics | Spine - Thoracolumbar (TL) and sacral surgery | TL and sacral fusion and fixation implant | TL pedicle screw - Shank, tulip | NuVasive Inc. | RELINE MAS Trauma Screw, 5.5x40mm Cann | 16085540 | Standalone | DE0500730 | As per HSA registered indication(s) except for radiolucent implants which should be used as follows:  in patients with primary or metastatic spinal tumours who would benefit from post-operative high dose high precision beam therapy upon appropriate and stringent patient selection;  Patient selection should be done via standardised assessment such as the neurological-oncological-mechanical systemic (NOMS) framework; and  The assessment should be carried out by a multidisciplinary team (MDT), which may be inclusive of, but not limited to, radiation oncologists, spine surgeons and interventional radiologists, among others.
Orthopaedics | Spine - Thoracolumbar (TL) and sacral surgery | TL and sacral fusion and fixation implant | TL pedicle screw - Shank, tulip | NuVasive Inc. | RELINE MAS Trauma Screw, 5.5x45mm Cann | 16085545 | Standalone | DE0500730 | As per HSA registered indication(s) except for radiolucent implants which should be used as follows:  in patients with primary or metastatic spinal tumours who would benefit from post-operative high dose high precision beam therapy upon appropriate and stringent patient selection;  Patient selection should be done via standardised assessment such as the neurological-oncological-mechanical systemic (NOMS) framework; and  The assessment should be carried out by a multidisciplinary team (MDT), which may be inclusive of, but not limited to, radiation oncologists, spine surgeons and interventional radiologists, among others.
Orthopaedics | Spine - Thoracolumbar (TL) and sacral surgery | TL and sacral fusion and fixation implant | TL pedicle screw - Shank, tulip | NuVasive Inc. | RELINE MAS Trauma Screw, 5.5x50mm Cann | 16085550 | Standalone | DE0500730 | As per HSA registered indication(s) except for radiolucent implants which should be used as follows:  in patients with primary or metastatic spinal tumours who would benefit from post-operative high dose high precision beam therapy upon appropriate and stringent patient selection;  Patient selection should be done via standardised assessment such as the neurological-oncological-mechanical systemic (NOMS) framework; and  The assessment should be carried out by a multidisciplinary team (MDT), which may be inclusive of, but not limited to, radiation oncologists, spine surgeons and interventional radiologists, among others.
Orthopaedics | Spine - Thoracolumbar (TL) and sacral surgery | TL and sacral fusion and fixation implant | TL pedicle screw - Shank, tulip | NuVasive Inc. | RELINE MAS Trauma Screw, 5.5x55mm Cann | 16085555 | Standalone | DE0500730 | As per HSA registered indication(s) except for radiolucent implants which should be used as follows:  in patients with primary or metastatic spinal tumours who would benefit from post-operative high dose high precision beam therapy upon appropriate and stringent patient selection;  Patient selection should be done via standardised assessment such as the neurological-oncological-mechanical systemic (NOMS) framework; and  The assessment should be carried out by a multidisciplinary team (MDT), which may be inclusive of, but not limited to, radiation oncologists, spine surgeons and interventional radiologists, among others.
Orthopaedics | Spine - Thoracolumbar (TL) and sacral surgery | TL and sacral fusion and fixation implant | TL pedicle screw - Shank, tulip | NuVasive Inc. | RELINE MAS Trauma Screw, 5.5x60mm Cann | 16085560 | Standalone | DE0500730 | As per HSA registered indication(s) except for radiolucent implants which should be used as follows:  in patients with primary or metastatic spinal tumours who would benefit from post-operative high dose high precision beam therapy upon appropriate and stringent patient selection;  Patient selection should be done via standardised assessment such as the neurological-oncological-mechanical systemic (NOMS) framework; and  The assessment should be carried out by a multidisciplinary team (MDT), which may be inclusive of, but not limited to, radiation oncologists, spine surgeons and interventional radiologists, among others.
Orthopaedics | Spine - Thoracolumbar (TL) and sacral surgery | TL and sacral fusion and fixation implant | TL pedicle screw - Shank, tulip | NuVasive Inc. | RELINE MAS Trauma Screw, 6.5x25mm Cann | 16086525 | Standalone | DE0500730 | As per HSA registered indication(s) except for radiolucent implants which should be used as follows:  in patients with primary or metastatic spinal tumours who would benefit from post-operative high dose high precision beam therapy upon appropriate and stringent patient selection;  Patient selection should be done via standardised assessment such as the neurological-oncological-mechanical systemic (NOMS) framework; and  The assessment should be carried out by a multidisciplinary team (MDT), which may be inclusive of, but not limited to, radiation oncologists, spine surgeons and interventional radiologists, among others.
Orthopaedics | Spine - Thoracolumbar (TL) and sacral surgery | TL and sacral fusion and fixation implant | TL pedicle screw - Shank, tulip | NuVasive Inc. | RELINE MAS Trauma Screw, 6.5x30mm Cann | 16086530 | Standalone | DE0500730 | As per HSA registered indication(s) except for radiolucent implants which should be used as follows:  in patients with primary or metastatic spinal tumours who would benefit from post-operative high dose high precision beam therapy upon appropriate and stringent patient selection;  Patient selection should be done via standardised assessment such as the neurological-oncological-mechanical systemic (NOMS) framework; and  The assessment should be carried out by a multidisciplinary team (MDT), which may be inclusive of, but not limited to, radiation oncologists, spine surgeons and interventional radiologists, among others.
Orthopaedics | Spine - Thoracolumbar (TL) and sacral surgery | TL and sacral fusion and fixation implant | TL pedicle screw - Shank, tulip | NuVasive Inc. | RELINE MAS Trauma Screw, 6.5x35mm Cann | 16086535 | Standalone | DE0500730 | As per HSA registered indication(s) except for radiolucent implants which should be used as follows:  in patients with primary or metastatic spinal tumours who would benefit from post-operative high dose high precision beam therapy upon appropriate and stringent patient selection;  Patient selection should be done via standardised assessment such as the neurological-oncological-mechanical systemic (NOMS) framework; and  The assessment should be carried out by a multidisciplinary team (MDT), which may be inclusive of, but not limited to, radiation oncologists, spine surgeons and interventional radiologists, among others.
Orthopaedics | Spine - Thoracolumbar (TL) and sacral surgery | TL and sacral fusion and fixation implant | TL pedicle screw - Shank, tulip | NuVasive Inc. | RELINE MAS Trauma Screw, 6.5x40mm Cann | 16086540 | Standalone | DE0500730 | As per HSA registered indication(s) except for radiolucent implants which should be used as follows:  in patients with primary or metastatic spinal tumours who would benefit from post-operative high dose high precision beam therapy upon appropriate and stringent patient selection;  Patient selection should be done via standardised assessment such as the neurological-oncological-mechanical systemic (NOMS) framework; and  The assessment should be carried out by a multidisciplinary team (MDT), which may be inclusive of, but not limited to, radiation oncologists, spine surgeons and interventional radiologists, among others.
Orthopaedics | Spine - Thoracolumbar (TL) and sacral surgery | TL and sacral fusion and fixation implant | TL pedicle screw - Shank, tulip | NuVasive Inc. | RELINE MAS Trauma Screw, 6.5x45mm Cann | 16086545 | Standalone | DE0500730 | As per HSA registered indication(s) except for radiolucent implants which should be used as follows:  in patients with primary or metastatic spinal tumours who would benefit from post-operative high dose high precision beam therapy upon appropriate and stringent patient selection;  Patient selection should be done via standardised assessment such as the neurological-oncological-mechanical systemic (NOMS) framework; and  The assessment should be carried out by a multidisciplinary team (MDT), which may be inclusive of, but not limited to, radiation oncologists, spine surgeons and interventional radiologists, among others.
Orthopaedics | Spine - Thoracolumbar (TL) and sacral surgery | TL and sacral fusion and fixation implant | TL pedicle screw - Shank, tulip | NuVasive Inc. | RELINE MAS Trauma Screw, 6.5x50mm Cann | 16086550 | Standalone | DE0500730 | As per HSA registered indication(s) except for radiolucent implants which should be used as follows:  in patients with primary or metastatic spinal tumours who would benefit from post-operative high dose high precision beam therapy upon appropriate and stringent patient selection;  Patient selection should be done via standardised assessment such as the neurological-oncological-mechanical systemic (NOMS) framework; and  The assessment should be carried out by a multidisciplinary team (MDT), which may be inclusive of, but not limited to, radiation oncologists, spine surgeons and interventional radiologists, among others.
Orthopaedics | Spine - Thoracolumbar (TL) and sacral surgery | TL and sacral fusion and fixation implant | TL pedicle screw - Shank, tulip | NuVasive Inc. | RELINE MAS Trauma Screw, 6.5x55mm Cann | 16086555 | Standalone | DE0500730 | As per HSA registered indication(s) except for radiolucent implants which should be used as follows:  in patients with primary or metastatic spinal tumours who would benefit from post-operative high dose high precision beam therapy upon appropriate and stringent patient selection;  Patient selection should be done via standardised assessment such as the neurological-oncological-mechanical systemic (NOMS) framework; and  The assessment should be carried out by a multidisciplinary team (MDT), which may be inclusive of, but not limited to, radiation oncologists, spine surgeons and interventional radiologists, among others.
Orthopaedics | Spine - Thoracolumbar (TL) and sacral surgery | TL and sacral fusion and fixation implant | TL pedicle screw - Shank, tulip | NuVasive Inc. | RELINE MAS Trauma Screw, 6.5x60mm Cann | 16086560 | Standalone | DE0500730 | As per HSA registered indication(s) except for radiolucent implants which should be used as follows:  in patients with primary or metastatic spinal tumours who would benefit from post-operative high dose high precision beam therapy upon appropriate and stringent patient selection;  Patient selection should be done via standardised assessment such as the neurological-oncological-mechanical systemic (NOMS) framework; and  The assessment should be carried out by a multidisciplinary team (MDT), which may be inclusive of, but not limited to, radiation oncologists, spine surgeons and interventional radiologists, among others.
Orthopaedics | Spine - Thoracolumbar (TL) and sacral surgery | TL and sacral fusion and fixation implant | TL pedicle screw - Shank, tulip | NuVasive Inc. | RELINE MAS Trauma Screw, 7.5x25mm Cann | 16087525 | Standalone | DE0500730 | As per HSA registered indication(s) except for radiolucent implants which should be used as follows:  in patients with primary or metastatic spinal tumours who would benefit from post-operative high dose high precision beam therapy upon appropriate and stringent patient selection;  Patient selection should be done via standardised assessment such as the neurological-oncological-mechanical systemic (NOMS) framework; and  The assessment should be carried out by a multidisciplinary team (MDT), which may be inclusive of, but not limited to, radiation oncologists, spine surgeons and interventional radiologists, among others.
Orthopaedics | Spine - Thoracolumbar (TL) and sacral surgery | TL and sacral fusion and fixation implant | TL pedicle screw - Shank, tulip | NuVasive Inc. | RELINE MAS Trauma Screw, 7.5x30mm Cann | 16087530 | Standalone | DE0500730 | As per HSA registered indication(s) except for radiolucent implants which should be used as follows:  in patients with primary or metastatic spinal tumours who would benefit from post-operative high dose high precision beam therapy upon appropriate and stringent patient selection;  Patient selection should be done via standardised assessment such as the neurological-oncological-mechanical systemic (NOMS) framework; and  The assessment should be carried out by a multidisciplinary team (MDT), which may be inclusive of, but not limited to, radiation oncologists, spine surgeons and interventional radiologists, among others.
Orthopaedics | Spine - Thoracolumbar (TL) and sacral surgery | TL and sacral fusion and fixation implant | TL pedicle screw - Shank, tulip | NuVasive Inc. | RELINE MAS Trauma Screw, 7.5x35mm Cann | 16087535 | Standalone | DE0500730 | As per HSA registered indication(s) except for radiolucent implants which should be used as follows:  in patients with primary or metastatic spinal tumours who would benefit from post-operative high dose high precision beam therapy upon appropriate and stringent patient selection;  Patient selection should be done via standardised assessment such as the neurological-oncological-mechanical systemic (NOMS) framework; and  The assessment should be carried out by a multidisciplinary team (MDT), which may be inclusive of, but not limited to, radiation oncologists, spine surgeons and interventional radiologists, among others.
Orthopaedics | Spine - Thoracolumbar (TL) and sacral surgery | TL and sacral fusion and fixation implant | TL pedicle screw - Shank, tulip | NuVasive Inc. | RELINE MAS Trauma Screw, 7.5x40mm Cann | 16087540 | Standalone | DE0500730 | As per HSA registered indication(s) except for radiolucent implants which should be used as follows:  in patients with primary or metastatic spinal tumours who would benefit from post-operative high dose high precision beam therapy upon appropriate and stringent patient selection;  Patient selection should be done via standardised assessment such as the neurological-oncological-mechanical systemic (NOMS) framework; and  The assessment should be carried out by a multidisciplinary team (MDT), which may be inclusive of, but not limited to, radiation oncologists, spine surgeons and interventional radiologists, among others.
Orthopaedics | Spine - Thoracolumbar (TL) and sacral surgery | TL and sacral fusion and fixation implant | TL pedicle screw - Shank, tulip | NuVasive Inc. | RELINE MAS Trauma Screw, 7.5x45mm Cann | 16087545 | Standalone | DE0500730 | As per HSA registered indication(s) except for radiolucent implants which should be used as follows:  in patients with primary or metastatic spinal tumours who would benefit from post-operative high dose high precision beam therapy upon appropriate and stringent patient selection;  Patient selection should be done via standardised assessment such as the neurological-oncological-mechanical systemic (NOMS) framework; and  The assessment should be carried out by a multidisciplinary team (MDT), which may be inclusive of, but not limited to, radiation oncologists, spine surgeons and interventional radiologists, among others.
Orthopaedics | Spine - Thoracolumbar (TL) and sacral surgery | TL and sacral fusion and fixation implant | TL pedicle screw - Shank, tulip | NuVasive Inc. | RELINE MAS Trauma Screw, 7.5x50mm Cann | 16087550 | Standalone | DE0500730 | As per HSA registered indication(s) except for radiolucent implants which should be used as follows:  in patients with primary or metastatic spinal tumours who would benefit from post-operative high dose high precision beam therapy upon appropriate and stringent patient selection;  Patient selection should be done via standardised assessment such as the neurological-oncological-mechanical systemic (NOMS) framework; and  The assessment should be carried out by a multidisciplinary team (MDT), which may be inclusive of, but not limited to, radiation oncologists, spine surgeons and interventional radiologists, among others.
Orthopaedics | Spine - Thoracolumbar (TL) and sacral surgery | TL and sacral fusion and fixation implant | TL pedicle screw - Shank, tulip | NuVasive Inc. | RELINE MAS Trauma Screw, 7.5x55mm Cann | 16087555 | Standalone | DE0500730 | As per HSA registered indication(s) except for radiolucent implants which should be used as follows:  in patients with primary or metastatic spinal tumours who would benefit from post-operative high dose high precision beam therapy upon appropriate and stringent patient selection;  Patient selection should be done via standardised assessment such as the neurological-oncological-mechanical systemic (NOMS) framework; and  The assessment should be carried out by a multidisciplinary team (MDT), which may be inclusive of, but not limited to, radiation oncologists, spine surgeons and interventional radiologists, among others.
Orthopaedics | Spine - Thoracolumbar (TL) and sacral surgery | TL and sacral fusion and fixation implant | TL pedicle screw - Shank, tulip | NuVasive Inc. | RELINE MAS Trauma Screw, 7.5x60mm Cann | 16087560 | Standalone | DE0500730 | As per HSA registered indication(s) except for radiolucent implants which should be used as follows:  in patients with primary or metastatic spinal tumours who would benefit from post-operative high dose high precision beam therapy upon appropriate and stringent patient selection;  Patient selection should be done via standardised assessment such as the neurological-oncological-mechanical systemic (NOMS) framework; and  The assessment should be carried out by a multidisciplinary team (MDT), which may be inclusive of, but not limited to, radiation oncologists, spine surgeons and interventional radiologists, among others.
Orthopaedics | Spine - Thoracolumbar (TL) and sacral surgery | TL and sacral fusion and fixation implant | TL pedicle screw - Shank, tulip | NuVasive Inc. | RELINE MAS Trauma Screw, 8.5x40mm Cann | 16088540 | Standalone | DE0500730 | As per HSA registered indication(s) except for radiolucent implants which should be used as follows:  in patients with primary or metastatic spinal tumours who would benefit from post-operative high dose high precision beam therapy upon appropriate and stringent patient selection;  Patient selection should be done via standardised assessment such as the neurological-oncological-mechanical systemic (NOMS) framework; and  The assessment should be carried out by a multidisciplinary team (MDT), which may be inclusive of, but not limited to, radiation oncologists, spine surgeons and interventional radiologists, among others.
Orthopaedics | Spine - Thoracolumbar (TL) and sacral surgery | TL and sacral fusion and fixation implant | TL pedicle screw - Shank, tulip | NuVasive Inc. | RELINE MAS Trauma Screw, 8.5x45mm Cann | 16088545 | Standalone | DE0500730 | As per HSA registered indication(s) except for radiolucent implants which should be used as follows:  in patients with primary or metastatic spinal tumours who would benefit from post-operative high dose high precision beam therapy upon appropriate and stringent patient selection;  Patient selection should be done via standardised assessment such as the neurological-oncological-mechanical systemic (NOMS) framework; and  The assessment should be carried out by a multidisciplinary team (MDT), which may be inclusive of, but not limited to, radiation oncologists, spine surgeons and interventional radiologists, among others.
Orthopaedics | Spine - Thoracolumbar (TL) and sacral surgery | TL and sacral fusion and fixation implant | TL pedicle screw - Shank, tulip | NuVasive Inc. | RELINE MAS Trauma Screw, 8.5x50mm Cann | 16088550 | Standalone | DE0500730 | As per HSA registered indication(s) except for radiolucent implants which should be used as follows:  in patients with primary or metastatic spinal tumours who would benefit from post-operative high dose high precision beam therapy upon appropriate and stringent patient selection;  Patient selection should be done via standardised assessment such as the neurological-oncological-mechanical systemic (NOMS) framework; and  The assessment should be carried out by a multidisciplinary team (MDT), which may be inclusive of, but not limited to, radiation oncologists, spine surgeons and interventional radiologists, among others.
Orthopaedics | Spine - Thoracolumbar (TL) and sacral surgery | TL and sacral fusion and fixation implant | TL pedicle screw - Shank, tulip | NuVasive Inc. | RELINE MAS Trauma Screw, 8.5x55mm Cann | 16088555 | Standalone | DE0500730 | As per HSA registered indication(s) except for radiolucent implants which should be used as follows:  in patients with primary or metastatic spinal tumours who would benefit from post-operative high dose high precision beam therapy upon appropriate and stringent patient selection;  Patient selection should be done via standardised assessment such as the neurological-oncological-mechanical systemic (NOMS) framework; and  The assessment should be carried out by a multidisciplinary team (MDT), which may be inclusive of, but not limited to, radiation oncologists, spine surgeons and interventional radiologists, among others.
Orthopaedics | Spine - Thoracolumbar (TL) and sacral surgery | TL and sacral fusion and fixation implant | TL pedicle screw - Shank, tulip | NuVasive Inc. | RELINE MAS-R Screw,6.5x60mm PolyIliac 2C | 16026560 | Standalone | DE0500730 | As per HSA registered indication(s) except for radiolucent implants which should be used as follows:  in patients with primary or metastatic spinal tumours who would benefit from post-operative high dose high precision beam therapy upon appropriate and stringent patient selection;  Patient selection should be done via standardised assessment such as the neurological-oncological-mechanical systemic (NOMS) framework; and  The assessment should be carried out by a multidisciplinary team (MDT), which may be inclusive of, but not limited to, radiation oncologists, spine surgeons and interventional radiologists, among others.
Orthopaedics | Spine - Thoracolumbar (TL) and sacral surgery | TL and sacral fusion and fixation implant | TL pedicle screw - Shank, tulip | NuVasive Inc. | RELINE MAS-R Screw,7.5x100 PolyIliac 2C | 16027510 | Standalone | DE0500730 | As per HSA registered indication(s) except for radiolucent implants which should be used as follows:  in patients with primary or metastatic spinal tumours who would benefit from post-operative high dose high precision beam therapy upon appropriate and stringent patient selection;  Patient selection should be done via standardised assessment such as the neurological-oncological-mechanical systemic (NOMS) framework; and  The assessment should be carried out by a multidisciplinary team (MDT), which may be inclusive of, but not limited to, radiation oncologists, spine surgeons and interventional radiologists, among others.
Orthopaedics | Spine - Thoracolumbar (TL) and sacral surgery | TL and sacral fusion and fixation implant | TL pedicle screw - Shank, tulip | NuVasive Inc. | RELINE MAS-R Screw,7.5x60mm PolyIliac 2C | 16027560 | Standalone | DE0500730 | As per HSA registered indication(s) except for radiolucent implants which should be used as follows:  in patients with primary or metastatic spinal tumours who would benefit from post-operative high dose high precision beam therapy upon appropriate and stringent patient selection;  Patient selection should be done via standardised assessment such as the neurological-oncological-mechanical systemic (NOMS) framework; and  The assessment should be carried out by a multidisciplinary team (MDT), which may be inclusive of, but not limited to, radiation oncologists, spine surgeons and interventional radiologists, among others.
Orthopaedics | Spine - Thoracolumbar (TL) and sacral surgery | TL and sacral fusion and fixation implant | TL pedicle screw - Shank, tulip | NuVasive Inc. | RELINE MAS-R Screw,8.5x100 PolyIliac 2C | 16028510 | Standalone | DE0500730 | As per HSA registered indication(s) except for radiolucent implants which should be used as follows:  in patients with primary or metastatic spinal tumours who would benefit from post-operative high dose high precision beam therapy upon appropriate and stringent patient selection;  Patient selection should be done via standardised assessment such as the neurological-oncological-mechanical systemic (NOMS) framework; and  The assessment should be carried out by a multidisciplinary team (MDT), which may be inclusive of, but not limited to, radiation oncologists, spine surgeons and interventional radiologists, among others.
Orthopaedics | Spine - Thoracolumbar (TL) and sacral surgery | TL and sacral fusion and fixation implant | TL pedicle screw - Shank, tulip | NuVasive Inc. | RELINE MAS-R Screw,8.5x60mm PolyIliac 2C | 16028560 | Standalone | DE0500730 | As per HSA registered indication(s) except for radiolucent implants which should be used as follows:  in patients with primary or metastatic spinal tumours who would benefit from post-operative high dose high precision beam therapy upon appropriate and stringent patient selection;  Patient selection should be done via standardised assessment such as the neurological-oncological-mechanical systemic (NOMS) framework; and  The assessment should be carried out by a multidisciplinary team (MDT), which may be inclusive of, but not limited to, radiation oncologists, spine surgeons and interventional radiologists, among others.
Orthopaedics | Spine - Thoracolumbar (TL) and sacral surgery | TL and sacral fusion and fixation implant | TL pedicle screw - Shank, tulip | NuVasive Inc. | RELINE MAS-R Screw,8.5x70mm PolyIliac 2C | 16028570 | Standalone | DE0500730 | As per HSA registered indication(s) except for radiolucent implants which should be used as follows:  in patients with primary or metastatic spinal tumours who would benefit from post-operative high dose high precision beam therapy upon appropriate and stringent patient selection;  Patient selection should be done via standardised assessment such as the neurological-oncological-mechanical systemic (NOMS) framework; and  The assessment should be carried out by a multidisciplinary team (MDT), which may be inclusive of, but not limited to, radiation oncologists, spine surgeons and interventional radiologists, among others.
Orthopaedics | Spine - Thoracolumbar (TL) and sacral surgery | TL and sacral fusion and fixation implant | TL pedicle screw - Shank, tulip | NuVasive Inc. | RELINE MAS-R Screw,8.5x80mm PolyIliac 2C | 16028580 | Standalone | DE0500730 | As per HSA registered indication(s) except for radiolucent implants which should be used as follows:  in patients with primary or metastatic spinal tumours who would benefit from post-operative high dose high precision beam therapy upon appropriate and stringent patient selection;  Patient selection should be done via standardised assessment such as the neurological-oncological-mechanical systemic (NOMS) framework; and  The assessment should be carried out by a multidisciplinary team (MDT), which may be inclusive of, but not limited to, radiation oncologists, spine surgeons and interventional radiologists, among others.
Orthopaedics | Spine - Thoracolumbar (TL) and sacral surgery | TL and sacral fusion and fixation implant | TL pedicle screw - Shank, tulip | NuVasive Inc. | RELINE MAS-R Screw,8.5x90mm PolyIliac 2C | 16028590 | Standalone | DE0500730 | As per HSA registered indication(s) except for radiolucent implants which should be used as follows:  in patients with primary or metastatic spinal tumours who would benefit from post-operative high dose high precision beam therapy upon appropriate and stringent patient selection;  Patient selection should be done via standardised assessment such as the neurological-oncological-mechanical systemic (NOMS) framework; and  The assessment should be carried out by a multidisciplinary team (MDT), which may be inclusive of, but not limited to, radiation oncologists, spine surgeons and interventional radiologists, among others.
Orthopaedics | Spine - Thoracolumbar (TL) and sacral surgery | TL and sacral fusion and fixation implant | TL pedicle screw - Shank, tulip | NuVasive Inc. | RELINE MAS-R Screw,9.5x100 PolyIliac 2C | 16029510 | Standalone | DE0500730 | As per HSA registered indication(s) except for radiolucent implants which should be used as follows:  in patients with primary or metastatic spinal tumours who would benefit from post-operative high dose high precision beam therapy upon appropriate and stringent patient selection;  Patient selection should be done via standardised assessment such as the neurological-oncological-mechanical systemic (NOMS) framework; and  The assessment should be carried out by a multidisciplinary team (MDT), which may be inclusive of, but not limited to, radiation oncologists, spine surgeons and interventional radiologists, among others.
Orthopaedics | Spine - Thoracolumbar (TL) and sacral surgery | TL and sacral fusion and fixation implant | TL pedicle screw - Shank, tulip | NuVasive Inc. | RELINE MAS-R Screw,9.5x110 PolyIliac 2C | 16029511 | Standalone | DE0500730 | As per HSA registered indication(s) except for radiolucent implants which should be used as follows:  in patients with primary or metastatic spinal tumours who would benefit from post-operative high dose high precision beam therapy upon appropriate and stringent patient selection;  Patient selection should be done via standardised assessment such as the neurological-oncological-mechanical systemic (NOMS) framework; and  The assessment should be carried out by a multidisciplinary team (MDT), which may be inclusive of, but not limited to, radiation oncologists, spine surgeons and interventional radiologists, among others.
Orthopaedics | Spine - Thoracolumbar (TL) and sacral surgery | TL and sacral fusion and fixation implant | TL pedicle screw - Shank, tulip | NuVasive Inc. | RELINE MAS-R Screw,9.5x60mm PolyIliac 2C | 16029560 | Standalone | DE0500730 | As per HSA registered indication(s) except for radiolucent implants which should be used as follows:  in patients with primary or metastatic spinal tumours who would benefit from post-operative high dose high precision beam therapy upon appropriate and stringent patient selection;  Patient selection should be done via standardised assessment such as the neurological-oncological-mechanical systemic (NOMS) framework; and  The assessment should be carried out by a multidisciplinary team (MDT), which may be inclusive of, but not limited to, radiation oncologists, spine surgeons and interventional radiologists, among others.
Orthopaedics | Spine - Thoracolumbar (TL) and sacral surgery | TL and sacral fusion and fixation implant | TL pedicle screw - Shank, tulip | NuVasive Inc. | RELINE MAS-R Screw,9.5x70mm PolyIliac 2C | 16029570 | Standalone | DE0500730 | As per HSA registered indication(s) except for radiolucent implants which should be used as follows:  in patients with primary or metastatic spinal tumours who would benefit from post-operative high dose high precision beam therapy upon appropriate and stringent patient selection;  Patient selection should be done via standardised assessment such as the neurological-oncological-mechanical systemic (NOMS) framework; and  The assessment should be carried out by a multidisciplinary team (MDT), which may be inclusive of, but not limited to, radiation oncologists, spine surgeons and interventional radiologists, among others.
Orthopaedics | Spine - Thoracolumbar (TL) and sacral surgery | TL and sacral fusion and fixation implant | TL pedicle screw - Shank, tulip | NuVasive Inc. | RELINE MAS-R Screw,9.5x80mm PolyIliac 2C | 16029580 | Standalone | DE0500730 | As per HSA registered indication(s) except for radiolucent implants which should be used as follows:  in patients with primary or metastatic spinal tumours who would benefit from post-operative high dose high precision beam therapy upon appropriate and stringent patient selection;  Patient selection should be done via standardised assessment such as the neurological-oncological-mechanical systemic (NOMS) framework; and  The assessment should be carried out by a multidisciplinary team (MDT), which may be inclusive of, but not limited to, radiation oncologists, spine surgeons and interventional radiologists, among others.
Orthopaedics | Spine - Thoracolumbar (TL) and sacral surgery | TL and sacral fusion and fixation implant | TL pedicle screw - Shank, tulip | NuVasive Inc. | RELINE MAS-R Screw,9.5x90mm PolyIliac 2C | 16029590 | Standalone | DE0500730 | As per HSA registered indication(s) except for radiolucent implants which should be used as follows:  in patients with primary or metastatic spinal tumours who would benefit from post-operative high dose high precision beam therapy upon appropriate and stringent patient selection;  Patient selection should be done via standardised assessment such as the neurological-oncological-mechanical systemic (NOMS) framework; and  The assessment should be carried out by a multidisciplinary team (MDT), which may be inclusive of, but not limited to, radiation oncologists, spine surgeons and interventional radiologists, among others.
Orthopaedics | Spine - Thoracolumbar (TL) and sacral surgery | TL and sacral fusion and fixation implant | TL pedicle screw - Shank, tulip | NuVasive Inc. | RELINE Screw, 10.0x100mm 2FC Polyaxial | 16211010 | Standalone | DE0500730 | As per HSA registered indication(s) except for radiolucent implants which should be used as follows:  in patients with primary or metastatic spinal tumours who would benefit from post-operative high dose high precision beam therapy upon appropriate and stringent patient selection;  Patient selection should be done via standardised assessment such as the neurological-oncological-mechanical systemic (NOMS) framework; and  The assessment should be carried out by a multidisciplinary team (MDT), which may be inclusive of, but not limited to, radiation oncologists, spine surgeons and interventional radiologists, among others.
Orthopaedics | Spine - Thoracolumbar (TL) and sacral surgery | TL and sacral fusion and fixation implant | TL pedicle screw - Shank, tulip | NuVasive Inc. | RELINE Screw, 10.0x30mm 2FC Polyaxial | 16211030 | Standalone | DE0500730 | As per HSA registered indication(s) except for radiolucent implants which should be used as follows:  in patients with primary or metastatic spinal tumours who would benefit from post-operative high dose high precision beam therapy upon appropriate and stringent patient selection;  Patient selection should be done via standardised assessment such as the neurological-oncological-mechanical systemic (NOMS) framework; and  The assessment should be carried out by a multidisciplinary team (MDT), which may be inclusive of, but not limited to, radiation oncologists, spine surgeons and interventional radiologists, among others.
Orthopaedics | Spine - Thoracolumbar (TL) and sacral surgery | TL and sacral fusion and fixation implant | TL pedicle screw - Shank, tulip | NuVasive Inc. | RELINE Screw, 10.0x30mm 2FS Polyaxial | 14211030 | Standalone | DE0500730 | As per HSA registered indication(s) except for radiolucent implants which should be used as follows:  in patients with primary or metastatic spinal tumours who would benefit from post-operative high dose high precision beam therapy upon appropriate and stringent patient selection;  Patient selection should be done via standardised assessment such as the neurological-oncological-mechanical systemic (NOMS) framework; and  The assessment should be carried out by a multidisciplinary team (MDT), which may be inclusive of, but not limited to, radiation oncologists, spine surgeons and interventional radiologists, among others.
Orthopaedics | Spine - Thoracolumbar (TL) and sacral surgery | TL and sacral fusion and fixation implant | TL pedicle screw - Shank, tulip | NuVasive Inc. | RELINE Screw, 10.0x35mm 2FC Polyaxial | 16211035 | Standalone | DE0500730 | As per HSA registered indication(s) except for radiolucent implants which should be used as follows:  in patients with primary or metastatic spinal tumours who would benefit from post-operative high dose high precision beam therapy upon appropriate and stringent patient selection;  Patient selection should be done via standardised assessment such as the neurological-oncological-mechanical systemic (NOMS) framework; and  The assessment should be carried out by a multidisciplinary team (MDT), which may be inclusive of, but not limited to, radiation oncologists, spine surgeons and interventional radiologists, among others.
Orthopaedics | Spine - Thoracolumbar (TL) and sacral surgery | TL and sacral fusion and fixation implant | TL pedicle screw - Shank, tulip | NuVasive Inc. | RELINE Screw, 10.0x35mm 2FS Polyaxial | 14211035 | Standalone | DE0500730 | As per HSA registered indication(s) except for radiolucent implants which should be used as follows:  in patients with primary or metastatic spinal tumours who would benefit from post-operative high dose high precision beam therapy upon appropriate and stringent patient selection;  Patient selection should be done via standardised assessment such as the neurological-oncological-mechanical systemic (NOMS) framework; and  The assessment should be carried out by a multidisciplinary team (MDT), which may be inclusive of, but not limited to, radiation oncologists, spine surgeons and interventional radiologists, among others.
Orthopaedics | Spine - Thoracolumbar (TL) and sacral surgery | TL and sacral fusion and fixation implant | TL pedicle screw - Shank, tulip | NuVasive Inc. | RELINE Screw, 10.0x40mm 2FC Polyaxial | 16211040 | Standalone | DE0500730 | As per HSA registered indication(s) except for radiolucent implants which should be used as follows:  in patients with primary or metastatic spinal tumours who would benefit from post-operative high dose high precision beam therapy upon appropriate and stringent patient selection;  Patient selection should be done via standardised assessment such as the neurological-oncological-mechanical systemic (NOMS) framework; and  The assessment should be carried out by a multidisciplinary team (MDT), which may be inclusive of, but not limited to, radiation oncologists, spine surgeons and interventional radiologists, among others.
Orthopaedics | Spine - Thoracolumbar (TL) and sacral surgery | TL and sacral fusion and fixation implant | TL pedicle screw - Shank, tulip | NuVasive Inc. | RELINE Screw, 10.0x40mm 2FS Polyaxial | 14211040 | Standalone | DE0500730 | As per HSA registered indication(s) except for radiolucent implants which should be used as follows:  in patients with primary or metastatic spinal tumours who would benefit from post-operative high dose high precision beam therapy upon appropriate and stringent patient selection;  Patient selection should be done via standardised assessment such as the neurological-oncological-mechanical systemic (NOMS) framework; and  The assessment should be carried out by a multidisciplinary team (MDT), which may be inclusive of, but not limited to, radiation oncologists, spine surgeons and interventional radiologists, among others.
Orthopaedics | Spine - Thoracolumbar (TL) and sacral surgery | TL and sacral fusion and fixation implant | TL pedicle screw - Shank, tulip | NuVasive Inc. | RELINE Screw, 10.0x45mm 2FC Polyaxial | 16211045 | Standalone | DE0500730 | As per HSA registered indication(s) except for radiolucent implants which should be used as follows:  in patients with primary or metastatic spinal tumours who would benefit from post-operative high dose high precision beam therapy upon appropriate and stringent patient selection;  Patient selection should be done via standardised assessment such as the neurological-oncological-mechanical systemic (NOMS) framework; and  The assessment should be carried out by a multidisciplinary team (MDT), which may be inclusive of, but not limited to, radiation oncologists, spine surgeons and interventional radiologists, among others.
Orthopaedics | Spine - Thoracolumbar (TL) and sacral surgery | TL and sacral fusion and fixation implant | TL pedicle screw - Shank, tulip | NuVasive Inc. | RELINE Screw, 10.0x45mm 2FS Polyaxial | 14211045 | Standalone | DE0500730 | As per HSA registered indication(s) except for radiolucent implants which should be used as follows:  in patients with primary or metastatic spinal tumours who would benefit from post-operative high dose high precision beam therapy upon appropriate and stringent patient selection;  Patient selection should be done via standardised assessment such as the neurological-oncological-mechanical systemic (NOMS) framework; and  The assessment should be carried out by a multidisciplinary team (MDT), which may be inclusive of, but not limited to, radiation oncologists, spine surgeons and interventional radiologists, among others.
Orthopaedics | Spine - Thoracolumbar (TL) and sacral surgery | TL and sacral fusion and fixation implant | TL pedicle screw - Shank, tulip | NuVasive Inc. | RELINE Screw, 10.0x50mm 2FC Polyaxial | 16211050 | Standalone | DE0500730 | As per HSA registered indication(s) except for radiolucent implants which should be used as follows:  in patients with primary or metastatic spinal tumours who would benefit from post-operative high dose high precision beam therapy upon appropriate and stringent patient selection;  Patient selection should be done via standardised assessment such as the neurological-oncological-mechanical systemic (NOMS) framework; and  The assessment should be carried out by a multidisciplinary team (MDT), which may be inclusive of, but not limited to, radiation oncologists, spine surgeons and interventional radiologists, among others.
Orthopaedics | Spine - Thoracolumbar (TL) and sacral surgery | TL and sacral fusion and fixation implant | TL pedicle screw - Shank, tulip | NuVasive Inc. | RELINE Screw, 10.0x50mm 2FS Polyaxial | 14211050 | Standalone | DE0500730 | As per HSA registered indication(s) except for radiolucent implants which should be used as follows:  in patients with primary or metastatic spinal tumours who would benefit from post-operative high dose high precision beam therapy upon appropriate and stringent patient selection;  Patient selection should be done via standardised assessment such as the neurological-oncological-mechanical systemic (NOMS) framework; and  The assessment should be carried out by a multidisciplinary team (MDT), which may be inclusive of, but not limited to, radiation oncologists, spine surgeons and interventional radiologists, among others.
Orthopaedics | Spine - Thoracolumbar (TL) and sacral surgery | TL and sacral fusion and fixation implant | TL pedicle screw - Shank, tulip | NuVasive Inc. | RELINE Screw, 10.0x55mm 2FC Polyaxial | 16211055 | Standalone | DE0500730 | As per HSA registered indication(s) except for radiolucent implants which should be used as follows:  in patients with primary or metastatic spinal tumours who would benefit from post-operative high dose high precision beam therapy upon appropriate and stringent patient selection;  Patient selection should be done via standardised assessment such as the neurological-oncological-mechanical systemic (NOMS) framework; and  The assessment should be carried out by a multidisciplinary team (MDT), which may be inclusive of, but not limited to, radiation oncologists, spine surgeons and interventional radiologists, among others.
Orthopaedics | Spine - Thoracolumbar (TL) and sacral surgery | TL and sacral fusion and fixation implant | TL pedicle screw - Shank, tulip | NuVasive Inc. | RELINE Screw, 10.0x55mm 2FS Polyaxial | 14211055 | Standalone | DE0500730 | As per HSA registered indication(s) except for radiolucent implants which should be used as follows:  in patients with primary or metastatic spinal tumours who would benefit from post-operative high dose high precision beam therapy upon appropriate and stringent patient selection;  Patient selection should be done via standardised assessment such as the neurological-oncological-mechanical systemic (NOMS) framework; and  The assessment should be carried out by a multidisciplinary team (MDT), which may be inclusive of, but not limited to, radiation oncologists, spine surgeons and interventional radiologists, among others.
Orthopaedics | Spine - Thoracolumbar (TL) and sacral surgery | TL and sacral fusion and fixation implant | TL pedicle screw - Shank, tulip | NuVasive Inc. | RELINE Screw, 10.0x60mm 2FC Polyaxial | 16211060 | Standalone | DE0500730 | As per HSA registered indication(s) except for radiolucent implants which should be used as follows:  in patients with primary or metastatic spinal tumours who would benefit from post-operative high dose high precision beam therapy upon appropriate and stringent patient selection;  Patient selection should be done via standardised assessment such as the neurological-oncological-mechanical systemic (NOMS) framework; and  The assessment should be carried out by a multidisciplinary team (MDT), which may be inclusive of, but not limited to, radiation oncologists, spine surgeons and interventional radiologists, among others.
Orthopaedics | Spine - Thoracolumbar (TL) and sacral surgery | TL and sacral fusion and fixation implant | TL pedicle screw - Shank, tulip | NuVasive Inc. | RELINE Screw, 10.0x60mm 2FS Polyaxial | 14211060 | Standalone | DE0500730 | As per HSA registered indication(s) except for radiolucent implants which should be used as follows:  in patients with primary or metastatic spinal tumours who would benefit from post-operative high dose high precision beam therapy upon appropriate and stringent patient selection;  Patient selection should be done via standardised assessment such as the neurological-oncological-mechanical systemic (NOMS) framework; and  The assessment should be carried out by a multidisciplinary team (MDT), which may be inclusive of, but not limited to, radiation oncologists, spine surgeons and interventional radiologists, among others.
Orthopaedics | Spine - Thoracolumbar (TL) and sacral surgery | TL and sacral fusion and fixation implant | TL pedicle screw - Shank, tulip | NuVasive Inc. | RELINE Screw, 10.0x65mm 2FC Polyaxial | 16211065 | Standalone | DE0500730 | As per HSA registered indication(s) except for radiolucent implants which should be used as follows:  in patients with primary or metastatic spinal tumours who would benefit from post-operative high dose high precision beam therapy upon appropriate and stringent patient selection;  Patient selection should be done via standardised assessment such as the neurological-oncological-mechanical systemic (NOMS) framework; and  The assessment should be carried out by a multidisciplinary team (MDT), which may be inclusive of, but not limited to, radiation oncologists, spine surgeons and interventional radiologists, among others.
Orthopaedics | Spine - Thoracolumbar (TL) and sacral surgery | TL and sacral fusion and fixation implant | TL pedicle screw - Shank, tulip | NuVasive Inc. | RELINE Screw, 10.0x70mm 2FC Polyaxial | 16211070 | Standalone | DE0500730 | As per HSA registered indication(s) except for radiolucent implants which should be used as follows:  in patients with primary or metastatic spinal tumours who would benefit from post-operative high dose high precision beam therapy upon appropriate and stringent patient selection;  Patient selection should be done via standardised assessment such as the neurological-oncological-mechanical systemic (NOMS) framework; and  The assessment should be carried out by a multidisciplinary team (MDT), which may be inclusive of, but not limited to, radiation oncologists, spine surgeons and interventional radiologists, among others.
Orthopaedics | Spine - Thoracolumbar (TL) and sacral surgery | TL and sacral fusion and fixation implant | TL pedicle screw - Shank, tulip | NuVasive Inc. | RELINE Screw, 10.0x75mm 2FC Polyaxial | 16211075 | Standalone | DE0500730 | As per HSA registered indication(s) except for radiolucent implants which should be used as follows:  in patients with primary or metastatic spinal tumours who would benefit from post-operative high dose high precision beam therapy upon appropriate and stringent patient selection;  Patient selection should be done via standardised assessment such as the neurological-oncological-mechanical systemic (NOMS) framework; and  The assessment should be carried out by a multidisciplinary team (MDT), which may be inclusive of, but not limited to, radiation oncologists, spine surgeons and interventional radiologists, among others.
Orthopaedics | Spine - Thoracolumbar (TL) and sacral surgery | TL and sacral fusion and fixation implant | TL pedicle screw - Shank, tulip | NuVasive Inc. | RELINE Screw, 10.0x80mm 2FC Polyaxial | 16211080 | Standalone | DE0500730 | As per HSA registered indication(s) except for radiolucent implants which should be used as follows:  in patients with primary or metastatic spinal tumours who would benefit from post-operative high dose high precision beam therapy upon appropriate and stringent patient selection;  Patient selection should be done via standardised assessment such as the neurological-oncological-mechanical systemic (NOMS) framework; and  The assessment should be carried out by a multidisciplinary team (MDT), which may be inclusive of, but not limited to, radiation oncologists, spine surgeons and interventional radiologists, among others.
Orthopaedics | Spine - Thoracolumbar (TL) and sacral surgery | TL and sacral fusion and fixation implant | TL pedicle screw - Shank, tulip | NuVasive Inc. | RELINE Screw, 10.0x85mm 2FC Polyaxial | 16211085 | Standalone | DE0500730 | As per HSA registered indication(s) except for radiolucent implants which should be used as follows:  in patients with primary or metastatic spinal tumours who would benefit from post-operative high dose high precision beam therapy upon appropriate and stringent patient selection;  Patient selection should be done via standardised assessment such as the neurological-oncological-mechanical systemic (NOMS) framework; and  The assessment should be carried out by a multidisciplinary team (MDT), which may be inclusive of, but not limited to, radiation oncologists, spine surgeons and interventional radiologists, among others.
Orthopaedics | Spine - Thoracolumbar (TL) and sacral surgery | TL and sacral fusion and fixation implant | TL pedicle screw - Shank, tulip | NuVasive Inc. | RELINE Screw, 10.0x90mm 2FC Polyaxial | 16211090 | Standalone | DE0500730 | As per HSA registered indication(s) except for radiolucent implants which should be used as follows:  in patients with primary or metastatic spinal tumours who would benefit from post-operative high dose high precision beam therapy upon appropriate and stringent patient selection;  Patient selection should be done via standardised assessment such as the neurological-oncological-mechanical systemic (NOMS) framework; and  The assessment should be carried out by a multidisciplinary team (MDT), which may be inclusive of, but not limited to, radiation oncologists, spine surgeons and interventional radiologists, among others.
Orthopaedics | Spine - Thoracolumbar (TL) and sacral surgery | TL and sacral fusion and fixation implant | TL pedicle screw - Shank, tulip | NuVasive Inc. | RELINE Screw, 10.0x95mm 2FC Polyaxial | 16211095 | Standalone | DE0500730 | As per HSA registered indication(s) except for radiolucent implants which should be used as follows:  in patients with primary or metastatic spinal tumours who would benefit from post-operative high dose high precision beam therapy upon appropriate and stringent patient selection;  Patient selection should be done via standardised assessment such as the neurological-oncological-mechanical systemic (NOMS) framework; and  The assessment should be carried out by a multidisciplinary team (MDT), which may be inclusive of, but not limited to, radiation oncologists, spine surgeons and interventional radiologists, among others.
Orthopaedics | Spine - Thoracolumbar (TL) and sacral surgery | TL and sacral fusion and fixation implant | TL pedicle screw - Shank, tulip | NuVasive Inc. | RELINE Screw, 10.5x100mm 2FC Polyaxial | 16210510 | Standalone | DE0500730 | As per HSA registered indication(s) except for radiolucent implants which should be used as follows:  in patients with primary or metastatic spinal tumours who would benefit from post-operative high dose high precision beam therapy upon appropriate and stringent patient selection;  Patient selection should be done via standardised assessment such as the neurological-oncological-mechanical systemic (NOMS) framework; and  The assessment should be carried out by a multidisciplinary team (MDT), which may be inclusive of, but not limited to, radiation oncologists, spine surgeons and interventional radiologists, among others.
Orthopaedics | Spine - Thoracolumbar (TL) and sacral surgery | TL and sacral fusion and fixation implant | TL pedicle screw - Shank, tulip | NuVasive Inc. | RELINE Screw, 10.5x30mm 2FC Polyaxial | 16210530 | Standalone | DE0500730 | As per HSA registered indication(s) except for radiolucent implants which should be used as follows:  in patients with primary or metastatic spinal tumours who would benefit from post-operative high dose high precision beam therapy upon appropriate and stringent patient selection;  Patient selection should be done via standardised assessment such as the neurological-oncological-mechanical systemic (NOMS) framework; and  The assessment should be carried out by a multidisciplinary team (MDT), which may be inclusive of, but not limited to, radiation oncologists, spine surgeons and interventional radiologists, among others.
Orthopaedics | Spine - Thoracolumbar (TL) and sacral surgery | TL and sacral fusion and fixation implant | TL pedicle screw - Shank, tulip | NuVasive Inc. | RELINE Screw, 10.5x30mm 2FS Polyaxial | 14210530 | Standalone | DE0500730 | As per HSA registered indication(s) except for radiolucent implants which should be used as follows:  in patients with primary or metastatic spinal tumours who would benefit from post-operative high dose high precision beam therapy upon appropriate and stringent patient selection;  Patient selection should be done via standardised assessment such as the neurological-oncological-mechanical systemic (NOMS) framework; and  The assessment should be carried out by a multidisciplinary team (MDT), which may be inclusive of, but not limited to, radiation oncologists, spine surgeons and interventional radiologists, among others.
Orthopaedics | Spine - Thoracolumbar (TL) and sacral surgery | TL and sacral fusion and fixation implant | TL pedicle screw - Shank, tulip | NuVasive Inc. | RELINE Screw, 10.5x35mm 2FC Polyaxial | 16210535 | Standalone | DE0500730 | As per HSA registered indication(s) except for radiolucent implants which should be used as follows:  in patients with primary or metastatic spinal tumours who would benefit from post-operative high dose high precision beam therapy upon appropriate and stringent patient selection;  Patient selection should be done via standardised assessment such as the neurological-oncological-mechanical systemic (NOMS) framework; and  The assessment should be carried out by a multidisciplinary team (MDT), which may be inclusive of, but not limited to, radiation oncologists, spine surgeons and interventional radiologists, among others.
Orthopaedics | Spine - Thoracolumbar (TL) and sacral surgery | TL and sacral fusion and fixation implant | TL pedicle screw - Shank, tulip | NuVasive Inc. | RELINE Screw, 10.5x35mm 2FS Polyaxial | 14210535 | Standalone | DE0500730 | As per HSA registered indication(s) except for radiolucent implants which should be used as follows:  in patients with primary or metastatic spinal tumours who would benefit from post-operative high dose high precision beam therapy upon appropriate and stringent patient selection;  Patient selection should be done via standardised assessment such as the neurological-oncological-mechanical systemic (NOMS) framework; and  The assessment should be carried out by a multidisciplinary team (MDT), which may be inclusive of, but not limited to, radiation oncologists, spine surgeons and interventional radiologists, among others.
Orthopaedics | Spine - Thoracolumbar (TL) and sacral surgery | TL and sacral fusion and fixation implant | TL pedicle screw - Shank, tulip | NuVasive Inc. | RELINE Screw, 10.5x40mm 2FC Polyaxial | 16210540 | Standalone | DE0500730 | As per HSA registered indication(s) except for radiolucent implants which should be used as follows:  in patients with primary or metastatic spinal tumours who would benefit from post-operative high dose high precision beam therapy upon appropriate and stringent patient selection;  Patient selection should be done via standardised assessment such as the neurological-oncological-mechanical systemic (NOMS) framework; and  The assessment should be carried out by a multidisciplinary team (MDT), which may be inclusive of, but not limited to, radiation oncologists, spine surgeons and interventional radiologists, among others.
Orthopaedics | Spine - Thoracolumbar (TL) and sacral surgery | TL and sacral fusion and fixation implant | TL pedicle screw - Shank, tulip | NuVasive Inc. | RELINE Screw, 10.5x40mm 2FS Polyaxial | 14210540 | Standalone | DE0500730 | As per HSA registered indication(s) except for radiolucent implants which should be used as follows:  in patients with primary or metastatic spinal tumours who would benefit from post-operative high dose high precision beam therapy upon appropriate and stringent patient selection;  Patient selection should be done via standardised assessment such as the neurological-oncological-mechanical systemic (NOMS) framework; and  The assessment should be carried out by a multidisciplinary team (MDT), which may be inclusive of, but not limited to, radiation oncologists, spine surgeons and interventional radiologists, among others.
Orthopaedics | Spine - Thoracolumbar (TL) and sacral surgery | TL and sacral fusion and fixation implant | TL pedicle screw - Shank, tulip | NuVasive Inc. | RELINE Screw, 10.5x45mm 2FC Polyaxial | 16210545 | Standalone | DE0500730 | As per HSA registered indication(s) except for radiolucent implants which should be used as follows:  in patients with primary or metastatic spinal tumours who would benefit from post-operative high dose high precision beam therapy upon appropriate and stringent patient selection;  Patient selection should be done via standardised assessment such as the neurological-oncological-mechanical systemic (NOMS) framework; and  The assessment should be carried out by a multidisciplinary team (MDT), which may be inclusive of, but not limited to, radiation oncologists, spine surgeons and interventional radiologists, among others.
Orthopaedics | Spine - Thoracolumbar (TL) and sacral surgery | TL and sacral fusion and fixation implant | TL pedicle screw - Shank, tulip | NuVasive Inc. | RELINE Screw, 10.5x45mm 2FS Polyaxial | 14210545 | Standalone | DE0500730 | As per HSA registered indication(s) except for radiolucent implants which should be used as follows:  in patients with primary or metastatic spinal tumours who would benefit from post-operative high dose high precision beam therapy upon appropriate and stringent patient selection;  Patient selection should be done via standardised assessment such as the neurological-oncological-mechanical systemic (NOMS) framework; and  The assessment should be carried out by a multidisciplinary team (MDT), which may be inclusive of, but not limited to, radiation oncologists, spine surgeons and interventional radiologists, among others.
Orthopaedics | Spine - Thoracolumbar (TL) and sacral surgery | TL and sacral fusion and fixation implant | TL pedicle screw - Shank, tulip | NuVasive Inc. | RELINE Screw, 10.5x50mm 2FC Polyaxial | 16210550 | Standalone | DE0500730 | As per HSA registered indication(s) except for radiolucent implants which should be used as follows:  in patients with primary or metastatic spinal tumours who would benefit from post-operative high dose high precision beam therapy upon appropriate and stringent patient selection;  Patient selection should be done via standardised assessment such as the neurological-oncological-mechanical systemic (NOMS) framework; and  The assessment should be carried out by a multidisciplinary team (MDT), which may be inclusive of, but not limited to, radiation oncologists, spine surgeons and interventional radiologists, among others.
Orthopaedics | Spine - Thoracolumbar (TL) and sacral surgery | TL and sacral fusion and fixation implant | TL pedicle screw - Shank, tulip | NuVasive Inc. | RELINE Screw, 10.5x50mm 2FS Polyaxial | 14210550 | Standalone | DE0500730 | As per HSA registered indication(s) except for radiolucent implants which should be used as follows:  in patients with primary or metastatic spinal tumours who would benefit from post-operative high dose high precision beam therapy upon appropriate and stringent patient selection;  Patient selection should be done via standardised assessment such as the neurological-oncological-mechanical systemic (NOMS) framework; and  The assessment should be carried out by a multidisciplinary team (MDT), which may be inclusive of, but not limited to, radiation oncologists, spine surgeons and interventional radiologists, among others.
Orthopaedics | Spine - Thoracolumbar (TL) and sacral surgery | TL and sacral fusion and fixation implant | TL pedicle screw - Shank, tulip | NuVasive Inc. | RELINE Screw, 10.5x55mm 2FC Polyaxial | 16210555 | Standalone | DE0500730 | As per HSA registered indication(s) except for radiolucent implants which should be used as follows:  in patients with primary or metastatic spinal tumours who would benefit from post-operative high dose high precision beam therapy upon appropriate and stringent patient selection;  Patient selection should be done via standardised assessment such as the neurological-oncological-mechanical systemic (NOMS) framework; and  The assessment should be carried out by a multidisciplinary team (MDT), which may be inclusive of, but not limited to, radiation oncologists, spine surgeons and interventional radiologists, among others.
Orthopaedics | Spine - Thoracolumbar (TL) and sacral surgery | TL and sacral fusion and fixation implant | TL pedicle screw - Shank, tulip | NuVasive Inc. | RELINE Screw, 10.5x55mm 2FS Polyaxial | 14210555 | Standalone | DE0500730 | As per HSA registered indication(s) except for radiolucent implants which should be used as follows:  in patients with primary or metastatic spinal tumours who would benefit from post-operative high dose high precision beam therapy upon appropriate and stringent patient selection;  Patient selection should be done via standardised assessment such as the neurological-oncological-mechanical systemic (NOMS) framework; and  The assessment should be carried out by a multidisciplinary team (MDT), which may be inclusive of, but not limited to, radiation oncologists, spine surgeons and interventional radiologists, among others.
Orthopaedics | Spine - Thoracolumbar (TL) and sacral surgery | TL and sacral fusion and fixation implant | TL pedicle screw - Shank, tulip | NuVasive Inc. | RELINE Screw, 10.5x60mm 2FC Polyaxial | 16210560 | Standalone | DE0500730 | As per HSA registered indication(s) except for radiolucent implants which should be used as follows:  in patients with primary or metastatic spinal tumours who would benefit from post-operative high dose high precision beam therapy upon appropriate and stringent patient selection;  Patient selection should be done via standardised assessment such as the neurological-oncological-mechanical systemic (NOMS) framework; and  The assessment should be carried out by a multidisciplinary team (MDT), which may be inclusive of, but not limited to, radiation oncologists, spine surgeons and interventional radiologists, among others.
Orthopaedics | Spine - Thoracolumbar (TL) and sacral surgery | TL and sacral fusion and fixation implant | TL pedicle screw - Shank, tulip | NuVasive Inc. | RELINE Screw, 10.5x60mm 2FS Polyaxial | 14210560 | Standalone | DE0500730 | As per HSA registered indication(s) except for radiolucent implants which should be used as follows:  in patients with primary or metastatic spinal tumours who would benefit from post-operative high dose high precision beam therapy upon appropriate and stringent patient selection;  Patient selection should be done via standardised assessment such as the neurological-oncological-mechanical systemic (NOMS) framework; and  The assessment should be carried out by a multidisciplinary team (MDT), which may be inclusive of, but not limited to, radiation oncologists, spine surgeons and interventional radiologists, among others.
Orthopaedics | Spine - Thoracolumbar (TL) and sacral surgery | TL and sacral fusion and fixation implant | TL pedicle screw - Shank, tulip | NuVasive Inc. | RELINE Screw, 10.5x65mm 2FC Polyaxial | 16210565 | Standalone | DE0500730 | As per HSA registered indication(s) except for radiolucent implants which should be used as follows:  in patients with primary or metastatic spinal tumours who would benefit from post-operative high dose high precision beam therapy upon appropriate and stringent patient selection;  Patient selection should be done via standardised assessment such as the neurological-oncological-mechanical systemic (NOMS) framework; and  The assessment should be carried out by a multidisciplinary team (MDT), which may be inclusive of, but not limited to, radiation oncologists, spine surgeons and interventional radiologists, among others.
Orthopaedics | Spine - Thoracolumbar (TL) and sacral surgery | TL and sacral fusion and fixation implant | TL pedicle screw - Shank, tulip | NuVasive Inc. | RELINE Screw, 10.5x70mm 2FC Polyaxial | 16210570 | Standalone | DE0500730 | As per HSA registered indication(s) except for radiolucent implants which should be used as follows:  in patients with primary or metastatic spinal tumours who would benefit from post-operative high dose high precision beam therapy upon appropriate and stringent patient selection;  Patient selection should be done via standardised assessment such as the neurological-oncological-mechanical systemic (NOMS) framework; and  The assessment should be carried out by a multidisciplinary team (MDT), which may be inclusive of, but not limited to, radiation oncologists, spine surgeons and interventional radiologists, among others.
Orthopaedics | Spine - Thoracolumbar (TL) and sacral surgery | TL and sacral fusion and fixation implant | TL pedicle screw - Shank, tulip | NuVasive Inc. | RELINE Screw, 10.5x75mm 2FC Polyaxial | 16210575 | Standalone | DE0500730 | As per HSA registered indication(s) except for radiolucent implants which should be used as follows:  in patients with primary or metastatic spinal tumours who would benefit from post-operative high dose high precision beam therapy upon appropriate and stringent patient selection;  Patient selection should be done via standardised assessment such as the neurological-oncological-mechanical systemic (NOMS) framework; and  The assessment should be carried out by a multidisciplinary team (MDT), which may be inclusive of, but not limited to, radiation oncologists, spine surgeons and interventional radiologists, among others.
Orthopaedics | Spine - Thoracolumbar (TL) and sacral surgery | TL and sacral fusion and fixation implant | TL pedicle screw - Shank, tulip | NuVasive Inc. | RELINE Screw, 10.5x80mm 2FC Polyaxial | 16210580 | Standalone | DE0500730 | As per HSA registered indication(s) except for radiolucent implants which should be used as follows:  in patients with primary or metastatic spinal tumours who would benefit from post-operative high dose high precision beam therapy upon appropriate and stringent patient selection;  Patient selection should be done via standardised assessment such as the neurological-oncological-mechanical systemic (NOMS) framework; and  The assessment should be carried out by a multidisciplinary team (MDT), which may be inclusive of, but not limited to, radiation oncologists, spine surgeons and interventional radiologists, among others.
Orthopaedics | Spine - Thoracolumbar (TL) and sacral surgery | TL and sacral fusion and fixation implant | TL pedicle screw - Shank, tulip | NuVasive Inc. | RELINE Screw, 10.5x85mm 2FC Polyaxial | 16210585 | Standalone | DE0500730 | As per HSA registered indication(s) except for radiolucent implants which should be used as follows:  in patients with primary or metastatic spinal tumours who would benefit from post-operative high dose high precision beam therapy upon appropriate and stringent patient selection;  Patient selection should be done via standardised assessment such as the neurological-oncological-mechanical systemic (NOMS) framework; and  The assessment should be carried out by a multidisciplinary team (MDT), which may be inclusive of, but not limited to, radiation oncologists, spine surgeons and interventional radiologists, among others.
Orthopaedics | Spine - Thoracolumbar (TL) and sacral surgery | TL and sacral fusion and fixation implant | TL pedicle screw - Shank, tulip | NuVasive Inc. | RELINE Screw, 10.5x90mm 2FC Polyaxial | 16210590 | Standalone | DE0500730 | As per HSA registered indication(s) except for radiolucent implants which should be used as follows:  in patients with primary or metastatic spinal tumours who would benefit from post-operative high dose high precision beam therapy upon appropriate and stringent patient selection;  Patient selection should be done via standardised assessment such as the neurological-oncological-mechanical systemic (NOMS) framework; and  The assessment should be carried out by a multidisciplinary team (MDT), which may be inclusive of, but not limited to, radiation oncologists, spine surgeons and interventional radiologists, among others.
Orthopaedics | Spine - Thoracolumbar (TL) and sacral surgery | TL and sacral fusion and fixation implant | TL pedicle screw - Shank, tulip | NuVasive Inc. | RELINE Screw, 10.5x95mm 2FC Polyaxial | 16210595 | Standalone | DE0500730 | As per HSA registered indication(s) except for radiolucent implants which should be used as follows:  in patients with primary or metastatic spinal tumours who would benefit from post-operative high dose high precision beam therapy upon appropriate and stringent patient selection;  Patient selection should be done via standardised assessment such as the neurological-oncological-mechanical systemic (NOMS) framework; and  The assessment should be carried out by a multidisciplinary team (MDT), which may be inclusive of, but not limited to, radiation oncologists, spine surgeons and interventional radiologists, among others.
Orthopaedics | Spine - Thoracolumbar (TL) and sacral surgery | TL and sacral fusion and fixation implant | TL pedicle screw - Shank, tulip | NuVasive Inc. | RELINE Screw, 4.5x100mm 2FC Polyaxial | 16214510 | Standalone | DE0500730 | As per HSA registered indication(s) except for radiolucent implants which should be used as follows:  in patients with primary or metastatic spinal tumours who would benefit from post-operative high dose high precision beam therapy upon appropriate and stringent patient selection;  Patient selection should be done via standardised assessment such as the neurological-oncological-mechanical systemic (NOMS) framework; and  The assessment should be carried out by a multidisciplinary team (MDT), which may be inclusive of, but not limited to, radiation oncologists, spine surgeons and interventional radiologists, among others.
Orthopaedics | Spine - Thoracolumbar (TL) and sacral surgery | TL and sacral fusion and fixation implant | TL pedicle screw - Shank, tulip | NuVasive Inc. | RELINE Screw, 4.5x30mm 2FC Polyaxial | 16214530 | Standalone | DE0500730 | As per HSA registered indication(s) except for radiolucent implants which should be used as follows:  in patients with primary or metastatic spinal tumours who would benefit from post-operative high dose high precision beam therapy upon appropriate and stringent patient selection;  Patient selection should be done via standardised assessment such as the neurological-oncological-mechanical systemic (NOMS) framework; and  The assessment should be carried out by a multidisciplinary team (MDT), which may be inclusive of, but not limited to, radiation oncologists, spine surgeons and interventional radiologists, among others.
Orthopaedics | Spine - Thoracolumbar (TL) and sacral surgery | TL and sacral fusion and fixation implant | TL pedicle screw - Shank, tulip | NuVasive Inc. | RELINE Screw, 4.5x30mm 2FS Polyaxial | 14214530 | Standalone | DE0500730 | As per HSA registered indication(s) except for radiolucent implants which should be used as follows:  in patients with primary or metastatic spinal tumours who would benefit from post-operative high dose high precision beam therapy upon appropriate and stringent patient selection;  Patient selection should be done via standardised assessment such as the neurological-oncological-mechanical systemic (NOMS) framework; and  The assessment should be carried out by a multidisciplinary team (MDT), which may be inclusive of, but not limited to, radiation oncologists, spine surgeons and interventional radiologists, among others.
Orthopaedics | Spine - Thoracolumbar (TL) and sacral surgery | TL and sacral fusion and fixation implant | TL pedicle screw - Shank, tulip | NuVasive Inc. | RELINE Screw, 4.5x35mm 2FC Polyaxial | 16214535 | Standalone | DE0500730 | As per HSA registered indication(s) except for radiolucent implants which should be used as follows:  in patients with primary or metastatic spinal tumours who would benefit from post-operative high dose high precision beam therapy upon appropriate and stringent patient selection;  Patient selection should be done via standardised assessment such as the neurological-oncological-mechanical systemic (NOMS) framework; and  The assessment should be carried out by a multidisciplinary team (MDT), which may be inclusive of, but not limited to, radiation oncologists, spine surgeons and interventional radiologists, among others.
Orthopaedics | Spine - Thoracolumbar (TL) and sacral surgery | TL and sacral fusion and fixation implant | TL pedicle screw - Shank, tulip | NuVasive Inc. | RELINE Screw, 4.5x35mm 2FS Polyaxial | 14214535 | Standalone | DE0500730 | As per HSA registered indication(s) except for radiolucent implants which should be used as follows:  in patients with primary or metastatic spinal tumours who would benefit from post-operative high dose high precision beam therapy upon appropriate and stringent patient selection;  Patient selection should be done via standardised assessment such as the neurological-oncological-mechanical systemic (NOMS) framework; and  The assessment should be carried out by a multidisciplinary team (MDT), which may be inclusive of, but not limited to, radiation oncologists, spine surgeons and interventional radiologists, among others.
Orthopaedics | Spine - Thoracolumbar (TL) and sacral surgery | TL and sacral fusion and fixation implant | TL pedicle screw - Shank, tulip | NuVasive Inc. | RELINE Screw, 4.5x40mm 2FC Polyaxial | 16214540 | Standalone | DE0500730 | As per HSA registered indication(s) except for radiolucent implants which should be used as follows:  in patients with primary or metastatic spinal tumours who would benefit from post-operative high dose high precision beam therapy upon appropriate and stringent patient selection;  Patient selection should be done via standardised assessment such as the neurological-oncological-mechanical systemic (NOMS) framework; and  The assessment should be carried out by a multidisciplinary team (MDT), which may be inclusive of, but not limited to, radiation oncologists, spine surgeons and interventional radiologists, among others.
Orthopaedics | Spine - Thoracolumbar (TL) and sacral surgery | TL and sacral fusion and fixation implant | TL pedicle screw - Shank, tulip | NuVasive Inc. | RELINE Screw, 4.5x40mm 2FS Polyaxial | 14214540 | Standalone | DE0500730 | As per HSA registered indication(s) except for radiolucent implants which should be used as follows:  in patients with primary or metastatic spinal tumours who would benefit from post-operative high dose high precision beam therapy upon appropriate and stringent patient selection;  Patient selection should be done via standardised assessment such as the neurological-oncological-mechanical systemic (NOMS) framework; and  The assessment should be carried out by a multidisciplinary team (MDT), which may be inclusive of, but not limited to, radiation oncologists, spine surgeons and interventional radiologists, among others.
Orthopaedics | Spine - Thoracolumbar (TL) and sacral surgery | TL and sacral fusion and fixation implant | TL pedicle screw - Shank, tulip | NuVasive Inc. | RELINE Screw, 4.5x45mm 2FC Polyaxial | 16214545 | Standalone | DE0500730 | As per HSA registered indication(s) except for radiolucent implants which should be used as follows:  in patients with primary or metastatic spinal tumours who would benefit from post-operative high dose high precision beam therapy upon appropriate and stringent patient selection;  Patient selection should be done via standardised assessment such as the neurological-oncological-mechanical systemic (NOMS) framework; and  The assessment should be carried out by a multidisciplinary team (MDT), which may be inclusive of, but not limited to, radiation oncologists, spine surgeons and interventional radiologists, among others.
Orthopaedics | Spine - Thoracolumbar (TL) and sacral surgery | TL and sacral fusion and fixation implant | TL pedicle screw - Shank, tulip | NuVasive Inc. | RELINE Screw, 4.5x45mm 2FS Polyaxial | 14214545 | Standalone | DE0500730 | As per HSA registered indication(s) except for radiolucent implants which should be used as follows:  in patients with primary or metastatic spinal tumours who would benefit from post-operative high dose high precision beam therapy upon appropriate and stringent patient selection;  Patient selection should be done via standardised assessment such as the neurological-oncological-mechanical systemic (NOMS) framework; and  The assessment should be carried out by a multidisciplinary team (MDT), which may be inclusive of, but not limited to, radiation oncologists, spine surgeons and interventional radiologists, among others.
Orthopaedics | Spine - Thoracolumbar (TL) and sacral surgery | TL and sacral fusion and fixation implant | TL pedicle screw - Shank, tulip | NuVasive Inc. | RELINE Screw, 4.5x50mm 2FC Polyaxial | 16214550 | Standalone | DE0500730 | As per HSA registered indication(s) except for radiolucent implants which should be used as follows:  in patients with primary or metastatic spinal tumours who would benefit from post-operative high dose high precision beam therapy upon appropriate and stringent patient selection;  Patient selection should be done via standardised assessment such as the neurological-oncological-mechanical systemic (NOMS) framework; and  The assessment should be carried out by a multidisciplinary team (MDT), which may be inclusive of, but not limited to, radiation oncologists, spine surgeons and interventional radiologists, among others.
Orthopaedics | Spine - Thoracolumbar (TL) and sacral surgery | TL and sacral fusion and fixation implant | TL pedicle screw - Shank, tulip | NuVasive Inc. | RELINE Screw, 4.5x50mm 2FS Polyaxial | 14214550 | Standalone | DE0500730 | As per HSA registered indication(s) except for radiolucent implants which should be used as follows:  in patients with primary or metastatic spinal tumours who would benefit from post-operative high dose high precision beam therapy upon appropriate and stringent patient selection;  Patient selection should be done via standardised assessment such as the neurological-oncological-mechanical systemic (NOMS) framework; and  The assessment should be carried out by a multidisciplinary team (MDT), which may be inclusive of, but not limited to, radiation oncologists, spine surgeons and interventional radiologists, among others.
Orthopaedics | Spine - Thoracolumbar (TL) and sacral surgery | TL and sacral fusion and fixation implant | TL pedicle screw - Shank, tulip | NuVasive Inc. | RELINE Screw, 4.5x55mm 2FC Polyaxial | 16214555 | Standalone | DE0500730 | As per HSA registered indication(s) except for radiolucent implants which should be used as follows:  in patients with primary or metastatic spinal tumours who would benefit from post-operative high dose high precision beam therapy upon appropriate and stringent patient selection;  Patient selection should be done via standardised assessment such as the neurological-oncological-mechanical systemic (NOMS) framework; and  The assessment should be carried out by a multidisciplinary team (MDT), which may be inclusive of, but not limited to, radiation oncologists, spine surgeons and interventional radiologists, among others.
Orthopaedics | Spine - Thoracolumbar (TL) and sacral surgery | TL and sacral fusion and fixation implant | TL pedicle screw - Shank, tulip | NuVasive Inc. | RELINE Screw, 4.5x55mm 2FS Polyaxial | 14214555 | Standalone | DE0500730 | As per HSA registered indication(s) except for radiolucent implants which should be used as follows:  in patients with primary or metastatic spinal tumours who would benefit from post-operative high dose high precision beam therapy upon appropriate and stringent patient selection;  Patient selection should be done via standardised assessment such as the neurological-oncological-mechanical systemic (NOMS) framework; and  The assessment should be carried out by a multidisciplinary team (MDT), which may be inclusive of, but not limited to, radiation oncologists, spine surgeons and interventional radiologists, among others.
Orthopaedics | Spine - Thoracolumbar (TL) and sacral surgery | TL and sacral fusion and fixation implant | TL pedicle screw - Shank, tulip | NuVasive Inc. | RELINE Screw, 4.5x60mm 2FC Polyaxial | 16214560 | Standalone | DE0500730 | As per HSA registered indication(s) except for radiolucent implants which should be used as follows:  in patients with primary or metastatic spinal tumours who would benefit from post-operative high dose high precision beam therapy upon appropriate and stringent patient selection;  Patient selection should be done via standardised assessment such as the neurological-oncological-mechanical systemic (NOMS) framework; and  The assessment should be carried out by a multidisciplinary team (MDT), which may be inclusive of, but not limited to, radiation oncologists, spine surgeons and interventional radiologists, among others.
Orthopaedics | Spine - Thoracolumbar (TL) and sacral surgery | TL and sacral fusion and fixation implant | TL pedicle screw - Shank, tulip | NuVasive Inc. | RELINE Screw, 4.5x60mm 2FS Polyaxial | 14214560 | Standalone | DE0500730 | As per HSA registered indication(s) except for radiolucent implants which should be used as follows:  in patients with primary or metastatic spinal tumours who would benefit from post-operative high dose high precision beam therapy upon appropriate and stringent patient selection;  Patient selection should be done via standardised assessment such as the neurological-oncological-mechanical systemic (NOMS) framework; and  The assessment should be carried out by a multidisciplinary team (MDT), which may be inclusive of, but not limited to, radiation oncologists, spine surgeons and interventional radiologists, among others.
Orthopaedics | Spine - Thoracolumbar (TL) and sacral surgery | TL and sacral fusion and fixation implant | TL pedicle screw - Shank, tulip | NuVasive Inc. | RELINE Screw, 4.5x65mm 2FC Polyaxial | 16214565 | Standalone | DE0500730 | As per HSA registered indication(s) except for radiolucent implants which should be used as follows:  in patients with primary or metastatic spinal tumours who would benefit from post-operative high dose high precision beam therapy upon appropriate and stringent patient selection;  Patient selection should be done via standardised assessment such as the neurological-oncological-mechanical systemic (NOMS) framework; and  The assessment should be carried out by a multidisciplinary team (MDT), which may be inclusive of, but not limited to, radiation oncologists, spine surgeons and interventional radiologists, among others.
Orthopaedics | Spine - Thoracolumbar (TL) and sacral surgery | TL and sacral fusion and fixation implant | TL pedicle screw - Shank, tulip | NuVasive Inc. | RELINE Screw, 4.5x70mm 2FC Polyaxial | 16214570 | Standalone | DE0500730 | As per HSA registered indication(s) except for radiolucent implants which should be used as follows:  in patients with primary or metastatic spinal tumours who would benefit from post-operative high dose high precision beam therapy upon appropriate and stringent patient selection;  Patient selection should be done via standardised assessment such as the neurological-oncological-mechanical systemic (NOMS) framework; and  The assessment should be carried out by a multidisciplinary team (MDT), which may be inclusive of, but not limited to, radiation oncologists, spine surgeons and interventional radiologists, among others.
Orthopaedics | Spine - Thoracolumbar (TL) and sacral surgery | TL and sacral fusion and fixation implant | TL pedicle screw - Shank, tulip | NuVasive Inc. | RELINE Screw, 4.5x75mm 2FC Polyaxial | 16214575 | Standalone | DE0500730 | As per HSA registered indication(s) except for radiolucent implants which should be used as follows:  in patients with primary or metastatic spinal tumours who would benefit from post-operative high dose high precision beam therapy upon appropriate and stringent patient selection;  Patient selection should be done via standardised assessment such as the neurological-oncological-mechanical systemic (NOMS) framework; and  The assessment should be carried out by a multidisciplinary team (MDT), which may be inclusive of, but not limited to, radiation oncologists, spine surgeons and interventional radiologists, among others.
Orthopaedics | Spine - Thoracolumbar (TL) and sacral surgery | TL and sacral fusion and fixation implant | TL pedicle screw - Shank, tulip | NuVasive Inc. | RELINE Screw, 4.5x80mm 2FC Polyaxial | 16214580 | Standalone | DE0500730 | As per HSA registered indication(s) except for radiolucent implants which should be used as follows:  in patients with primary or metastatic spinal tumours who would benefit from post-operative high dose high precision beam therapy upon appropriate and stringent patient selection;  Patient selection should be done via standardised assessment such as the neurological-oncological-mechanical systemic (NOMS) framework; and  The assessment should be carried out by a multidisciplinary team (MDT), which may be inclusive of, but not limited to, radiation oncologists, spine surgeons and interventional radiologists, among others.
Orthopaedics | Spine - Thoracolumbar (TL) and sacral surgery | TL and sacral fusion and fixation implant | TL pedicle screw - Shank, tulip | NuVasive Inc. | RELINE Screw, 4.5x85mm 2FC Polyaxial | 16214585 | Standalone | DE0500730 | As per HSA registered indication(s) except for radiolucent implants which should be used as follows:  in patients with primary or metastatic spinal tumours who would benefit from post-operative high dose high precision beam therapy upon appropriate and stringent patient selection;  Patient selection should be done via standardised assessment such as the neurological-oncological-mechanical systemic (NOMS) framework; and  The assessment should be carried out by a multidisciplinary team (MDT), which may be inclusive of, but not limited to, radiation oncologists, spine surgeons and interventional radiologists, among others.
Orthopaedics | Spine - Thoracolumbar (TL) and sacral surgery | TL and sacral fusion and fixation implant | TL pedicle screw - Shank, tulip | NuVasive Inc. | RELINE Screw, 4.5x90mm 2FC Polyaxial | 16214590 | Standalone | DE0500730 | As per HSA registered indication(s) except for radiolucent implants which should be used as follows:  in patients with primary or metastatic spinal tumours who would benefit from post-operative high dose high precision beam therapy upon appropriate and stringent patient selection;  Patient selection should be done via standardised assessment such as the neurological-oncological-mechanical systemic (NOMS) framework; and  The assessment should be carried out by a multidisciplinary team (MDT), which may be inclusive of, but not limited to, radiation oncologists, spine surgeons and interventional radiologists, among others.
Orthopaedics | Spine - Thoracolumbar (TL) and sacral surgery | TL and sacral fusion and fixation implant | TL pedicle screw - Shank, tulip | NuVasive Inc. | RELINE Screw, 4.5x95mm 2FC Polyaxial | 16214595 | Standalone | DE0500730 | As per HSA registered indication(s) except for radiolucent implants which should be used as follows:  in patients with primary or metastatic spinal tumours who would benefit from post-operative high dose high precision beam therapy upon appropriate and stringent patient selection;  Patient selection should be done via standardised assessment such as the neurological-oncological-mechanical systemic (NOMS) framework; and  The assessment should be carried out by a multidisciplinary team (MDT), which may be inclusive of, but not limited to, radiation oncologists, spine surgeons and interventional radiologists, among others.
Orthopaedics | Spine - Thoracolumbar (TL) and sacral surgery | TL and sacral fusion and fixation implant | TL pedicle screw - Shank, tulip | NuVasive Inc. | RELINE Screw, 5.0x100mm 2FC Polyaxial | 16215010 | Standalone | DE0500730 | As per HSA registered indication(s) except for radiolucent implants which should be used as follows:  in patients with primary or metastatic spinal tumours who would benefit from post-operative high dose high precision beam therapy upon appropriate and stringent patient selection;  Patient selection should be done via standardised assessment such as the neurological-oncological-mechanical systemic (NOMS) framework; and  The assessment should be carried out by a multidisciplinary team (MDT), which may be inclusive of, but not limited to, radiation oncologists, spine surgeons and interventional radiologists, among others.
Orthopaedics | Spine - Thoracolumbar (TL) and sacral surgery | TL and sacral fusion and fixation implant | TL pedicle screw - Shank, tulip | NuVasive Inc. | RELINE Screw, 5.0x30mm 2FC Polyaxial | 16215030 | Standalone | DE0500730 | As per HSA registered indication(s) except for radiolucent implants which should be used as follows:  in patients with primary or metastatic spinal tumours who would benefit from post-operative high dose high precision beam therapy upon appropriate and stringent patient selection;  Patient selection should be done via standardised assessment such as the neurological-oncological-mechanical systemic (NOMS) framework; and  The assessment should be carried out by a multidisciplinary team (MDT), which may be inclusive of, but not limited to, radiation oncologists, spine surgeons and interventional radiologists, among others.
Orthopaedics | Spine - Thoracolumbar (TL) and sacral surgery | TL and sacral fusion and fixation implant | TL pedicle screw - Shank, tulip | NuVasive Inc. | RELINE Screw, 5.0x30mm 2FS Polyaxial | 14215030 | Standalone | DE0500730 | As per HSA registered indication(s) except for radiolucent implants which should be used as follows:  in patients with primary or metastatic spinal tumours who would benefit from post-operative high dose high precision beam therapy upon appropriate and stringent patient selection;  Patient selection should be done via standardised assessment such as the neurological-oncological-mechanical systemic (NOMS) framework; and  The assessment should be carried out by a multidisciplinary team (MDT), which may be inclusive of, but not limited to, radiation oncologists, spine surgeons and interventional radiologists, among others.
Orthopaedics | Spine - Thoracolumbar (TL) and sacral surgery | TL and sacral fusion and fixation implant | TL pedicle screw - Shank, tulip | NuVasive Inc. | RELINE Screw, 5.0x35mm 2FC Polyaxial | 16215035 | Standalone | DE0500730 | As per HSA registered indication(s) except for radiolucent implants which should be used as follows:  in patients with primary or metastatic spinal tumours who would benefit from post-operative high dose high precision beam therapy upon appropriate and stringent patient selection;  Patient selection should be done via standardised assessment such as the neurological-oncological-mechanical systemic (NOMS) framework; and  The assessment should be carried out by a multidisciplinary team (MDT), which may be inclusive of, but not limited to, radiation oncologists, spine surgeons and interventional radiologists, among others.
Orthopaedics | Spine - Thoracolumbar (TL) and sacral surgery | TL and sacral fusion and fixation implant | TL pedicle screw - Shank, tulip | NuVasive Inc. | RELINE Screw, 5.0x35mm 2FS Polyaxial | 14215035 | Standalone | DE0500730 | As per HSA registered indication(s) except for radiolucent implants which should be used as follows:  in patients with primary or metastatic spinal tumours who would benefit from post-operative high dose high precision beam therapy upon appropriate and stringent patient selection;  Patient selection should be done via standardised assessment such as the neurological-oncological-mechanical systemic (NOMS) framework; and  The assessment should be carried out by a multidisciplinary team (MDT), which may be inclusive of, but not limited to, radiation oncologists, spine surgeons and interventional radiologists, among others.
Orthopaedics | Spine - Thoracolumbar (TL) and sacral surgery | TL and sacral fusion and fixation implant | TL pedicle screw - Shank, tulip | NuVasive Inc. | RELINE Screw, 5.0x40mm 2FC Polyaxial | 16215040 | Standalone | DE0500730 | As per HSA registered indication(s) except for radiolucent implants which should be used as follows:  in patients with primary or metastatic spinal tumours who would benefit from post-operative high dose high precision beam therapy upon appropriate and stringent patient selection;  Patient selection should be done via standardised assessment such as the neurological-oncological-mechanical systemic (NOMS) framework; and  The assessment should be carried out by a multidisciplinary team (MDT), which may be inclusive of, but not limited to, radiation oncologists, spine surgeons and interventional radiologists, among others.
Orthopaedics | Spine - Thoracolumbar (TL) and sacral surgery | TL and sacral fusion and fixation implant | TL pedicle screw - Shank, tulip | NuVasive Inc. | RELINE Screw, 5.0x40mm 2FS Polyaxial | 14215040 | Standalone | DE0500730 | As per HSA registered indication(s) except for radiolucent implants which should be used as follows:  in patients with primary or metastatic spinal tumours who would benefit from post-operative high dose high precision beam therapy upon appropriate and stringent patient selection;  Patient selection should be done via standardised assessment such as the neurological-oncological-mechanical systemic (NOMS) framework; and  The assessment should be carried out by a multidisciplinary team (MDT), which may be inclusive of, but not limited to, radiation oncologists, spine surgeons and interventional radiologists, among others.
Orthopaedics | Spine - Thoracolumbar (TL) and sacral surgery | TL and sacral fusion and fixation implant | TL pedicle screw - Shank, tulip | NuVasive Inc. | RELINE Screw, 5.0x45mm 2FC Polyaxial | 16215045 | Standalone | DE0500730 | As per HSA registered indication(s) except for radiolucent implants which should be used as follows:  in patients with primary or metastatic spinal tumours who would benefit from post-operative high dose high precision beam therapy upon appropriate and stringent patient selection;  Patient selection should be done via standardised assessment such as the neurological-oncological-mechanical systemic (NOMS) framework; and  The assessment should be carried out by a multidisciplinary team (MDT), which may be inclusive of, but not limited to, radiation oncologists, spine surgeons and interventional radiologists, among others.
Orthopaedics | Spine - Thoracolumbar (TL) and sacral surgery | TL and sacral fusion and fixation implant | TL pedicle screw - Shank, tulip | NuVasive Inc. | RELINE Screw, 5.0x45mm 2FS Polyaxial | 14215045 | Standalone | DE0500730 | As per HSA registered indication(s) except for radiolucent implants which should be used as follows:  in patients with primary or metastatic spinal tumours who would benefit from post-operative high dose high precision beam therapy upon appropriate and stringent patient selection;  Patient selection should be done via standardised assessment such as the neurological-oncological-mechanical systemic (NOMS) framework; and  The assessment should be carried out by a multidisciplinary team (MDT), which may be inclusive of, but not limited to, radiation oncologists, spine surgeons and interventional radiologists, among others.
Orthopaedics | Spine - Thoracolumbar (TL) and sacral surgery | TL and sacral fusion and fixation implant | TL pedicle screw - Shank, tulip | NuVasive Inc. | RELINE Screw, 5.0x50mm 2FC Polyaxial | 16215050 | Standalone | DE0500730 | As per HSA registered indication(s) except for radiolucent implants which should be used as follows:  in patients with primary or metastatic spinal tumours who would benefit from post-operative high dose high precision beam therapy upon appropriate and stringent patient selection;  Patient selection should be done via standardised assessment such as the neurological-oncological-mechanical systemic (NOMS) framework; and  The assessment should be carried out by a multidisciplinary team (MDT), which may be inclusive of, but not limited to, radiation oncologists, spine surgeons and interventional radiologists, among others.
Orthopaedics | Spine - Thoracolumbar (TL) and sacral surgery | TL and sacral fusion and fixation implant | TL pedicle screw - Shank, tulip | NuVasive Inc. | RELINE Screw, 5.0x50mm 2FS Polyaxial | 14215050 | Standalone | DE0500730 | As per HSA registered indication(s) except for radiolucent implants which should be used as follows:  in patients with primary or metastatic spinal tumours who would benefit from post-operative high dose high precision beam therapy upon appropriate and stringent patient selection;  Patient selection should be done via standardised assessment such as the neurological-oncological-mechanical systemic (NOMS) framework; and  The assessment should be carried out by a multidisciplinary team (MDT), which may be inclusive of, but not limited to, radiation oncologists, spine surgeons and interventional radiologists, among others.
Orthopaedics | Spine - Thoracolumbar (TL) and sacral surgery | TL and sacral fusion and fixation implant | TL pedicle screw - Shank, tulip | NuVasive Inc. | RELINE Screw, 5.0x55mm 2FC Polyaxial | 16215055 | Standalone | DE0500730 | As per HSA registered indication(s) except for radiolucent implants which should be used as follows:  in patients with primary or metastatic spinal tumours who would benefit from post-operative high dose high precision beam therapy upon appropriate and stringent patient selection;  Patient selection should be done via standardised assessment such as the neurological-oncological-mechanical systemic (NOMS) framework; and  The assessment should be carried out by a multidisciplinary team (MDT), which may be inclusive of, but not limited to, radiation oncologists, spine surgeons and interventional radiologists, among others.
Orthopaedics | Spine - Thoracolumbar (TL) and sacral surgery | TL and sacral fusion and fixation implant | TL pedicle screw - Shank, tulip | NuVasive Inc. | RELINE Screw, 5.0x55mm 2FS Polyaxial | 14215055 | Standalone | DE0500730 | As per HSA registered indication(s) except for radiolucent implants which should be used as follows:  in patients with primary or metastatic spinal tumours who would benefit from post-operative high dose high precision beam therapy upon appropriate and stringent patient selection;  Patient selection should be done via standardised assessment such as the neurological-oncological-mechanical systemic (NOMS) framework; and  The assessment should be carried out by a multidisciplinary team (MDT), which may be inclusive of, but not limited to, radiation oncologists, spine surgeons and interventional radiologists, among others.
Orthopaedics | Spine - Thoracolumbar (TL) and sacral surgery | TL and sacral fusion and fixation implant | TL pedicle screw - Shank, tulip | NuVasive Inc. | RELINE Screw, 5.0x60mm 2FC Polyaxial | 16215060 | Standalone | DE0500730 | As per HSA registered indication(s) except for radiolucent implants which should be used as follows:  in patients with primary or metastatic spinal tumours who would benefit from post-operative high dose high precision beam therapy upon appropriate and stringent patient selection;  Patient selection should be done via standardised assessment such as the neurological-oncological-mechanical systemic (NOMS) framework; and  The assessment should be carried out by a multidisciplinary team (MDT), which may be inclusive of, but not limited to, radiation oncologists, spine surgeons and interventional radiologists, among others.
Orthopaedics | Spine - Thoracolumbar (TL) and sacral surgery | TL and sacral fusion and fixation implant | TL pedicle screw - Shank, tulip | NuVasive Inc. | RELINE Screw, 5.0x60mm 2FS Polyaxial | 14215060 | Standalone | DE0500730 | As per HSA registered indication(s) except for radiolucent implants which should be used as follows:  in patients with primary or metastatic spinal tumours who would benefit from post-operative high dose high precision beam therapy upon appropriate and stringent patient selection;  Patient selection should be done via standardised assessment such as the neurological-oncological-mechanical systemic (NOMS) framework; and  The assessment should be carried out by a multidisciplinary team (MDT), which may be inclusive of, but not limited to, radiation oncologists, spine surgeons and interventional radiologists, among others.
Orthopaedics | Spine - Thoracolumbar (TL) and sacral surgery | TL and sacral fusion and fixation implant | TL pedicle screw - Shank, tulip | NuVasive Inc. | RELINE Screw, 5.0x65mm 2FC Polyaxial | 16215065 | Standalone | DE0500730 | As per HSA registered indication(s) except for radiolucent implants which should be used as follows:  in patients with primary or metastatic spinal tumours who would benefit from post-operative high dose high precision beam therapy upon appropriate and stringent patient selection;  Patient selection should be done via standardised assessment such as the neurological-oncological-mechanical systemic (NOMS) framework; and  The assessment should be carried out by a multidisciplinary team (MDT), which may be inclusive of, but not limited to, radiation oncologists, spine surgeons and interventional radiologists, among others.
Orthopaedics | Spine - Thoracolumbar (TL) and sacral surgery | TL and sacral fusion and fixation implant | TL pedicle screw - Shank, tulip | NuVasive Inc. | RELINE Screw, 5.0x70mm 2FC Polyaxial | 16215070 | Standalone | DE0500730 | As per HSA registered indication(s) except for radiolucent implants which should be used as follows:  in patients with primary or metastatic spinal tumours who would benefit from post-operative high dose high precision beam therapy upon appropriate and stringent patient selection;  Patient selection should be done via standardised assessment such as the neurological-oncological-mechanical systemic (NOMS) framework; and  The assessment should be carried out by a multidisciplinary team (MDT), which may be inclusive of, but not limited to, radiation oncologists, spine surgeons and interventional radiologists, among others.
Orthopaedics | Spine - Thoracolumbar (TL) and sacral surgery | TL and sacral fusion and fixation implant | TL pedicle screw - Shank, tulip | NuVasive Inc. | RELINE Screw, 5.0x75mm 2FC Polyaxial | 16215075 | Standalone | DE0500730 | As per HSA registered indication(s) except for radiolucent implants which should be used as follows:  in patients with primary or metastatic spinal tumours who would benefit from post-operative high dose high precision beam therapy upon appropriate and stringent patient selection;  Patient selection should be done via standardised assessment such as the neurological-oncological-mechanical systemic (NOMS) framework; and  The assessment should be carried out by a multidisciplinary team (MDT), which may be inclusive of, but not limited to, radiation oncologists, spine surgeons and interventional radiologists, among others.
Orthopaedics | Spine - Thoracolumbar (TL) and sacral surgery | TL and sacral fusion and fixation implant | TL pedicle screw - Shank, tulip | NuVasive Inc. | RELINE Screw, 5.0x80mm 2FC Polyaxial | 16215080 | Standalone | DE0500730 | As per HSA registered indication(s) except for radiolucent implants which should be used as follows:  in patients with primary or metastatic spinal tumours who would benefit from post-operative high dose high precision beam therapy upon appropriate and stringent patient selection;  Patient selection should be done via standardised assessment such as the neurological-oncological-mechanical systemic (NOMS) framework; and  The assessment should be carried out by a multidisciplinary team (MDT), which may be inclusive of, but not limited to, radiation oncologists, spine surgeons and interventional radiologists, among others.
Orthopaedics | Spine - Thoracolumbar (TL) and sacral surgery | TL and sacral fusion and fixation implant | TL pedicle screw - Shank, tulip | NuVasive Inc. | RELINE Screw, 5.0x85mm 2FC Polyaxial | 16215085 | Standalone | DE0500730 | As per HSA registered indication(s) except for radiolucent implants which should be used as follows:  in patients with primary or metastatic spinal tumours who would benefit from post-operative high dose high precision beam therapy upon appropriate and stringent patient selection;  Patient selection should be done via standardised assessment such as the neurological-oncological-mechanical systemic (NOMS) framework; and  The assessment should be carried out by a multidisciplinary team (MDT), which may be inclusive of, but not limited to, radiation oncologists, spine surgeons and interventional radiologists, among others.
Orthopaedics | Spine - Thoracolumbar (TL) and sacral surgery | TL and sacral fusion and fixation implant | TL pedicle screw - Shank, tulip | NuVasive Inc. | RELINE Screw, 5.0x90mm 2FC Polyaxial | 16215090 | Standalone | DE0500730 | As per HSA registered indication(s) except for radiolucent implants which should be used as follows:  in patients with primary or metastatic spinal tumours who would benefit from post-operative high dose high precision beam therapy upon appropriate and stringent patient selection;  Patient selection should be done via standardised assessment such as the neurological-oncological-mechanical systemic (NOMS) framework; and  The assessment should be carried out by a multidisciplinary team (MDT), which may be inclusive of, but not limited to, radiation oncologists, spine surgeons and interventional radiologists, among others.
Orthopaedics | Spine - Thoracolumbar (TL) and sacral surgery | TL and sacral fusion and fixation implant | TL pedicle screw - Shank, tulip | NuVasive Inc. | RELINE Screw, 5.0x95mm 2FC Polyaxial | 16215095 | Standalone | DE0500730 | As per HSA registered indication(s) except for radiolucent implants which should be used as follows:  in patients with primary or metastatic spinal tumours who would benefit from post-operative high dose high precision beam therapy upon appropriate and stringent patient selection;  Patient selection should be done via standardised assessment such as the neurological-oncological-mechanical systemic (NOMS) framework; and  The assessment should be carried out by a multidisciplinary team (MDT), which may be inclusive of, but not limited to, radiation oncologists, spine surgeons and interventional radiologists, among others.
Orthopaedics | Spine - Thoracolumbar (TL) and sacral surgery | TL and sacral fusion and fixation implant | TL pedicle screw - Shank, tulip | NuVasive Inc. | RELINE Screw, 5.5x100mm 2FC Polyaxial | 16215510 | Standalone | DE0500730 | As per HSA registered indication(s) except for radiolucent implants which should be used as follows:  in patients with primary or metastatic spinal tumours who would benefit from post-operative high dose high precision beam therapy upon appropriate and stringent patient selection;  Patient selection should be done via standardised assessment such as the neurological-oncological-mechanical systemic (NOMS) framework; and  The assessment should be carried out by a multidisciplinary team (MDT), which may be inclusive of, but not limited to, radiation oncologists, spine surgeons and interventional radiologists, among others.
Orthopaedics | Spine - Thoracolumbar (TL) and sacral surgery | TL and sacral fusion and fixation implant | TL pedicle screw - Shank, tulip | NuVasive Inc. | RELINE Screw, 5.5x30mm 2FC Polyaxial | 16215530 | Standalone | DE0500730 | As per HSA registered indication(s) except for radiolucent implants which should be used as follows:  in patients with primary or metastatic spinal tumours who would benefit from post-operative high dose high precision beam therapy upon appropriate and stringent patient selection;  Patient selection should be done via standardised assessment such as the neurological-oncological-mechanical systemic (NOMS) framework; and  The assessment should be carried out by a multidisciplinary team (MDT), which may be inclusive of, but not limited to, radiation oncologists, spine surgeons and interventional radiologists, among others.
Orthopaedics | Spine - Thoracolumbar (TL) and sacral surgery | TL and sacral fusion and fixation implant | TL pedicle screw - Shank, tulip | NuVasive Inc. | RELINE Screw, 5.5x30mm 2FS Polyaxial | 14215530 | Standalone | DE0500730 | As per HSA registered indication(s) except for radiolucent implants which should be used as follows:  in patients with primary or metastatic spinal tumours who would benefit from post-operative high dose high precision beam therapy upon appropriate and stringent patient selection;  Patient selection should be done via standardised assessment such as the neurological-oncological-mechanical systemic (NOMS) framework; and  The assessment should be carried out by a multidisciplinary team (MDT), which may be inclusive of, but not limited to, radiation oncologists, spine surgeons and interventional radiologists, among others.
Orthopaedics | Spine - Thoracolumbar (TL) and sacral surgery | TL and sacral fusion and fixation implant | TL pedicle screw - Shank, tulip | NuVasive Inc. | RELINE Screw, 5.5x35mm 2FC Polyaxial | 16215535 | Standalone | DE0500730 | As per HSA registered indication(s) except for radiolucent implants which should be used as follows:  in patients with primary or metastatic spinal tumours who would benefit from post-operative high dose high precision beam therapy upon appropriate and stringent patient selection;  Patient selection should be done via standardised assessment such as the neurological-oncological-mechanical systemic (NOMS) framework; and  The assessment should be carried out by a multidisciplinary team (MDT), which may be inclusive of, but not limited to, radiation oncologists, spine surgeons and interventional radiologists, among others.
Orthopaedics | Spine - Thoracolumbar (TL) and sacral surgery | TL and sacral fusion and fixation implant | TL pedicle screw - Shank, tulip | NuVasive Inc. | RELINE Screw, 5.5x35mm 2FS Polyaxial | 14215535 | Standalone | DE0500730 | As per HSA registered indication(s) except for radiolucent implants which should be used as follows:  in patients with primary or metastatic spinal tumours who would benefit from post-operative high dose high precision beam therapy upon appropriate and stringent patient selection;  Patient selection should be done via standardised assessment such as the neurological-oncological-mechanical systemic (NOMS) framework; and  The assessment should be carried out by a multidisciplinary team (MDT), which may be inclusive of, but not limited to, radiation oncologists, spine surgeons and interventional radiologists, among others.
Orthopaedics | Spine - Thoracolumbar (TL) and sacral surgery | TL and sacral fusion and fixation implant | TL pedicle screw - Shank, tulip | NuVasive Inc. | RELINE Screw, 5.5x40mm 2FC Polyaxial | 16215540 | Standalone | DE0500730 | As per HSA registered indication(s) except for radiolucent implants which should be used as follows:  in patients with primary or metastatic spinal tumours who would benefit from post-operative high dose high precision beam therapy upon appropriate and stringent patient selection;  Patient selection should be done via standardised assessment such as the neurological-oncological-mechanical systemic (NOMS) framework; and  The assessment should be carried out by a multidisciplinary team (MDT), which may be inclusive of, but not limited to, radiation oncologists, spine surgeons and interventional radiologists, among others.
Orthopaedics | Spine - Thoracolumbar (TL) and sacral surgery | TL and sacral fusion and fixation implant | TL pedicle screw - Shank, tulip | NuVasive Inc. | RELINE Screw, 5.5x40mm 2FS Polyaxial | 14215540 | Standalone | DE0500730 | As per HSA registered indication(s) except for radiolucent implants which should be used as follows:  in patients with primary or metastatic spinal tumours who would benefit from post-operative high dose high precision beam therapy upon appropriate and stringent patient selection;  Patient selection should be done via standardised assessment such as the neurological-oncological-mechanical systemic (NOMS) framework; and  The assessment should be carried out by a multidisciplinary team (MDT), which may be inclusive of, but not limited to, radiation oncologists, spine surgeons and interventional radiologists, among others.
Orthopaedics | Spine - Thoracolumbar (TL) and sacral surgery | TL and sacral fusion and fixation implant | TL pedicle screw - Shank, tulip | NuVasive Inc. | RELINE Screw, 5.5x45mm 2FC Polyaxial | 16215545 | Standalone | DE0500730 | As per HSA registered indication(s) except for radiolucent implants which should be used as follows:  in patients with primary or metastatic spinal tumours who would benefit from post-operative high dose high precision beam therapy upon appropriate and stringent patient selection;  Patient selection should be done via standardised assessment such as the neurological-oncological-mechanical systemic (NOMS) framework; and  The assessment should be carried out by a multidisciplinary team (MDT), which may be inclusive of, but not limited to, radiation oncologists, spine surgeons and interventional radiologists, among others.
Orthopaedics | Spine - Thoracolumbar (TL) and sacral surgery | TL and sacral fusion and fixation implant | TL pedicle screw - Shank, tulip | NuVasive Inc. | RELINE Screw, 5.5x45mm 2FS Polyaxial | 14215545 | Standalone | DE0500730 | As per HSA registered indication(s) except for radiolucent implants which should be used as follows:  in patients with primary or metastatic spinal tumours who would benefit from post-operative high dose high precision beam therapy upon appropriate and stringent patient selection;  Patient selection should be done via standardised assessment such as the neurological-oncological-mechanical systemic (NOMS) framework; and  The assessment should be carried out by a multidisciplinary team (MDT), which may be inclusive of, but not limited to, radiation oncologists, spine surgeons and interventional radiologists, among others.
Orthopaedics | Spine - Thoracolumbar (TL) and sacral surgery | TL and sacral fusion and fixation implant | TL pedicle screw - Shank, tulip | NuVasive Inc. | RELINE Screw, 5.5x50mm 2FC Polyaxial | 16215550 | Standalone | DE0500730 | As per HSA registered indication(s) except for radiolucent implants which should be used as follows:  in patients with primary or metastatic spinal tumours who would benefit from post-operative high dose high precision beam therapy upon appropriate and stringent patient selection;  Patient selection should be done via standardised assessment such as the neurological-oncological-mechanical systemic (NOMS) framework; and  The assessment should be carried out by a multidisciplinary team (MDT), which may be inclusive of, but not limited to, radiation oncologists, spine surgeons and interventional radiologists, among others.
Orthopaedics | Spine - Thoracolumbar (TL) and sacral surgery | TL and sacral fusion and fixation implant | TL pedicle screw - Shank, tulip | NuVasive Inc. | RELINE Screw, 5.5x50mm 2FS Polyaxial | 14215550 | Standalone | DE0500730 | As per HSA registered indication(s) except for radiolucent implants which should be used as follows:  in patients with primary or metastatic spinal tumours who would benefit from post-operative high dose high precision beam therapy upon appropriate and stringent patient selection;  Patient selection should be done via standardised assessment such as the neurological-oncological-mechanical systemic (NOMS) framework; and  The assessment should be carried out by a multidisciplinary team (MDT), which may be inclusive of, but not limited to, radiation oncologists, spine surgeons and interventional radiologists, among others.
Orthopaedics | Spine - Thoracolumbar (TL) and sacral surgery | TL and sacral fusion and fixation implant | TL pedicle screw - Shank, tulip | NuVasive Inc. | RELINE Screw, 5.5x55mm 2FC Polyaxial | 16215555 | Standalone | DE0500730 | As per HSA registered indication(s) except for radiolucent implants which should be used as follows:  in patients with primary or metastatic spinal tumours who would benefit from post-operative high dose high precision beam therapy upon appropriate and stringent patient selection;  Patient selection should be done via standardised assessment such as the neurological-oncological-mechanical systemic (NOMS) framework; and  The assessment should be carried out by a multidisciplinary team (MDT), which may be inclusive of, but not limited to, radiation oncologists, spine surgeons and interventional radiologists, among others.
Orthopaedics | Spine - Thoracolumbar (TL) and sacral surgery | TL and sacral fusion and fixation implant | TL pedicle screw - Shank, tulip | NuVasive Inc. | RELINE Screw, 5.5x55mm 2FS Polyaxial | 14215555 | Standalone | DE0500730 | As per HSA registered indication(s) except for radiolucent implants which should be used as follows:  in patients with primary or metastatic spinal tumours who would benefit from post-operative high dose high precision beam therapy upon appropriate and stringent patient selection;  Patient selection should be done via standardised assessment such as the neurological-oncological-mechanical systemic (NOMS) framework; and  The assessment should be carried out by a multidisciplinary team (MDT), which may be inclusive of, but not limited to, radiation oncologists, spine surgeons and interventional radiologists, among others.
Orthopaedics | Spine - Thoracolumbar (TL) and sacral surgery | TL and sacral fusion and fixation implant | TL pedicle screw - Shank, tulip | NuVasive Inc. | RELINE Screw, 5.5x60mm 2FC Polyaxial | 16215560 | Standalone | DE0500730 | As per HSA registered indication(s) except for radiolucent implants which should be used as follows:  in patients with primary or metastatic spinal tumours who would benefit from post-operative high dose high precision beam therapy upon appropriate and stringent patient selection;  Patient selection should be done via standardised assessment such as the neurological-oncological-mechanical systemic (NOMS) framework; and  The assessment should be carried out by a multidisciplinary team (MDT), which may be inclusive of, but not limited to, radiation oncologists, spine surgeons and interventional radiologists, among others.
Orthopaedics | Spine - Thoracolumbar (TL) and sacral surgery | TL and sacral fusion and fixation implant | TL pedicle screw - Shank, tulip | NuVasive Inc. | RELINE Screw, 5.5x60mm 2FS Polyaxial | 14215560 | Standalone | DE0500730 | As per HSA registered indication(s) except for radiolucent implants which should be used as follows:  in patients with primary or metastatic spinal tumours who would benefit from post-operative high dose high precision beam therapy upon appropriate and stringent patient selection;  Patient selection should be done via standardised assessment such as the neurological-oncological-mechanical systemic (NOMS) framework; and  The assessment should be carried out by a multidisciplinary team (MDT), which may be inclusive of, but not limited to, radiation oncologists, spine surgeons and interventional radiologists, among others.
Orthopaedics | Spine - Thoracolumbar (TL) and sacral surgery | TL and sacral fusion and fixation implant | TL pedicle screw - Shank, tulip | NuVasive Inc. | RELINE Screw, 5.5x65mm 2FC Polyaxial | 16215565 | Standalone | DE0500730 | As per HSA registered indication(s) except for radiolucent implants which should be used as follows:  in patients with primary or metastatic spinal tumours who would benefit from post-operative high dose high precision beam therapy upon appropriate and stringent patient selection;  Patient selection should be done via standardised assessment such as the neurological-oncological-mechanical systemic (NOMS) framework; and  The assessment should be carried out by a multidisciplinary team (MDT), which may be inclusive of, but not limited to, radiation oncologists, spine surgeons and interventional radiologists, among others.
Orthopaedics | Spine - Thoracolumbar (TL) and sacral surgery | TL and sacral fusion and fixation implant | TL pedicle screw - Shank, tulip | NuVasive Inc. | RELINE Screw, 5.5x70mm 2FC Polyaxial | 16215570 | Standalone | DE0500730 | As per HSA registered indication(s) except for radiolucent implants which should be used as follows:  in patients with primary or metastatic spinal tumours who would benefit from post-operative high dose high precision beam therapy upon appropriate and stringent patient selection;  Patient selection should be done via standardised assessment such as the neurological-oncological-mechanical systemic (NOMS) framework; and  The assessment should be carried out by a multidisciplinary team (MDT), which may be inclusive of, but not limited to, radiation oncologists, spine surgeons and interventional radiologists, among others.
Orthopaedics | Spine - Thoracolumbar (TL) and sacral surgery | TL and sacral fusion and fixation implant | TL pedicle screw - Shank, tulip | NuVasive Inc. | RELINE Screw, 5.5x75mm 2FC Polyaxial | 16215575 | Standalone | DE0500730 | As per HSA registered indication(s) except for radiolucent implants which should be used as follows:  in patients with primary or metastatic spinal tumours who would benefit from post-operative high dose high precision beam therapy upon appropriate and stringent patient selection;  Patient selection should be done via standardised assessment such as the neurological-oncological-mechanical systemic (NOMS) framework; and  The assessment should be carried out by a multidisciplinary team (MDT), which may be inclusive of, but not limited to, radiation oncologists, spine surgeons and interventional radiologists, among others.
Orthopaedics | Spine - Thoracolumbar (TL) and sacral surgery | TL and sacral fusion and fixation implant | TL pedicle screw - Shank, tulip | NuVasive Inc. | RELINE Screw, 5.5x80mm 2FC Polyaxial | 16215580 | Standalone | DE0500730 | As per HSA registered indication(s) except for radiolucent implants which should be used as follows:  in patients with primary or metastatic spinal tumours who would benefit from post-operative high dose high precision beam therapy upon appropriate and stringent patient selection;  Patient selection should be done via standardised assessment such as the neurological-oncological-mechanical systemic (NOMS) framework; and  The assessment should be carried out by a multidisciplinary team (MDT), which may be inclusive of, but not limited to, radiation oncologists, spine surgeons and interventional radiologists, among others.
Orthopaedics | Spine - Thoracolumbar (TL) and sacral surgery | TL and sacral fusion and fixation implant | TL pedicle screw - Shank, tulip | NuVasive Inc. | RELINE Screw, 5.5x85mm 2FC Polyaxial | 16215585 | Standalone | DE0500730 | As per HSA registered indication(s) except for radiolucent implants which should be used as follows:  in patients with primary or metastatic spinal tumours who would benefit from post-operative high dose high precision beam therapy upon appropriate and stringent patient selection;  Patient selection should be done via standardised assessment such as the neurological-oncological-mechanical systemic (NOMS) framework; and  The assessment should be carried out by a multidisciplinary team (MDT), which may be inclusive of, but not limited to, radiation oncologists, spine surgeons and interventional radiologists, among others.
Orthopaedics | Spine - Thoracolumbar (TL) and sacral surgery | TL and sacral fusion and fixation implant | TL pedicle screw - Shank, tulip | NuVasive Inc. | RELINE Screw, 5.5x90mm 2FC Polyaxial | 16215590 | Standalone | DE0500730 | As per HSA registered indication(s) except for radiolucent implants which should be used as follows:  in patients with primary or metastatic spinal tumours who would benefit from post-operative high dose high precision beam therapy upon appropriate and stringent patient selection;  Patient selection should be done via standardised assessment such as the neurological-oncological-mechanical systemic (NOMS) framework; and  The assessment should be carried out by a multidisciplinary team (MDT), which may be inclusive of, but not limited to, radiation oncologists, spine surgeons and interventional radiologists, among others.
Orthopaedics | Spine - Thoracolumbar (TL) and sacral surgery | TL and sacral fusion and fixation implant | TL pedicle screw - Shank, tulip | NuVasive Inc. | RELINE Screw, 5.5x95mm 2FC Polyaxial | 16215595 | Standalone | DE0500730 | As per HSA registered indication(s) except for radiolucent implants which should be used as follows:  in patients with primary or metastatic spinal tumours who would benefit from post-operative high dose high precision beam therapy upon appropriate and stringent patient selection;  Patient selection should be done via standardised assessment such as the neurological-oncological-mechanical systemic (NOMS) framework; and  The assessment should be carried out by a multidisciplinary team (MDT), which may be inclusive of, but not limited to, radiation oncologists, spine surgeons and interventional radiologists, among others.
Orthopaedics | Spine - Thoracolumbar (TL) and sacral surgery | TL and sacral fusion and fixation implant | TL pedicle screw - Shank, tulip | NuVasive Inc. | RELINE Screw, 6.0x100mm 2FC Polyaxial | 16216010 | Standalone | DE0500730 | As per HSA registered indication(s) except for radiolucent implants which should be used as follows:  in patients with primary or metastatic spinal tumours who would benefit from post-operative high dose high precision beam therapy upon appropriate and stringent patient selection;  Patient selection should be done via standardised assessment such as the neurological-oncological-mechanical systemic (NOMS) framework; and  The assessment should be carried out by a multidisciplinary team (MDT), which may be inclusive of, but not limited to, radiation oncologists, spine surgeons and interventional radiologists, among others.
Orthopaedics | Spine - Thoracolumbar (TL) and sacral surgery | TL and sacral fusion and fixation implant | TL pedicle screw - Shank, tulip | NuVasive Inc. | RELINE Screw, 6.0x30mm 2FC Polyaxial | 16216030 | Standalone | DE0500730 | As per HSA registered indication(s) except for radiolucent implants which should be used as follows:  in patients with primary or metastatic spinal tumours who would benefit from post-operative high dose high precision beam therapy upon appropriate and stringent patient selection;  Patient selection should be done via standardised assessment such as the neurological-oncological-mechanical systemic (NOMS) framework; and  The assessment should be carried out by a multidisciplinary team (MDT), which may be inclusive of, but not limited to, radiation oncologists, spine surgeons and interventional radiologists, among others.
Orthopaedics | Spine - Thoracolumbar (TL) and sacral surgery | TL and sacral fusion and fixation implant | TL pedicle screw - Shank, tulip | NuVasive Inc. | RELINE Screw, 6.0x30mm 2FS Polyaxial | 14216030 | Standalone | DE0500730 | As per HSA registered indication(s) except for radiolucent implants which should be used as follows:  in patients with primary or metastatic spinal tumours who would benefit from post-operative high dose high precision beam therapy upon appropriate and stringent patient selection;  Patient selection should be done via standardised assessment such as the neurological-oncological-mechanical systemic (NOMS) framework; and  The assessment should be carried out by a multidisciplinary team (MDT), which may be inclusive of, but not limited to, radiation oncologists, spine surgeons and interventional radiologists, among others.
Orthopaedics | Spine - Thoracolumbar (TL) and sacral surgery | TL and sacral fusion and fixation implant | TL pedicle screw - Shank, tulip | NuVasive Inc. | RELINE Screw, 6.0x35mm 2FC Polyaxial | 16216035 | Standalone | DE0500730 | As per HSA registered indication(s) except for radiolucent implants which should be used as follows:  in patients with primary or metastatic spinal tumours who would benefit from post-operative high dose high precision beam therapy upon appropriate and stringent patient selection;  Patient selection should be done via standardised assessment such as the neurological-oncological-mechanical systemic (NOMS) framework; and  The assessment should be carried out by a multidisciplinary team (MDT), which may be inclusive of, but not limited to, radiation oncologists, spine surgeons and interventional radiologists, among others.
Orthopaedics | Spine - Thoracolumbar (TL) and sacral surgery | TL and sacral fusion and fixation implant | TL pedicle screw - Shank, tulip | NuVasive Inc. | RELINE Screw, 6.0x35mm 2FS Polyaxial | 14216035 | Standalone | DE0500730 | As per HSA registered indication(s) except for radiolucent implants which should be used as follows:  in patients with primary or metastatic spinal tumours who would benefit from post-operative high dose high precision beam therapy upon appropriate and stringent patient selection;  Patient selection should be done via standardised assessment such as the neurological-oncological-mechanical systemic (NOMS) framework; and  The assessment should be carried out by a multidisciplinary team (MDT), which may be inclusive of, but not limited to, radiation oncologists, spine surgeons and interventional radiologists, among others.
Orthopaedics | Spine - Thoracolumbar (TL) and sacral surgery | TL and sacral fusion and fixation implant | TL pedicle screw - Shank, tulip | NuVasive Inc. | RELINE Screw, 6.0x40mm 2FC Polyaxial | 16216040 | Standalone | DE0500730 | As per HSA registered indication(s) except for radiolucent implants which should be used as follows:  in patients with primary or metastatic spinal tumours who would benefit from post-operative high dose high precision beam therapy upon appropriate and stringent patient selection;  Patient selection should be done via standardised assessment such as the neurological-oncological-mechanical systemic (NOMS) framework; and  The assessment should be carried out by a multidisciplinary team (MDT), which may be inclusive of, but not limited to, radiation oncologists, spine surgeons and interventional radiologists, among others.
Orthopaedics | Spine - Thoracolumbar (TL) and sacral surgery | TL and sacral fusion and fixation implant | TL pedicle screw - Shank, tulip | NuVasive Inc. | RELINE Screw, 6.0x40mm 2FS Polyaxial | 14216040 | Standalone | DE0500730 | As per HSA registered indication(s) except for radiolucent implants which should be used as follows:  in patients with primary or metastatic spinal tumours who would benefit from post-operative high dose high precision beam therapy upon appropriate and stringent patient selection;  Patient selection should be done via standardised assessment such as the neurological-oncological-mechanical systemic (NOMS) framework; and  The assessment should be carried out by a multidisciplinary team (MDT), which may be inclusive of, but not limited to, radiation oncologists, spine surgeons and interventional radiologists, among others.
Orthopaedics | Spine - Thoracolumbar (TL) and sacral surgery | TL and sacral fusion and fixation implant | TL pedicle screw - Shank, tulip | NuVasive Inc. | RELINE Screw, 6.0x45mm 2FC Polyaxial | 16216045 | Standalone | DE0500730 | As per HSA registered indication(s) except for radiolucent implants which should be used as follows:  in patients with primary or metastatic spinal tumours who would benefit from post-operative high dose high precision beam therapy upon appropriate and stringent patient selection;  Patient selection should be done via standardised assessment such as the neurological-oncological-mechanical systemic (NOMS) framework; and  The assessment should be carried out by a multidisciplinary team (MDT), which may be inclusive of, but not limited to, radiation oncologists, spine surgeons and interventional radiologists, among others.
Orthopaedics | Spine - Thoracolumbar (TL) and sacral surgery | TL and sacral fusion and fixation implant | TL pedicle screw - Shank, tulip | NuVasive Inc. | RELINE Screw, 6.0x45mm 2FS Polyaxial | 14216045 | Standalone | DE0500730 | As per HSA registered indication(s) except for radiolucent implants which should be used as follows:  in patients with primary or metastatic spinal tumours who would benefit from post-operative high dose high precision beam therapy upon appropriate and stringent patient selection;  Patient selection should be done via standardised assessment such as the neurological-oncological-mechanical systemic (NOMS) framework; and  The assessment should be carried out by a multidisciplinary team (MDT), which may be inclusive of, but not limited to, radiation oncologists, spine surgeons and interventional radiologists, among others.
Orthopaedics | Spine - Thoracolumbar (TL) and sacral surgery | TL and sacral fusion and fixation implant | TL pedicle screw - Shank, tulip | NuVasive Inc. | RELINE Screw, 6.0x50mm 2FC Polyaxial | 16216050 | Standalone | DE0500730 | As per HSA registered indication(s) except for radiolucent implants which should be used as follows:  in patients with primary or metastatic spinal tumours who would benefit from post-operative high dose high precision beam therapy upon appropriate and stringent patient selection;  Patient selection should be done via standardised assessment such as the neurological-oncological-mechanical systemic (NOMS) framework; and  The assessment should be carried out by a multidisciplinary team (MDT), which may be inclusive of, but not limited to, radiation oncologists, spine surgeons and interventional radiologists, among others.
Orthopaedics | Spine - Thoracolumbar (TL) and sacral surgery | TL and sacral fusion and fixation implant | TL pedicle screw - Shank, tulip | NuVasive Inc. | RELINE Screw, 6.0x50mm 2FS Polyaxial | 14216050 | Standalone | DE0500730 | As per HSA registered indication(s) except for radiolucent implants which should be used as follows:  in patients with primary or metastatic spinal tumours who would benefit from post-operative high dose high precision beam therapy upon appropriate and stringent patient selection;  Patient selection should be done via standardised assessment such as the neurological-oncological-mechanical systemic (NOMS) framework; and  The assessment should be carried out by a multidisciplinary team (MDT), which may be inclusive of, but not limited to, radiation oncologists, spine surgeons and interventional radiologists, among others.
Orthopaedics | Spine - Thoracolumbar (TL) and sacral surgery | TL and sacral fusion and fixation implant | TL pedicle screw - Shank, tulip | NuVasive Inc. | RELINE Screw, 6.0x55mm 2FC Polyaxial | 16216055 | Standalone | DE0500730 | As per HSA registered indication(s) except for radiolucent implants which should be used as follows:  in patients with primary or metastatic spinal tumours who would benefit from post-operative high dose high precision beam therapy upon appropriate and stringent patient selection;  Patient selection should be done via standardised assessment such as the neurological-oncological-mechanical systemic (NOMS) framework; and  The assessment should be carried out by a multidisciplinary team (MDT), which may be inclusive of, but not limited to, radiation oncologists, spine surgeons and interventional radiologists, among others.
Orthopaedics | Spine - Thoracolumbar (TL) and sacral surgery | TL and sacral fusion and fixation implant | TL pedicle screw - Shank, tulip | NuVasive Inc. | RELINE Screw, 6.0x55mm 2FS Polyaxial | 14216055 | Standalone | DE0500730 | As per HSA registered indication(s) except for radiolucent implants which should be used as follows:  in patients with primary or metastatic spinal tumours who would benefit from post-operative high dose high precision beam therapy upon appropriate and stringent patient selection;  Patient selection should be done via standardised assessment such as the neurological-oncological-mechanical systemic (NOMS) framework; and  The assessment should be carried out by a multidisciplinary team (MDT), which may be inclusive of, but not limited to, radiation oncologists, spine surgeons and interventional radiologists, among others.
Orthopaedics | Spine - Thoracolumbar (TL) and sacral surgery | TL and sacral fusion and fixation implant | TL pedicle screw - Shank, tulip | NuVasive Inc. | RELINE Screw, 6.0x60mm 2FC Polyaxial | 16216060 | Standalone | DE0500730 | As per HSA registered indication(s) except for radiolucent implants which should be used as follows:  in patients with primary or metastatic spinal tumours who would benefit from post-operative high dose high precision beam therapy upon appropriate and stringent patient selection;  Patient selection should be done via standardised assessment such as the neurological-oncological-mechanical systemic (NOMS) framework; and  The assessment should be carried out by a multidisciplinary team (MDT), which may be inclusive of, but not limited to, radiation oncologists, spine surgeons and interventional radiologists, among others.
Orthopaedics | Spine - Thoracolumbar (TL) and sacral surgery | TL and sacral fusion and fixation implant | TL pedicle screw - Shank, tulip | NuVasive Inc. | RELINE Screw, 6.0x60mm 2FS Polyaxial | 14216060 | Standalone | DE0500730 | As per HSA registered indication(s) except for radiolucent implants which should be used as follows:  in patients with primary or metastatic spinal tumours who would benefit from post-operative high dose high precision beam therapy upon appropriate and stringent patient selection;  Patient selection should be done via standardised assessment such as the neurological-oncological-mechanical systemic (NOMS) framework; and  The assessment should be carried out by a multidisciplinary team (MDT), which may be inclusive of, but not limited to, radiation oncologists, spine surgeons and interventional radiologists, among others.
Orthopaedics | Spine - Thoracolumbar (TL) and sacral surgery | TL and sacral fusion and fixation implant | TL pedicle screw - Shank, tulip | NuVasive Inc. | RELINE Screw, 6.0x65mm 2FC Polyaxial | 16216065 | Standalone | DE0500730 | As per HSA registered indication(s) except for radiolucent implants which should be used as follows:  in patients with primary or metastatic spinal tumours who would benefit from post-operative high dose high precision beam therapy upon appropriate and stringent patient selection;  Patient selection should be done via standardised assessment such as the neurological-oncological-mechanical systemic (NOMS) framework; and  The assessment should be carried out by a multidisciplinary team (MDT), which may be inclusive of, but not limited to, radiation oncologists, spine surgeons and interventional radiologists, among others.
Orthopaedics | Spine - Thoracolumbar (TL) and sacral surgery | TL and sacral fusion and fixation implant | TL pedicle screw - Shank, tulip | NuVasive Inc. | RELINE Screw, 6.0x70mm 2FC Polyaxial | 16216070 | Standalone | DE0500730 | As per HSA registered indication(s) except for radiolucent implants which should be used as follows:  in patients with primary or metastatic spinal tumours who would benefit from post-operative high dose high precision beam therapy upon appropriate and stringent patient selection;  Patient selection should be done via standardised assessment such as the neurological-oncological-mechanical systemic (NOMS) framework; and  The assessment should be carried out by a multidisciplinary team (MDT), which may be inclusive of, but not limited to, radiation oncologists, spine surgeons and interventional radiologists, among others.
Orthopaedics | Spine - Thoracolumbar (TL) and sacral surgery | TL and sacral fusion and fixation implant | TL pedicle screw - Shank, tulip | NuVasive Inc. | RELINE Screw, 6.0x75mm 2FC Polyaxial | 16216075 | Standalone | DE0500730 | As per HSA registered indication(s) except for radiolucent implants which should be used as follows:  in patients with primary or metastatic spinal tumours who would benefit from post-operative high dose high precision beam therapy upon appropriate and stringent patient selection;  Patient selection should be done via standardised assessment such as the neurological-oncological-mechanical systemic (NOMS) framework; and  The assessment should be carried out by a multidisciplinary team (MDT), which may be inclusive of, but not limited to, radiation oncologists, spine surgeons and interventional radiologists, among others.
Orthopaedics | Spine - Thoracolumbar (TL) and sacral surgery | TL and sacral fusion and fixation implant | TL pedicle screw - Shank, tulip | NuVasive Inc. | RELINE Screw, 6.0x80mm 2FC Polyaxial | 16216080 | Standalone | DE0500730 | As per HSA registered indication(s) except for radiolucent implants which should be used as follows:  in patients with primary or metastatic spinal tumours who would benefit from post-operative high dose high precision beam therapy upon appropriate and stringent patient selection;  Patient selection should be done via standardised assessment such as the neurological-oncological-mechanical systemic (NOMS) framework; and  The assessment should be carried out by a multidisciplinary team (MDT), which may be inclusive of, but not limited to, radiation oncologists, spine surgeons and interventional radiologists, among others.
Orthopaedics | Spine - Thoracolumbar (TL) and sacral surgery | TL and sacral fusion and fixation implant | TL pedicle screw - Shank, tulip | NuVasive Inc. | RELINE Screw, 6.0x85mm 2FC Polyaxial | 16216085 | Standalone | DE0500730 | As per HSA registered indication(s) except for radiolucent implants which should be used as follows:  in patients with primary or metastatic spinal tumours who would benefit from post-operative high dose high precision beam therapy upon appropriate and stringent patient selection;  Patient selection should be done via standardised assessment such as the neurological-oncological-mechanical systemic (NOMS) framework; and  The assessment should be carried out by a multidisciplinary team (MDT), which may be inclusive of, but not limited to, radiation oncologists, spine surgeons and interventional radiologists, among others.
Orthopaedics | Spine - Thoracolumbar (TL) and sacral surgery | TL and sacral fusion and fixation implant | TL pedicle screw - Shank, tulip | NuVasive Inc. | RELINE Screw, 6.0x90mm 2FC Polyaxial | 16216090 | Standalone | DE0500730 | As per HSA registered indication(s) except for radiolucent implants which should be used as follows:  in patients with primary or metastatic spinal tumours who would benefit from post-operative high dose high precision beam therapy upon appropriate and stringent patient selection;  Patient selection should be done via standardised assessment such as the neurological-oncological-mechanical systemic (NOMS) framework; and  The assessment should be carried out by a multidisciplinary team (MDT), which may be inclusive of, but not limited to, radiation oncologists, spine surgeons and interventional radiologists, among others.
Orthopaedics | Spine - Thoracolumbar (TL) and sacral surgery | TL and sacral fusion and fixation implant | TL pedicle screw - Shank, tulip | NuVasive Inc. | RELINE Screw, 6.0x95mm 2FC Polyaxial | 16216095 | Standalone | DE0500730 | As per HSA registered indication(s) except for radiolucent implants which should be used as follows:  in patients with primary or metastatic spinal tumours who would benefit from post-operative high dose high precision beam therapy upon appropriate and stringent patient selection;  Patient selection should be done via standardised assessment such as the neurological-oncological-mechanical systemic (NOMS) framework; and  The assessment should be carried out by a multidisciplinary team (MDT), which may be inclusive of, but not limited to, radiation oncologists, spine surgeons and interventional radiologists, among others.
Orthopaedics | Spine - Thoracolumbar (TL) and sacral surgery | TL and sacral fusion and fixation implant | TL pedicle screw - Shank, tulip | NuVasive Inc. | RELINE Screw, 6.5x100mm 2FC Polyaxial | 16216510 | Standalone | DE0500730 | As per HSA registered indication(s) except for radiolucent implants which should be used as follows:  in patients with primary or metastatic spinal tumours who would benefit from post-operative high dose high precision beam therapy upon appropriate and stringent patient selection;  Patient selection should be done via standardised assessment such as the neurological-oncological-mechanical systemic (NOMS) framework; and  The assessment should be carried out by a multidisciplinary team (MDT), which may be inclusive of, but not limited to, radiation oncologists, spine surgeons and interventional radiologists, among others.
Orthopaedics | Spine - Thoracolumbar (TL) and sacral surgery | TL and sacral fusion and fixation implant | TL pedicle screw - Shank, tulip | NuVasive Inc. | RELINE Screw, 6.5x30mm 2FC Polyaxial | 16216530 | Standalone | DE0500730 | As per HSA registered indication(s) except for radiolucent implants which should be used as follows:  in patients with primary or metastatic spinal tumours who would benefit from post-operative high dose high precision beam therapy upon appropriate and stringent patient selection;  Patient selection should be done via standardised assessment such as the neurological-oncological-mechanical systemic (NOMS) framework; and  The assessment should be carried out by a multidisciplinary team (MDT), which may be inclusive of, but not limited to, radiation oncologists, spine surgeons and interventional radiologists, among others.
Orthopaedics | Spine - Thoracolumbar (TL) and sacral surgery | TL and sacral fusion and fixation implant | TL pedicle screw - Shank, tulip | NuVasive Inc. | RELINE Screw, 6.5x30mm 2FS Polyaxial | 14216530 | Standalone | DE0500730 | As per HSA registered indication(s) except for radiolucent implants which should be used as follows:  in patients with primary or metastatic spinal tumours who would benefit from post-operative high dose high precision beam therapy upon appropriate and stringent patient selection;  Patient selection should be done via standardised assessment such as the neurological-oncological-mechanical systemic (NOMS) framework; and  The assessment should be carried out by a multidisciplinary team (MDT), which may be inclusive of, but not limited to, radiation oncologists, spine surgeons and interventional radiologists, among others.
Orthopaedics | Spine - Thoracolumbar (TL) and sacral surgery | TL and sacral fusion and fixation implant | TL pedicle screw - Shank, tulip | NuVasive Inc. | RELINE Screw, 6.5x35mm 2FC Polyaxial | 16216535 | Standalone | DE0500730 | As per HSA registered indication(s) except for radiolucent implants which should be used as follows:  in patients with primary or metastatic spinal tumours who would benefit from post-operative high dose high precision beam therapy upon appropriate and stringent patient selection;  Patient selection should be done via standardised assessment such as the neurological-oncological-mechanical systemic (NOMS) framework; and  The assessment should be carried out by a multidisciplinary team (MDT), which may be inclusive of, but not limited to, radiation oncologists, spine surgeons and interventional radiologists, among others.
Orthopaedics | Spine - Thoracolumbar (TL) and sacral surgery | TL and sacral fusion and fixation implant | TL pedicle screw - Shank, tulip | NuVasive Inc. | RELINE Screw, 6.5x35mm 2FS Polyaxial | 14216535 | Standalone | DE0500730 | As per HSA registered indication(s) except for radiolucent implants which should be used as follows:  in patients with primary or metastatic spinal tumours who would benefit from post-operative high dose high precision beam therapy upon appropriate and stringent patient selection;  Patient selection should be done via standardised assessment such as the neurological-oncological-mechanical systemic (NOMS) framework; and  The assessment should be carried out by a multidisciplinary team (MDT), which may be inclusive of, but not limited to, radiation oncologists, spine surgeons and interventional radiologists, among others.
Orthopaedics | Spine - Thoracolumbar (TL) and sacral surgery | TL and sacral fusion and fixation implant | TL pedicle screw - Shank, tulip | NuVasive Inc. | RELINE Screw, 6.5x40mm 2FC Polyaxial | 16216540 | Standalone | DE0500730 | As per HSA registered indication(s) except for radiolucent implants which should be used as follows:  in patients with primary or metastatic spinal tumours who would benefit from post-operative high dose high precision beam therapy upon appropriate and stringent patient selection;  Patient selection should be done via standardised assessment such as the neurological-oncological-mechanical systemic (NOMS) framework; and  The assessment should be carried out by a multidisciplinary team (MDT), which may be inclusive of, but not limited to, radiation oncologists, spine surgeons and interventional radiologists, among others.
Orthopaedics | Spine - Thoracolumbar (TL) and sacral surgery | TL and sacral fusion and fixation implant | TL pedicle screw - Shank, tulip | NuVasive Inc. | RELINE Screw, 6.5x40mm 2FS Polyaxial | 14216540 | Standalone | DE0500730 | As per HSA registered indication(s) except for radiolucent implants which should be used as follows:  in patients with primary or metastatic spinal tumours who would benefit from post-operative high dose high precision beam therapy upon appropriate and stringent patient selection;  Patient selection should be done via standardised assessment such as the neurological-oncological-mechanical systemic (NOMS) framework; and  The assessment should be carried out by a multidisciplinary team (MDT), which may be inclusive of, but not limited to, radiation oncologists, spine surgeons and interventional radiologists, among others.
Orthopaedics | Spine - Thoracolumbar (TL) and sacral surgery | TL and sacral fusion and fixation implant | TL pedicle screw - Shank, tulip | NuVasive Inc. | RELINE Screw, 6.5x45mm 2FC Polyaxial | 16216545 | Standalone | DE0500730 | As per HSA registered indication(s) except for radiolucent implants which should be used as follows:  in patients with primary or metastatic spinal tumours who would benefit from post-operative high dose high precision beam therapy upon appropriate and stringent patient selection;  Patient selection should be done via standardised assessment such as the neurological-oncological-mechanical systemic (NOMS) framework; and  The assessment should be carried out by a multidisciplinary team (MDT), which may be inclusive of, but not limited to, radiation oncologists, spine surgeons and interventional radiologists, among others.
Orthopaedics | Spine - Thoracolumbar (TL) and sacral surgery | TL and sacral fusion and fixation implant | TL pedicle screw - Shank, tulip | NuVasive Inc. | RELINE Screw, 6.5x45mm 2FS Polyaxial | 14216545 | Standalone | DE0500730 | As per HSA registered indication(s) except for radiolucent implants which should be used as follows:  in patients with primary or metastatic spinal tumours who would benefit from post-operative high dose high precision beam therapy upon appropriate and stringent patient selection;  Patient selection should be done via standardised assessment such as the neurological-oncological-mechanical systemic (NOMS) framework; and  The assessment should be carried out by a multidisciplinary team (MDT), which may be inclusive of, but not limited to, radiation oncologists, spine surgeons and interventional radiologists, among others.
Orthopaedics | Spine - Thoracolumbar (TL) and sacral surgery | TL and sacral fusion and fixation implant | TL pedicle screw - Shank, tulip | NuVasive Inc. | RELINE Screw, 6.5x50mm 2FC Polyaxial | 16216550 | Standalone | DE0500730 | As per HSA registered indication(s) except for radiolucent implants which should be used as follows:  in patients with primary or metastatic spinal tumours who would benefit from post-operative high dose high precision beam therapy upon appropriate and stringent patient selection;  Patient selection should be done via standardised assessment such as the neurological-oncological-mechanical systemic (NOMS) framework; and  The assessment should be carried out by a multidisciplinary team (MDT), which may be inclusive of, but not limited to, radiation oncologists, spine surgeons and interventional radiologists, among others.
Orthopaedics | Spine - Thoracolumbar (TL) and sacral surgery | TL and sacral fusion and fixation implant | TL pedicle screw - Shank, tulip | NuVasive Inc. | RELINE Screw, 6.5x50mm 2FS Polyaxial | 14216550 | Standalone | DE0500730 | As per HSA registered indication(s) except for radiolucent implants which should be used as follows:  in patients with primary or metastatic spinal tumours who would benefit from post-operative high dose high precision beam therapy upon appropriate and stringent patient selection;  Patient selection should be done via standardised assessment such as the neurological-oncological-mechanical systemic (NOMS) framework; and  The assessment should be carried out by a multidisciplinary team (MDT), which may be inclusive of, but not limited to, radiation oncologists, spine surgeons and interventional radiologists, among others.
Orthopaedics | Spine - Thoracolumbar (TL) and sacral surgery | TL and sacral fusion and fixation implant | TL pedicle screw - Shank, tulip | NuVasive Inc. | RELINE Screw, 6.5x55mm 2FC Polyaxial | 16216555 | Standalone | DE0500730 | As per HSA registered indication(s) except for radiolucent implants which should be used as follows:  in patients with primary or metastatic spinal tumours who would benefit from post-operative high dose high precision beam therapy upon appropriate and stringent patient selection;  Patient selection should be done via standardised assessment such as the neurological-oncological-mechanical systemic (NOMS) framework; and  The assessment should be carried out by a multidisciplinary team (MDT), which may be inclusive of, but not limited to, radiation oncologists, spine surgeons and interventional radiologists, among others.
Orthopaedics | Spine - Thoracolumbar (TL) and sacral surgery | TL and sacral fusion and fixation implant | TL pedicle screw - Shank, tulip | NuVasive Inc. | RELINE Screw, 6.5x55mm 2FS Polyaxial | 14216555 | Standalone | DE0500730 | As per HSA registered indication(s) except for radiolucent implants which should be used as follows:  in patients with primary or metastatic spinal tumours who would benefit from post-operative high dose high precision beam therapy upon appropriate and stringent patient selection;  Patient selection should be done via standardised assessment such as the neurological-oncological-mechanical systemic (NOMS) framework; and  The assessment should be carried out by a multidisciplinary team (MDT), which may be inclusive of, but not limited to, radiation oncologists, spine surgeons and interventional radiologists, among others.
Orthopaedics | Spine - Thoracolumbar (TL) and sacral surgery | TL and sacral fusion and fixation implant | TL pedicle screw - Shank, tulip | NuVasive Inc. | RELINE Screw, 6.5x60mm 2FC Polyaxial | 16216560 | Standalone | DE0500730 | As per HSA registered indication(s) except for radiolucent implants which should be used as follows:  in patients with primary or metastatic spinal tumours who would benefit from post-operative high dose high precision beam therapy upon appropriate and stringent patient selection;  Patient selection should be done via standardised assessment such as the neurological-oncological-mechanical systemic (NOMS) framework; and  The assessment should be carried out by a multidisciplinary team (MDT), which may be inclusive of, but not limited to, radiation oncologists, spine surgeons and interventional radiologists, among others.
Orthopaedics | Spine - Thoracolumbar (TL) and sacral surgery | TL and sacral fusion and fixation implant | TL pedicle screw - Shank, tulip | NuVasive Inc. | RELINE Screw, 6.5x60mm 2FS Polyaxial | 14216560 | Standalone | DE0500730 | As per HSA registered indication(s) except for radiolucent implants which should be used as follows:  in patients with primary or metastatic spinal tumours who would benefit from post-operative high dose high precision beam therapy upon appropriate and stringent patient selection;  Patient selection should be done via standardised assessment such as the neurological-oncological-mechanical systemic (NOMS) framework; and  The assessment should be carried out by a multidisciplinary team (MDT), which may be inclusive of, but not limited to, radiation oncologists, spine surgeons and interventional radiologists, among others.
Orthopaedics | Spine - Thoracolumbar (TL) and sacral surgery | TL and sacral fusion and fixation implant | TL pedicle screw - Shank, tulip | NuVasive Inc. | RELINE Screw, 6.5x65mm 2FC Polyaxial | 16216565 | Standalone | DE0500730 | As per HSA registered indication(s) except for radiolucent implants which should be used as follows:  in patients with primary or metastatic spinal tumours who would benefit from post-operative high dose high precision beam therapy upon appropriate and stringent patient selection;  Patient selection should be done via standardised assessment such as the neurological-oncological-mechanical systemic (NOMS) framework; and  The assessment should be carried out by a multidisciplinary team (MDT), which may be inclusive of, but not limited to, radiation oncologists, spine surgeons and interventional radiologists, among others.
Orthopaedics | Spine - Thoracolumbar (TL) and sacral surgery | TL and sacral fusion and fixation implant | TL pedicle screw - Shank, tulip | NuVasive Inc. | RELINE Screw, 6.5x70mm 2FC Polyaxial | 16216570 | Standalone | DE0500730 | As per HSA registered indication(s) except for radiolucent implants which should be used as follows:  in patients with primary or metastatic spinal tumours who would benefit from post-operative high dose high precision beam therapy upon appropriate and stringent patient selection;  Patient selection should be done via standardised assessment such as the neurological-oncological-mechanical systemic (NOMS) framework; and  The assessment should be carried out by a multidisciplinary team (MDT), which may be inclusive of, but not limited to, radiation oncologists, spine surgeons and interventional radiologists, among others.
Orthopaedics | Spine - Thoracolumbar (TL) and sacral surgery | TL and sacral fusion and fixation implant | TL pedicle screw - Shank, tulip | NuVasive Inc. | RELINE Screw, 6.5x75mm 2FC Polyaxial | 16216575 | Standalone | DE0500730 | As per HSA registered indication(s) except for radiolucent implants which should be used as follows:  in patients with primary or metastatic spinal tumours who would benefit from post-operative high dose high precision beam therapy upon appropriate and stringent patient selection;  Patient selection should be done via standardised assessment such as the neurological-oncological-mechanical systemic (NOMS) framework; and  The assessment should be carried out by a multidisciplinary team (MDT), which may be inclusive of, but not limited to, radiation oncologists, spine surgeons and interventional radiologists, among others.
Orthopaedics | Spine - Thoracolumbar (TL) and sacral surgery | TL and sacral fusion and fixation implant | TL pedicle screw - Shank, tulip | NuVasive Inc. | RELINE Screw, 6.5x80mm 2FC Polyaxial | 16216580 | Standalone | DE0500730 | As per HSA registered indication(s) except for radiolucent implants which should be used as follows:  in patients with primary or metastatic spinal tumours who would benefit from post-operative high dose high precision beam therapy upon appropriate and stringent patient selection;  Patient selection should be done via standardised assessment such as the neurological-oncological-mechanical systemic (NOMS) framework; and  The assessment should be carried out by a multidisciplinary team (MDT), which may be inclusive of, but not limited to, radiation oncologists, spine surgeons and interventional radiologists, among others.
Orthopaedics | Spine - Thoracolumbar (TL) and sacral surgery | TL and sacral fusion and fixation implant | TL pedicle screw - Shank, tulip | NuVasive Inc. | RELINE Screw, 6.5x85mm 2FC Polyaxial | 16216585 | Standalone | DE0500730 | As per HSA registered indication(s) except for radiolucent implants which should be used as follows:  in patients with primary or metastatic spinal tumours who would benefit from post-operative high dose high precision beam therapy upon appropriate and stringent patient selection;  Patient selection should be done via standardised assessment such as the neurological-oncological-mechanical systemic (NOMS) framework; and  The assessment should be carried out by a multidisciplinary team (MDT), which may be inclusive of, but not limited to, radiation oncologists, spine surgeons and interventional radiologists, among others.
Orthopaedics | Spine - Thoracolumbar (TL) and sacral surgery | TL and sacral fusion and fixation implant | TL pedicle screw - Shank, tulip | NuVasive Inc. | RELINE Screw, 6.5x90mm 2FC Polyaxial | 16216590 | Standalone | DE0500730 | As per HSA registered indication(s) except for radiolucent implants which should be used as follows:  in patients with primary or metastatic spinal tumours who would benefit from post-operative high dose high precision beam therapy upon appropriate and stringent patient selection;  Patient selection should be done via standardised assessment such as the neurological-oncological-mechanical systemic (NOMS) framework; and  The assessment should be carried out by a multidisciplinary team (MDT), which may be inclusive of, but not limited to, radiation oncologists, spine surgeons and interventional radiologists, among others.
Orthopaedics | Spine - Thoracolumbar (TL) and sacral surgery | TL and sacral fusion and fixation implant | TL pedicle screw - Shank, tulip | NuVasive Inc. | RELINE Screw, 6.5x95mm 2FC Polyaxial | 16216595 | Standalone | DE0500730 | As per HSA registered indication(s) except for radiolucent implants which should be used as follows:  in patients with primary or metastatic spinal tumours who would benefit from post-operative high dose high precision beam therapy upon appropriate and stringent patient selection;  Patient selection should be done via standardised assessment such as the neurological-oncological-mechanical systemic (NOMS) framework; and  The assessment should be carried out by a multidisciplinary team (MDT), which may be inclusive of, but not limited to, radiation oncologists, spine surgeons and interventional radiologists, among others.
Orthopaedics | Spine - Thoracolumbar (TL) and sacral surgery | TL and sacral fusion and fixation implant | TL pedicle screw - Shank, tulip | NuVasive Inc. | RELINE Screw, 7.0x100mm 2FC Polyaxial | 16217010 | Standalone | DE0500730 | As per HSA registered indication(s) except for radiolucent implants which should be used as follows:  in patients with primary or metastatic spinal tumours who would benefit from post-operative high dose high precision beam therapy upon appropriate and stringent patient selection;  Patient selection should be done via standardised assessment such as the neurological-oncological-mechanical systemic (NOMS) framework; and  The assessment should be carried out by a multidisciplinary team (MDT), which may be inclusive of, but not limited to, radiation oncologists, spine surgeons and interventional radiologists, among others.
Orthopaedics | Spine - Thoracolumbar (TL) and sacral surgery | TL and sacral fusion and fixation implant | TL pedicle screw - Shank, tulip | NuVasive Inc. | RELINE Screw, 7.0x30mm 2FC Polyaxial | 16217030 | Standalone | DE0500730 | As per HSA registered indication(s) except for radiolucent implants which should be used as follows:  in patients with primary or metastatic spinal tumours who would benefit from post-operative high dose high precision beam therapy upon appropriate and stringent patient selection;  Patient selection should be done via standardised assessment such as the neurological-oncological-mechanical systemic (NOMS) framework; and  The assessment should be carried out by a multidisciplinary team (MDT), which may be inclusive of, but not limited to, radiation oncologists, spine surgeons and interventional radiologists, among others.
Orthopaedics | Spine - Thoracolumbar (TL) and sacral surgery | TL and sacral fusion and fixation implant | TL pedicle screw - Shank, tulip | NuVasive Inc. | RELINE Screw, 7.0x30mm 2FS Polyaxial | 14217030 | Standalone | DE0500730 | As per HSA registered indication(s) except for radiolucent implants which should be used as follows:  in patients with primary or metastatic spinal tumours who would benefit from post-operative high dose high precision beam therapy upon appropriate and stringent patient selection;  Patient selection should be done via standardised assessment such as the neurological-oncological-mechanical systemic (NOMS) framework; and  The assessment should be carried out by a multidisciplinary team (MDT), which may be inclusive of, but not limited to, radiation oncologists, spine surgeons and interventional radiologists, among others.
Orthopaedics | Spine - Thoracolumbar (TL) and sacral surgery | TL and sacral fusion and fixation implant | TL pedicle screw - Shank, tulip | NuVasive Inc. | RELINE Screw, 7.0x35mm 2FC Polyaxial | 16217035 | Standalone | DE0500730 | As per HSA registered indication(s) except for radiolucent implants which should be used as follows:  in patients with primary or metastatic spinal tumours who would benefit from post-operative high dose high precision beam therapy upon appropriate and stringent patient selection;  Patient selection should be done via standardised assessment such as the neurological-oncological-mechanical systemic (NOMS) framework; and  The assessment should be carried out by a multidisciplinary team (MDT), which may be inclusive of, but not limited to, radiation oncologists, spine surgeons and interventional radiologists, among others.
Orthopaedics | Spine - Thoracolumbar (TL) and sacral surgery | TL and sacral fusion and fixation implant | TL pedicle screw - Shank, tulip | NuVasive Inc. | RELINE Screw, 7.0x35mm 2FS Polyaxial | 14217035 | Standalone | DE0500730 | As per HSA registered indication(s) except for radiolucent implants which should be used as follows:  in patients with primary or metastatic spinal tumours who would benefit from post-operative high dose high precision beam therapy upon appropriate and stringent patient selection;  Patient selection should be done via standardised assessment such as the neurological-oncological-mechanical systemic (NOMS) framework; and  The assessment should be carried out by a multidisciplinary team (MDT), which may be inclusive of, but not limited to, radiation oncologists, spine surgeons and interventional radiologists, among others.
Orthopaedics | Spine - Thoracolumbar (TL) and sacral surgery | TL and sacral fusion and fixation implant | TL pedicle screw - Shank, tulip | NuVasive Inc. | RELINE Screw, 7.0x40mm 2FC Polyaxial | 16217040 | Standalone | DE0500730 | As per HSA registered indication(s) except for radiolucent implants which should be used as follows:  in patients with primary or metastatic spinal tumours who would benefit from post-operative high dose high precision beam therapy upon appropriate and stringent patient selection;  Patient selection should be done via standardised assessment such as the neurological-oncological-mechanical systemic (NOMS) framework; and  The assessment should be carried out by a multidisciplinary team (MDT), which may be inclusive of, but not limited to, radiation oncologists, spine surgeons and interventional radiologists, among others.
Orthopaedics | Spine - Thoracolumbar (TL) and sacral surgery | TL and sacral fusion and fixation implant | TL pedicle screw - Shank, tulip | NuVasive Inc. | RELINE Screw, 7.0x40mm 2FS Polyaxial | 14217040 | Standalone | DE0500730 | As per HSA registered indication(s) except for radiolucent implants which should be used as follows:  in patients with primary or metastatic spinal tumours who would benefit from post-operative high dose high precision beam therapy upon appropriate and stringent patient selection;  Patient selection should be done via standardised assessment such as the neurological-oncological-mechanical systemic (NOMS) framework; and  The assessment should be carried out by a multidisciplinary team (MDT), which may be inclusive of, but not limited to, radiation oncologists, spine surgeons and interventional radiologists, among others.
Orthopaedics | Spine - Thoracolumbar (TL) and sacral surgery | TL and sacral fusion and fixation implant | TL pedicle screw - Shank, tulip | NuVasive Inc. | RELINE Screw, 7.0x45mm 2FC Polyaxial | 16217045 | Standalone | DE0500730 | As per HSA registered indication(s) except for radiolucent implants which should be used as follows:  in patients with primary or metastatic spinal tumours who would benefit from post-operative high dose high precision beam therapy upon appropriate and stringent patient selection;  Patient selection should be done via standardised assessment such as the neurological-oncological-mechanical systemic (NOMS) framework; and  The assessment should be carried out by a multidisciplinary team (MDT), which may be inclusive of, but not limited to, radiation oncologists, spine surgeons and interventional radiologists, among others.
Orthopaedics | Spine - Thoracolumbar (TL) and sacral surgery | TL and sacral fusion and fixation implant | TL pedicle screw - Shank, tulip | NuVasive Inc. | RELINE Screw, 7.0x45mm 2FS Polyaxial | 14217045 | Standalone | DE0500730 | As per HSA registered indication(s) except for radiolucent implants which should be used as follows:  in patients with primary or metastatic spinal tumours who would benefit from post-operative high dose high precision beam therapy upon appropriate and stringent patient selection;  Patient selection should be done via standardised assessment such as the neurological-oncological-mechanical systemic (NOMS) framework; and  The assessment should be carried out by a multidisciplinary team (MDT), which may be inclusive of, but not limited to, radiation oncologists, spine surgeons and interventional radiologists, among others.
Orthopaedics | Spine - Thoracolumbar (TL) and sacral surgery | TL and sacral fusion and fixation implant | TL pedicle screw - Shank, tulip | NuVasive Inc. | RELINE Screw, 7.0x50mm 2FC Polyaxial | 16217050 | Standalone | DE0500730 | As per HSA registered indication(s) except for radiolucent implants which should be used as follows:  in patients with primary or metastatic spinal tumours who would benefit from post-operative high dose high precision beam therapy upon appropriate and stringent patient selection;  Patient selection should be done via standardised assessment such as the neurological-oncological-mechanical systemic (NOMS) framework; and  The assessment should be carried out by a multidisciplinary team (MDT), which may be inclusive of, but not limited to, radiation oncologists, spine surgeons and interventional radiologists, among others.
Orthopaedics | Spine - Thoracolumbar (TL) and sacral surgery | TL and sacral fusion and fixation implant | TL pedicle screw - Shank, tulip | NuVasive Inc. | RELINE Screw, 7.0x50mm 2FS Polyaxial | 14217050 | Standalone | DE0500730 | As per HSA registered indication(s) except for radiolucent implants which should be used as follows:  in patients with primary or metastatic spinal tumours who would benefit from post-operative high dose high precision beam therapy upon appropriate and stringent patient selection;  Patient selection should be done via standardised assessment such as the neurological-oncological-mechanical systemic (NOMS) framework; and  The assessment should be carried out by a multidisciplinary team (MDT), which may be inclusive of, but not limited to, radiation oncologists, spine surgeons and interventional radiologists, among others.
Orthopaedics | Spine - Thoracolumbar (TL) and sacral surgery | TL and sacral fusion and fixation implant | TL pedicle screw - Shank, tulip | NuVasive Inc. | RELINE Screw, 7.0x55mm 2FC Polyaxial | 16217055 | Standalone | DE0500730 | As per HSA registered indication(s) except for radiolucent implants which should be used as follows:  in patients with primary or metastatic spinal tumours who would benefit from post-operative high dose high precision beam therapy upon appropriate and stringent patient selection;  Patient selection should be done via standardised assessment such as the neurological-oncological-mechanical systemic (NOMS) framework; and  The assessment should be carried out by a multidisciplinary team (MDT), which may be inclusive of, but not limited to, radiation oncologists, spine surgeons and interventional radiologists, among others.
Orthopaedics | Spine - Thoracolumbar (TL) and sacral surgery | TL and sacral fusion and fixation implant | TL pedicle screw - Shank, tulip | NuVasive Inc. | RELINE Screw, 7.0x55mm 2FS Polyaxial | 14217055 | Standalone | DE0500730 | As per HSA registered indication(s) except for radiolucent implants which should be used as follows:  in patients with primary or metastatic spinal tumours who would benefit from post-operative high dose high precision beam therapy upon appropriate and stringent patient selection;  Patient selection should be done via standardised assessment such as the neurological-oncological-mechanical systemic (NOMS) framework; and  The assessment should be carried out by a multidisciplinary team (MDT), which may be inclusive of, but not limited to, radiation oncologists, spine surgeons and interventional radiologists, among others.
Orthopaedics | Spine - Thoracolumbar (TL) and sacral surgery | TL and sacral fusion and fixation implant | TL pedicle screw - Shank, tulip | NuVasive Inc. | RELINE Screw, 7.0x60mm 2FC Polyaxial | 16217060 | Standalone | DE0500730 | As per HSA registered indication(s) except for radiolucent implants which should be used as follows:  in patients with primary or metastatic spinal tumours who would benefit from post-operative high dose high precision beam therapy upon appropriate and stringent patient selection;  Patient selection should be done via standardised assessment such as the neurological-oncological-mechanical systemic (NOMS) framework; and  The assessment should be carried out by a multidisciplinary team (MDT), which may be inclusive of, but not limited to, radiation oncologists, spine surgeons and interventional radiologists, among others.
Orthopaedics | Spine - Thoracolumbar (TL) and sacral surgery | TL and sacral fusion and fixation implant | TL pedicle screw - Shank, tulip | NuVasive Inc. | RELINE Screw, 7.0x60mm 2FS Polyaxial | 14217060 | Standalone | DE0500730 | As per HSA registered indication(s) except for radiolucent implants which should be used as follows:  in patients with primary or metastatic spinal tumours who would benefit from post-operative high dose high precision beam therapy upon appropriate and stringent patient selection;  Patient selection should be done via standardised assessment such as the neurological-oncological-mechanical systemic (NOMS) framework; and  The assessment should be carried out by a multidisciplinary team (MDT), which may be inclusive of, but not limited to, radiation oncologists, spine surgeons and interventional radiologists, among others.
Orthopaedics | Spine - Thoracolumbar (TL) and sacral surgery | TL and sacral fusion and fixation implant | TL pedicle screw - Shank, tulip | NuVasive Inc. | RELINE Screw, 7.0x65mm 2FC Polyaxial | 16217065 | Standalone | DE0500730 | As per HSA registered indication(s) except for radiolucent implants which should be used as follows:  in patients with primary or metastatic spinal tumours who would benefit from post-operative high dose high precision beam therapy upon appropriate and stringent patient selection;  Patient selection should be done via standardised assessment such as the neurological-oncological-mechanical systemic (NOMS) framework; and  The assessment should be carried out by a multidisciplinary team (MDT), which may be inclusive of, but not limited to, radiation oncologists, spine surgeons and interventional radiologists, among others.
Orthopaedics | Spine - Thoracolumbar (TL) and sacral surgery | TL and sacral fusion and fixation implant | TL pedicle screw - Shank, tulip | NuVasive Inc. | RELINE Screw, 7.0x70mm 2FC Polyaxial | 16217070 | Standalone | DE0500730 | As per HSA registered indication(s) except for radiolucent implants which should be used as follows:  in patients with primary or metastatic spinal tumours who would benefit from post-operative high dose high precision beam therapy upon appropriate and stringent patient selection;  Patient selection should be done via standardised assessment such as the neurological-oncological-mechanical systemic (NOMS) framework; and  The assessment should be carried out by a multidisciplinary team (MDT), which may be inclusive of, but not limited to, radiation oncologists, spine surgeons and interventional radiologists, among others.
Orthopaedics | Spine - Thoracolumbar (TL) and sacral surgery | TL and sacral fusion and fixation implant | TL pedicle screw - Shank, tulip | NuVasive Inc. | RELINE Screw, 7.0x75mm 2FC Polyaxial | 16217075 | Standalone | DE0500730 | As per HSA registered indication(s) except for radiolucent implants which should be used as follows:  in patients with primary or metastatic spinal tumours who would benefit from post-operative high dose high precision beam therapy upon appropriate and stringent patient selection;  Patient selection should be done via standardised assessment such as the neurological-oncological-mechanical systemic (NOMS) framework; and  The assessment should be carried out by a multidisciplinary team (MDT), which may be inclusive of, but not limited to, radiation oncologists, spine surgeons and interventional radiologists, among others.
Orthopaedics | Spine - Thoracolumbar (TL) and sacral surgery | TL and sacral fusion and fixation implant | TL pedicle screw - Shank, tulip | NuVasive Inc. | RELINE Screw, 7.0x80mm 2FC Polyaxial | 16217080 | Standalone | DE0500730 | As per HSA registered indication(s) except for radiolucent implants which should be used as follows:  in patients with primary or metastatic spinal tumours who would benefit from post-operative high dose high precision beam therapy upon appropriate and stringent patient selection;  Patient selection should be done via standardised assessment such as the neurological-oncological-mechanical systemic (NOMS) framework; and  The assessment should be carried out by a multidisciplinary team (MDT), which may be inclusive of, but not limited to, radiation oncologists, spine surgeons and interventional radiologists, among others.
Orthopaedics | Spine - Thoracolumbar (TL) and sacral surgery | TL and sacral fusion and fixation implant | TL pedicle screw - Shank, tulip | NuVasive Inc. | RELINE Screw, 7.0x85mm 2FC Polyaxial | 16217085 | Standalone | DE0500730 | As per HSA registered indication(s) except for radiolucent implants which should be used as follows:  in patients with primary or metastatic spinal tumours who would benefit from post-operative high dose high precision beam therapy upon appropriate and stringent patient selection;  Patient selection should be done via standardised assessment such as the neurological-oncological-mechanical systemic (NOMS) framework; and  The assessment should be carried out by a multidisciplinary team (MDT), which may be inclusive of, but not limited to, radiation oncologists, spine surgeons and interventional radiologists, among others.
Orthopaedics | Spine - Thoracolumbar (TL) and sacral surgery | TL and sacral fusion and fixation implant | TL pedicle screw - Shank, tulip | NuVasive Inc. | RELINE Screw, 7.0x90mm 2FC Polyaxial | 16217090 | Standalone | DE0500730 | As per HSA registered indication(s) except for radiolucent implants which should be used as follows:  in patients with primary or metastatic spinal tumours who would benefit from post-operative high dose high precision beam therapy upon appropriate and stringent patient selection;  Patient selection should be done via standardised assessment such as the neurological-oncological-mechanical systemic (NOMS) framework; and  The assessment should be carried out by a multidisciplinary team (MDT), which may be inclusive of, but not limited to, radiation oncologists, spine surgeons and interventional radiologists, among others.
Orthopaedics | Spine - Thoracolumbar (TL) and sacral surgery | TL and sacral fusion and fixation implant | TL pedicle screw - Shank, tulip | NuVasive Inc. | RELINE Screw, 7.0x95mm 2FC Polyaxial | 16217095 | Standalone | DE0500730 | As per HSA registered indication(s) except for radiolucent implants which should be used as follows:  in patients with primary or metastatic spinal tumours who would benefit from post-operative high dose high precision beam therapy upon appropriate and stringent patient selection;  Patient selection should be done via standardised assessment such as the neurological-oncological-mechanical systemic (NOMS) framework; and  The assessment should be carried out by a multidisciplinary team (MDT), which may be inclusive of, but not limited to, radiation oncologists, spine surgeons and interventional radiologists, among others.
Orthopaedics | Spine - Thoracolumbar (TL) and sacral surgery | TL and sacral fusion and fixation implant | TL pedicle screw - Shank, tulip | NuVasive Inc. | RELINE Screw, 7.5x100mm 2FC Polyaxial | 16217510 | Standalone | DE0500730 | As per HSA registered indication(s) except for radiolucent implants which should be used as follows:  in patients with primary or metastatic spinal tumours who would benefit from post-operative high dose high precision beam therapy upon appropriate and stringent patient selection;  Patient selection should be done via standardised assessment such as the neurological-oncological-mechanical systemic (NOMS) framework; and  The assessment should be carried out by a multidisciplinary team (MDT), which may be inclusive of, but not limited to, radiation oncologists, spine surgeons and interventional radiologists, among others.
Orthopaedics | Spine - Thoracolumbar (TL) and sacral surgery | TL and sacral fusion and fixation implant | TL pedicle screw - Shank, tulip | NuVasive Inc. | RELINE Screw, 7.5x30mm 2FC Polyaxial | 16217530 | Standalone | DE0500730 | As per HSA registered indication(s) except for radiolucent implants which should be used as follows:  in patients with primary or metastatic spinal tumours who would benefit from post-operative high dose high precision beam therapy upon appropriate and stringent patient selection;  Patient selection should be done via standardised assessment such as the neurological-oncological-mechanical systemic (NOMS) framework; and  The assessment should be carried out by a multidisciplinary team (MDT), which may be inclusive of, but not limited to, radiation oncologists, spine surgeons and interventional radiologists, among others.
Orthopaedics | Spine - Thoracolumbar (TL) and sacral surgery | TL and sacral fusion and fixation implant | TL pedicle screw - Shank, tulip | NuVasive Inc. | RELINE Screw, 7.5x30mm 2FS Polyaxial | 14217530 | Standalone | DE0500730 | As per HSA registered indication(s) except for radiolucent implants which should be used as follows:  in patients with primary or metastatic spinal tumours who would benefit from post-operative high dose high precision beam therapy upon appropriate and stringent patient selection;  Patient selection should be done via standardised assessment such as the neurological-oncological-mechanical systemic (NOMS) framework; and  The assessment should be carried out by a multidisciplinary team (MDT), which may be inclusive of, but not limited to, radiation oncologists, spine surgeons and interventional radiologists, among others.
Orthopaedics | Spine - Thoracolumbar (TL) and sacral surgery | TL and sacral fusion and fixation implant | TL pedicle screw - Shank, tulip | NuVasive Inc. | RELINE Screw, 7.5x35mm 2FC Polyaxial | 16217535 | Standalone | DE0500730 | As per HSA registered indication(s) except for radiolucent implants which should be used as follows:  in patients with primary or metastatic spinal tumours who would benefit from post-operative high dose high precision beam therapy upon appropriate and stringent patient selection;  Patient selection should be done via standardised assessment such as the neurological-oncological-mechanical systemic (NOMS) framework; and  The assessment should be carried out by a multidisciplinary team (MDT), which may be inclusive of, but not limited to, radiation oncologists, spine surgeons and interventional radiologists, among others.
Orthopaedics | Spine - Thoracolumbar (TL) and sacral surgery | TL and sacral fusion and fixation implant | TL pedicle screw - Shank, tulip | NuVasive Inc. | RELINE Screw, 7.5x35mm 2FS Polyaxial | 14217535 | Standalone | DE0500730 | As per HSA registered indication(s) except for radiolucent implants which should be used as follows:  in patients with primary or metastatic spinal tumours who would benefit from post-operative high dose high precision beam therapy upon appropriate and stringent patient selection;  Patient selection should be done via standardised assessment such as the neurological-oncological-mechanical systemic (NOMS) framework; and  The assessment should be carried out by a multidisciplinary team (MDT), which may be inclusive of, but not limited to, radiation oncologists, spine surgeons and interventional radiologists, among others.
Orthopaedics | Spine - Thoracolumbar (TL) and sacral surgery | TL and sacral fusion and fixation implant | TL pedicle screw - Shank, tulip | NuVasive Inc. | RELINE Screw, 7.5x40mm 2FC Polyaxial | 16217540 | Standalone | DE0500730 | As per HSA registered indication(s) except for radiolucent implants which should be used as follows:  in patients with primary or metastatic spinal tumours who would benefit from post-operative high dose high precision beam therapy upon appropriate and stringent patient selection;  Patient selection should be done via standardised assessment such as the neurological-oncological-mechanical systemic (NOMS) framework; and  The assessment should be carried out by a multidisciplinary team (MDT), which may be inclusive of, but not limited to, radiation oncologists, spine surgeons and interventional radiologists, among others.
Orthopaedics | Spine - Thoracolumbar (TL) and sacral surgery | TL and sacral fusion and fixation implant | TL pedicle screw - Shank, tulip | NuVasive Inc. | RELINE Screw, 7.5x40mm 2FS Polyaxial | 14217540 | Standalone | DE0500730 | As per HSA registered indication(s) except for radiolucent implants which should be used as follows:  in patients with primary or metastatic spinal tumours who would benefit from post-operative high dose high precision beam therapy upon appropriate and stringent patient selection;  Patient selection should be done via standardised assessment such as the neurological-oncological-mechanical systemic (NOMS) framework; and  The assessment should be carried out by a multidisciplinary team (MDT), which may be inclusive of, but not limited to, radiation oncologists, spine surgeons and interventional radiologists, among others.
Orthopaedics | Spine - Thoracolumbar (TL) and sacral surgery | TL and sacral fusion and fixation implant | TL pedicle screw - Shank, tulip | NuVasive Inc. | RELINE Screw, 7.5x45mm 2FC Polyaxial | 16217545 | Standalone | DE0500730 | As per HSA registered indication(s) except for radiolucent implants which should be used as follows:  in patients with primary or metastatic spinal tumours who would benefit from post-operative high dose high precision beam therapy upon appropriate and stringent patient selection;  Patient selection should be done via standardised assessment such as the neurological-oncological-mechanical systemic (NOMS) framework; and  The assessment should be carried out by a multidisciplinary team (MDT), which may be inclusive of, but not limited to, radiation oncologists, spine surgeons and interventional radiologists, among others.
Orthopaedics | Spine - Thoracolumbar (TL) and sacral surgery | TL and sacral fusion and fixation implant | TL pedicle screw - Shank, tulip | NuVasive Inc. | RELINE Screw, 7.5x45mm 2FS Polyaxial | 14217545 | Standalone | DE0500730 | As per HSA registered indication(s) except for radiolucent implants which should be used as follows:  in patients with primary or metastatic spinal tumours who would benefit from post-operative high dose high precision beam therapy upon appropriate and stringent patient selection;  Patient selection should be done via standardised assessment such as the neurological-oncological-mechanical systemic (NOMS) framework; and  The assessment should be carried out by a multidisciplinary team (MDT), which may be inclusive of, but not limited to, radiation oncologists, spine surgeons and interventional radiologists, among others.
Orthopaedics | Spine - Thoracolumbar (TL) and sacral surgery | TL and sacral fusion and fixation implant | TL pedicle screw - Shank, tulip | NuVasive Inc. | RELINE Screw, 7.5x50mm 2FC Polyaxial | 16217550 | Standalone | DE0500730 | As per HSA registered indication(s) except for radiolucent implants which should be used as follows:  in patients with primary or metastatic spinal tumours who would benefit from post-operative high dose high precision beam therapy upon appropriate and stringent patient selection;  Patient selection should be done via standardised assessment such as the neurological-oncological-mechanical systemic (NOMS) framework; and  The assessment should be carried out by a multidisciplinary team (MDT), which may be inclusive of, but not limited to, radiation oncologists, spine surgeons and interventional radiologists, among others.
Orthopaedics | Spine - Thoracolumbar (TL) and sacral surgery | TL and sacral fusion and fixation implant | TL pedicle screw - Shank, tulip | NuVasive Inc. | RELINE Screw, 7.5x50mm 2FS Polyaxial | 14217550 | Standalone | DE0500730 | As per HSA registered indication(s) except for radiolucent implants which should be used as follows:  in patients with primary or metastatic spinal tumours who would benefit from post-operative high dose high precision beam therapy upon appropriate and stringent patient selection;  Patient selection should be done via standardised assessment such as the neurological-oncological-mechanical systemic (NOMS) framework; and  The assessment should be carried out by a multidisciplinary team (MDT), which may be inclusive of, but not limited to, radiation oncologists, spine surgeons and interventional radiologists, among others.
Orthopaedics | Spine - Thoracolumbar (TL) and sacral surgery | TL and sacral fusion and fixation implant | TL pedicle screw - Shank, tulip | NuVasive Inc. | RELINE Screw, 7.5x55mm 2FC Polyaxial | 16217555 | Standalone | DE0500730 | As per HSA registered indication(s) except for radiolucent implants which should be used as follows:  in patients with primary or metastatic spinal tumours who would benefit from post-operative high dose high precision beam therapy upon appropriate and stringent patient selection;  Patient selection should be done via standardised assessment such as the neurological-oncological-mechanical systemic (NOMS) framework; and  The assessment should be carried out by a multidisciplinary team (MDT), which may be inclusive of, but not limited to, radiation oncologists, spine surgeons and interventional radiologists, among others.
Orthopaedics | Spine - Thoracolumbar (TL) and sacral surgery | TL and sacral fusion and fixation implant | TL pedicle screw - Shank, tulip | NuVasive Inc. | RELINE Screw, 7.5x55mm 2FS Polyaxial | 14217555 | Standalone | DE0500730 | As per HSA registered indication(s) except for radiolucent implants which should be used as follows:  in patients with primary or metastatic spinal tumours who would benefit from post-operative high dose high precision beam therapy upon appropriate and stringent patient selection;  Patient selection should be done via standardised assessment such as the neurological-oncological-mechanical systemic (NOMS) framework; and  The assessment should be carried out by a multidisciplinary team (MDT), which may be inclusive of, but not limited to, radiation oncologists, spine surgeons and interventional radiologists, among others.
Orthopaedics | Spine - Thoracolumbar (TL) and sacral surgery | TL and sacral fusion and fixation implant | TL pedicle screw - Shank, tulip | NuVasive Inc. | RELINE Screw, 7.5x60mm 2FC Polyaxial | 16217560 | Standalone | DE0500730 | As per HSA registered indication(s) except for radiolucent implants which should be used as follows:  in patients with primary or metastatic spinal tumours who would benefit from post-operative high dose high precision beam therapy upon appropriate and stringent patient selection;  Patient selection should be done via standardised assessment such as the neurological-oncological-mechanical systemic (NOMS) framework; and  The assessment should be carried out by a multidisciplinary team (MDT), which may be inclusive of, but not limited to, radiation oncologists, spine surgeons and interventional radiologists, among others.
Orthopaedics | Spine - Thoracolumbar (TL) and sacral surgery | TL and sacral fusion and fixation implant | TL pedicle screw - Shank, tulip | NuVasive Inc. | RELINE Screw, 7.5x60mm 2FS Polyaxial | 14217560 | Standalone | DE0500730 | As per HSA registered indication(s) except for radiolucent implants which should be used as follows:  in patients with primary or metastatic spinal tumours who would benefit from post-operative high dose high precision beam therapy upon appropriate and stringent patient selection;  Patient selection should be done via standardised assessment such as the neurological-oncological-mechanical systemic (NOMS) framework; and  The assessment should be carried out by a multidisciplinary team (MDT), which may be inclusive of, but not limited to, radiation oncologists, spine surgeons and interventional radiologists, among others.
Orthopaedics | Spine - Thoracolumbar (TL) and sacral surgery | TL and sacral fusion and fixation implant | TL pedicle screw - Shank, tulip | NuVasive Inc. | RELINE Screw, 7.5x65mm 2FC Polyaxial | 16217565 | Standalone | DE0500730 | As per HSA registered indication(s) except for radiolucent implants which should be used as follows:  in patients with primary or metastatic spinal tumours who would benefit from post-operative high dose high precision beam therapy upon appropriate and stringent patient selection;  Patient selection should be done via standardised assessment such as the neurological-oncological-mechanical systemic (NOMS) framework; and  The assessment should be carried out by a multidisciplinary team (MDT), which may be inclusive of, but not limited to, radiation oncologists, spine surgeons and interventional radiologists, among others.
Orthopaedics | Spine - Thoracolumbar (TL) and sacral surgery | TL and sacral fusion and fixation implant | TL pedicle screw - Shank, tulip | NuVasive Inc. | RELINE Screw, 7.5x70mm 2FC Polyaxial | 16217570 | Standalone | DE0500730 | As per HSA registered indication(s) except for radiolucent implants which should be used as follows:  in patients with primary or metastatic spinal tumours who would benefit from post-operative high dose high precision beam therapy upon appropriate and stringent patient selection;  Patient selection should be done via standardised assessment such as the neurological-oncological-mechanical systemic (NOMS) framework; and  The assessment should be carried out by a multidisciplinary team (MDT), which may be inclusive of, but not limited to, radiation oncologists, spine surgeons and interventional radiologists, among others.
Orthopaedics | Spine - Thoracolumbar (TL) and sacral surgery | TL and sacral fusion and fixation implant | TL pedicle screw - Shank, tulip | NuVasive Inc. | RELINE Screw, 7.5x75mm 2FC Polyaxial | 16217575 | Standalone | DE0500730 | As per HSA registered indication(s) except for radiolucent implants which should be used as follows:  in patients with primary or metastatic spinal tumours who would benefit from post-operative high dose high precision beam therapy upon appropriate and stringent patient selection;  Patient selection should be done via standardised assessment such as the neurological-oncological-mechanical systemic (NOMS) framework; and  The assessment should be carried out by a multidisciplinary team (MDT), which may be inclusive of, but not limited to, radiation oncologists, spine surgeons and interventional radiologists, among others.
Orthopaedics | Spine - Thoracolumbar (TL) and sacral surgery | TL and sacral fusion and fixation implant | TL pedicle screw - Shank, tulip | NuVasive Inc. | RELINE Screw, 7.5x80mm 2FC Polyaxial | 16217580 | Standalone | DE0500730 | As per HSA registered indication(s) except for radiolucent implants which should be used as follows:  in patients with primary or metastatic spinal tumours who would benefit from post-operative high dose high precision beam therapy upon appropriate and stringent patient selection;  Patient selection should be done via standardised assessment such as the neurological-oncological-mechanical systemic (NOMS) framework; and  The assessment should be carried out by a multidisciplinary team (MDT), which may be inclusive of, but not limited to, radiation oncologists, spine surgeons and interventional radiologists, among others.
Orthopaedics | Spine - Thoracolumbar (TL) and sacral surgery | TL and sacral fusion and fixation implant | TL pedicle screw - Shank, tulip | NuVasive Inc. | RELINE Screw, 7.5x85mm 2FC Polyaxial | 16217585 | Standalone | DE0500730 | As per HSA registered indication(s) except for radiolucent implants which should be used as follows:  in patients with primary or metastatic spinal tumours who would benefit from post-operative high dose high precision beam therapy upon appropriate and stringent patient selection;  Patient selection should be done via standardised assessment such as the neurological-oncological-mechanical systemic (NOMS) framework; and  The assessment should be carried out by a multidisciplinary team (MDT), which may be inclusive of, but not limited to, radiation oncologists, spine surgeons and interventional radiologists, among others.
Orthopaedics | Spine - Thoracolumbar (TL) and sacral surgery | TL and sacral fusion and fixation implant | TL pedicle screw - Shank, tulip | NuVasive Inc. | RELINE Screw, 7.5x90mm 2FC Polyaxial | 16217590 | Standalone | DE0500730 | As per HSA registered indication(s) except for radiolucent implants which should be used as follows:  in patients with primary or metastatic spinal tumours who would benefit from post-operative high dose high precision beam therapy upon appropriate and stringent patient selection;  Patient selection should be done via standardised assessment such as the neurological-oncological-mechanical systemic (NOMS) framework; and  The assessment should be carried out by a multidisciplinary team (MDT), which may be inclusive of, but not limited to, radiation oncologists, spine surgeons and interventional radiologists, among others.
Orthopaedics | Spine - Thoracolumbar (TL) and sacral surgery | TL and sacral fusion and fixation implant | TL pedicle screw - Shank, tulip | NuVasive Inc. | RELINE Screw, 7.5x95mm 2FC Polyaxial | 16217595 | Standalone | DE0500730 | As per HSA registered indication(s) except for radiolucent implants which should be used as follows:  in patients with primary or metastatic spinal tumours who would benefit from post-operative high dose high precision beam therapy upon appropriate and stringent patient selection;  Patient selection should be done via standardised assessment such as the neurological-oncological-mechanical systemic (NOMS) framework; and  The assessment should be carried out by a multidisciplinary team (MDT), which may be inclusive of, but not limited to, radiation oncologists, spine surgeons and interventional radiologists, among others.
Orthopaedics | Spine - Thoracolumbar (TL) and sacral surgery | TL and sacral fusion and fixation implant | TL pedicle screw - Shank, tulip | NuVasive Inc. | RELINE Screw, 8.0x100mm 2FC Polyaxial | 16218010 | Standalone | DE0500730 | As per HSA registered indication(s) except for radiolucent implants which should be used as follows:  in patients with primary or metastatic spinal tumours who would benefit from post-operative high dose high precision beam therapy upon appropriate and stringent patient selection;  Patient selection should be done via standardised assessment such as the neurological-oncological-mechanical systemic (NOMS) framework; and  The assessment should be carried out by a multidisciplinary team (MDT), which may be inclusive of, but not limited to, radiation oncologists, spine surgeons and interventional radiologists, among others.
Orthopaedics | Spine - Thoracolumbar (TL) and sacral surgery | TL and sacral fusion and fixation implant | TL pedicle screw - Shank, tulip | NuVasive Inc. | RELINE Screw, 8.0x30mm 2FC Polyaxial | 16218030 | Standalone | DE0500730 | As per HSA registered indication(s) except for radiolucent implants which should be used as follows:  in patients with primary or metastatic spinal tumours who would benefit from post-operative high dose high precision beam therapy upon appropriate and stringent patient selection;  Patient selection should be done via standardised assessment such as the neurological-oncological-mechanical systemic (NOMS) framework; and  The assessment should be carried out by a multidisciplinary team (MDT), which may be inclusive of, but not limited to, radiation oncologists, spine surgeons and interventional radiologists, among others.
Orthopaedics | Spine - Thoracolumbar (TL) and sacral surgery | TL and sacral fusion and fixation implant | TL pedicle screw - Shank, tulip | NuVasive Inc. | RELINE Screw, 8.0x30mm 2FS Polyaxial | 14218030 | Standalone | DE0500730 | As per HSA registered indication(s) except for radiolucent implants which should be used as follows:  in patients with primary or metastatic spinal tumours who would benefit from post-operative high dose high precision beam therapy upon appropriate and stringent patient selection;  Patient selection should be done via standardised assessment such as the neurological-oncological-mechanical systemic (NOMS) framework; and  The assessment should be carried out by a multidisciplinary team (MDT), which may be inclusive of, but not limited to, radiation oncologists, spine surgeons and interventional radiologists, among others.
Orthopaedics | Spine - Thoracolumbar (TL) and sacral surgery | TL and sacral fusion and fixation implant | TL pedicle screw - Shank, tulip | NuVasive Inc. | RELINE Screw, 8.0x35mm 2FC Polyaxial | 16218035 | Standalone | DE0500730 | As per HSA registered indication(s) except for radiolucent implants which should be used as follows:  in patients with primary or metastatic spinal tumours who would benefit from post-operative high dose high precision beam therapy upon appropriate and stringent patient selection;  Patient selection should be done via standardised assessment such as the neurological-oncological-mechanical systemic (NOMS) framework; and  The assessment should be carried out by a multidisciplinary team (MDT), which may be inclusive of, but not limited to, radiation oncologists, spine surgeons and interventional radiologists, among others.
Orthopaedics | Spine - Thoracolumbar (TL) and sacral surgery | TL and sacral fusion and fixation implant | TL pedicle screw - Shank, tulip | NuVasive Inc. | RELINE Screw, 8.0x35mm 2FS Polyaxial | 14218035 | Standalone | DE0500730 | As per HSA registered indication(s) except for radiolucent implants which should be used as follows:  in patients with primary or metastatic spinal tumours who would benefit from post-operative high dose high precision beam therapy upon appropriate and stringent patient selection;  Patient selection should be done via standardised assessment such as the neurological-oncological-mechanical systemic (NOMS) framework; and  The assessment should be carried out by a multidisciplinary team (MDT), which may be inclusive of, but not limited to, radiation oncologists, spine surgeons and interventional radiologists, among others.
Orthopaedics | Spine - Thoracolumbar (TL) and sacral surgery | TL and sacral fusion and fixation implant | TL pedicle screw - Shank, tulip | NuVasive Inc. | RELINE Screw, 8.0x40mm 2FC Polyaxial | 16218040 | Standalone | DE0500730 | As per HSA registered indication(s) except for radiolucent implants which should be used as follows:  in patients with primary or metastatic spinal tumours who would benefit from post-operative high dose high precision beam therapy upon appropriate and stringent patient selection;  Patient selection should be done via standardised assessment such as the neurological-oncological-mechanical systemic (NOMS) framework; and  The assessment should be carried out by a multidisciplinary team (MDT), which may be inclusive of, but not limited to, radiation oncologists, spine surgeons and interventional radiologists, among others.
Orthopaedics | Spine - Thoracolumbar (TL) and sacral surgery | TL and sacral fusion and fixation implant | TL pedicle screw - Shank, tulip | NuVasive Inc. | RELINE Screw, 8.0x40mm 2FS Polyaxial | 14218040 | Standalone | DE0500730 | As per HSA registered indication(s) except for radiolucent implants which should be used as follows:  in patients with primary or metastatic spinal tumours who would benefit from post-operative high dose high precision beam therapy upon appropriate and stringent patient selection;  Patient selection should be done via standardised assessment such as the neurological-oncological-mechanical systemic (NOMS) framework; and  The assessment should be carried out by a multidisciplinary team (MDT), which may be inclusive of, but not limited to, radiation oncologists, spine surgeons and interventional radiologists, among others.
Orthopaedics | Spine - Thoracolumbar (TL) and sacral surgery | TL and sacral fusion and fixation implant | TL pedicle screw - Shank, tulip | NuVasive Inc. | RELINE Screw, 8.0x45mm 2FC Polyaxial | 16218045 | Standalone | DE0500730 | As per HSA registered indication(s) except for radiolucent implants which should be used as follows:  in patients with primary or metastatic spinal tumours who would benefit from post-operative high dose high precision beam therapy upon appropriate and stringent patient selection;  Patient selection should be done via standardised assessment such as the neurological-oncological-mechanical systemic (NOMS) framework; and  The assessment should be carried out by a multidisciplinary team (MDT), which may be inclusive of, but not limited to, radiation oncologists, spine surgeons and interventional radiologists, among others.
Orthopaedics | Spine - Thoracolumbar (TL) and sacral surgery | TL and sacral fusion and fixation implant | TL pedicle screw - Shank, tulip | NuVasive Inc. | RELINE Screw, 8.0x45mm 2FS Polyaxial | 14218045 | Standalone | DE0500730 | As per HSA registered indication(s) except for radiolucent implants which should be used as follows:  in patients with primary or metastatic spinal tumours who would benefit from post-operative high dose high precision beam therapy upon appropriate and stringent patient selection;  Patient selection should be done via standardised assessment such as the neurological-oncological-mechanical systemic (NOMS) framework; and  The assessment should be carried out by a multidisciplinary team (MDT), which may be inclusive of, but not limited to, radiation oncologists, spine surgeons and interventional radiologists, among others.
Orthopaedics | Spine - Thoracolumbar (TL) and sacral surgery | TL and sacral fusion and fixation implant | TL pedicle screw - Shank, tulip | NuVasive Inc. | RELINE Screw, 8.0x50mm 2FC Polyaxial | 16218050 | Standalone | DE0500730 | As per HSA registered indication(s) except for radiolucent implants which should be used as follows:  in patients with primary or metastatic spinal tumours who would benefit from post-operative high dose high precision beam therapy upon appropriate and stringent patient selection;  Patient selection should be done via standardised assessment such as the neurological-oncological-mechanical systemic (NOMS) framework; and  The assessment should be carried out by a multidisciplinary team (MDT), which may be inclusive of, but not limited to, radiation oncologists, spine surgeons and interventional radiologists, among others.
Orthopaedics | Spine - Thoracolumbar (TL) and sacral surgery | TL and sacral fusion and fixation implant | TL pedicle screw - Shank, tulip | NuVasive Inc. | RELINE Screw, 8.0x50mm 2FS Polyaxial | 14218050 | Standalone | DE0500730 | As per HSA registered indication(s) except for radiolucent implants which should be used as follows:  in patients with primary or metastatic spinal tumours who would benefit from post-operative high dose high precision beam therapy upon appropriate and stringent patient selection;  Patient selection should be done via standardised assessment such as the neurological-oncological-mechanical systemic (NOMS) framework; and  The assessment should be carried out by a multidisciplinary team (MDT), which may be inclusive of, but not limited to, radiation oncologists, spine surgeons and interventional radiologists, among others.
Orthopaedics | Spine - Thoracolumbar (TL) and sacral surgery | TL and sacral fusion and fixation implant | TL pedicle screw - Shank, tulip | NuVasive Inc. | RELINE Screw, 8.0x55mm 2FC Polyaxial | 16218055 | Standalone | DE0500730 | As per HSA registered indication(s) except for radiolucent implants which should be used as follows:  in patients with primary or metastatic spinal tumours who would benefit from post-operative high dose high precision beam therapy upon appropriate and stringent patient selection;  Patient selection should be done via standardised assessment such as the neurological-oncological-mechanical systemic (NOMS) framework; and  The assessment should be carried out by a multidisciplinary team (MDT), which may be inclusive of, but not limited to, radiation oncologists, spine surgeons and interventional radiologists, among others.
Orthopaedics | Spine - Thoracolumbar (TL) and sacral surgery | TL and sacral fusion and fixation implant | TL pedicle screw - Shank, tulip | NuVasive Inc. | RELINE Screw, 8.0x55mm 2FS Polyaxial | 14218055 | Standalone | DE0500730 | As per HSA registered indication(s) except for radiolucent implants which should be used as follows:  in patients with primary or metastatic spinal tumours who would benefit from post-operative high dose high precision beam therapy upon appropriate and stringent patient selection;  Patient selection should be done via standardised assessment such as the neurological-oncological-mechanical systemic (NOMS) framework; and  The assessment should be carried out by a multidisciplinary team (MDT), which may be inclusive of, but not limited to, radiation oncologists, spine surgeons and interventional radiologists, among others.
Orthopaedics | Spine - Thoracolumbar (TL) and sacral surgery | TL and sacral fusion and fixation implant | TL pedicle screw - Shank, tulip | NuVasive Inc. | RELINE Screw, 8.0x60mm 2FC Polyaxial | 16218060 | Standalone | DE0500730 | As per HSA registered indication(s) except for radiolucent implants which should be used as follows:  in patients with primary or metastatic spinal tumours who would benefit from post-operative high dose high precision beam therapy upon appropriate and stringent patient selection;  Patient selection should be done via standardised assessment such as the neurological-oncological-mechanical systemic (NOMS) framework; and  The assessment should be carried out by a multidisciplinary team (MDT), which may be inclusive of, but not limited to, radiation oncologists, spine surgeons and interventional radiologists, among others.
Orthopaedics | Spine - Thoracolumbar (TL) and sacral surgery | TL and sacral fusion and fixation implant | TL pedicle screw - Shank, tulip | NuVasive Inc. | RELINE Screw, 8.0x60mm 2FS Polyaxial | 14218060 | Standalone | DE0500730 | As per HSA registered indication(s) except for radiolucent implants which should be used as follows:  in patients with primary or metastatic spinal tumours who would benefit from post-operative high dose high precision beam therapy upon appropriate and stringent patient selection;  Patient selection should be done via standardised assessment such as the neurological-oncological-mechanical systemic (NOMS) framework; and  The assessment should be carried out by a multidisciplinary team (MDT), which may be inclusive of, but not limited to, radiation oncologists, spine surgeons and interventional radiologists, among others.
Orthopaedics | Spine - Thoracolumbar (TL) and sacral surgery | TL and sacral fusion and fixation implant | TL pedicle screw - Shank, tulip | NuVasive Inc. | RELINE Screw, 8.0x65mm 2FC Polyaxial | 16218065 | Standalone | DE0500730 | As per HSA registered indication(s) except for radiolucent implants which should be used as follows:  in patients with primary or metastatic spinal tumours who would benefit from post-operative high dose high precision beam therapy upon appropriate and stringent patient selection;  Patient selection should be done via standardised assessment such as the neurological-oncological-mechanical systemic (NOMS) framework; and  The assessment should be carried out by a multidisciplinary team (MDT), which may be inclusive of, but not limited to, radiation oncologists, spine surgeons and interventional radiologists, among others.
Orthopaedics | Spine - Thoracolumbar (TL) and sacral surgery | TL and sacral fusion and fixation implant | TL pedicle screw - Shank, tulip | NuVasive Inc. | RELINE Screw, 8.0x70mm 2FC Polyaxial | 16218070 | Standalone | DE0500730 | As per HSA registered indication(s) except for radiolucent implants which should be used as follows:  in patients with primary or metastatic spinal tumours who would benefit from post-operative high dose high precision beam therapy upon appropriate and stringent patient selection;  Patient selection should be done via standardised assessment such as the neurological-oncological-mechanical systemic (NOMS) framework; and  The assessment should be carried out by a multidisciplinary team (MDT), which may be inclusive of, but not limited to, radiation oncologists, spine surgeons and interventional radiologists, among others.
Orthopaedics | Spine - Thoracolumbar (TL) and sacral surgery | TL and sacral fusion and fixation implant | TL pedicle screw - Shank, tulip | NuVasive Inc. | RELINE Screw, 8.0x75mm 2FC Polyaxial | 16218075 | Standalone | DE0500730 | As per HSA registered indication(s) except for radiolucent implants which should be used as follows:  in patients with primary or metastatic spinal tumours who would benefit from post-operative high dose high precision beam therapy upon appropriate and stringent patient selection;  Patient selection should be done via standardised assessment such as the neurological-oncological-mechanical systemic (NOMS) framework; and  The assessment should be carried out by a multidisciplinary team (MDT), which may be inclusive of, but not limited to, radiation oncologists, spine surgeons and interventional radiologists, among others.
Orthopaedics | Spine - Thoracolumbar (TL) and sacral surgery | TL and sacral fusion and fixation implant | TL pedicle screw - Shank, tulip | NuVasive Inc. | RELINE Screw, 8.0x80mm 2FC Polyaxial | 16218080 | Standalone | DE0500730 | As per HSA registered indication(s) except for radiolucent implants which should be used as follows:  in patients with primary or metastatic spinal tumours who would benefit from post-operative high dose high precision beam therapy upon appropriate and stringent patient selection;  Patient selection should be done via standardised assessment such as the neurological-oncological-mechanical systemic (NOMS) framework; and  The assessment should be carried out by a multidisciplinary team (MDT), which may be inclusive of, but not limited to, radiation oncologists, spine surgeons and interventional radiologists, among others.
Orthopaedics | Spine - Thoracolumbar (TL) and sacral surgery | TL and sacral fusion and fixation implant | TL pedicle screw - Shank, tulip | NuVasive Inc. | RELINE Screw, 8.0x85mm 2FC Polyaxial | 16218085 | Standalone | DE0500730 | As per HSA registered indication(s) except for radiolucent implants which should be used as follows:  in patients with primary or metastatic spinal tumours who would benefit from post-operative high dose high precision beam therapy upon appropriate and stringent patient selection;  Patient selection should be done via standardised assessment such as the neurological-oncological-mechanical systemic (NOMS) framework; and  The assessment should be carried out by a multidisciplinary team (MDT), which may be inclusive of, but not limited to, radiation oncologists, spine surgeons and interventional radiologists, among others.
Orthopaedics | Spine - Thoracolumbar (TL) and sacral surgery | TL and sacral fusion and fixation implant | TL pedicle screw - Shank, tulip | NuVasive Inc. | RELINE Screw, 8.0x90mm 2FC Polyaxial | 16218090 | Standalone | DE0500730 | As per HSA registered indication(s) except for radiolucent implants which should be used as follows:  in patients with primary or metastatic spinal tumours who would benefit from post-operative high dose high precision beam therapy upon appropriate and stringent patient selection;  Patient selection should be done via standardised assessment such as the neurological-oncological-mechanical systemic (NOMS) framework; and  The assessment should be carried out by a multidisciplinary team (MDT), which may be inclusive of, but not limited to, radiation oncologists, spine surgeons and interventional radiologists, among others.
Orthopaedics | Spine - Thoracolumbar (TL) and sacral surgery | TL and sacral fusion and fixation implant | TL pedicle screw - Shank, tulip | NuVasive Inc. | RELINE Screw, 8.0x95mm 2FC Polyaxial | 16218095 | Standalone | DE0500730 | As per HSA registered indication(s) except for radiolucent implants which should be used as follows:  in patients with primary or metastatic spinal tumours who would benefit from post-operative high dose high precision beam therapy upon appropriate and stringent patient selection;  Patient selection should be done via standardised assessment such as the neurological-oncological-mechanical systemic (NOMS) framework; and  The assessment should be carried out by a multidisciplinary team (MDT), which may be inclusive of, but not limited to, radiation oncologists, spine surgeons and interventional radiologists, among others.
Orthopaedics | Spine - Thoracolumbar (TL) and sacral surgery | TL and sacral fusion and fixation implant | TL pedicle screw - Shank, tulip | NuVasive Inc. | RELINE Screw, 8.5x100mm 2FC Polyaxial | 16218510 | Standalone | DE0500730 | As per HSA registered indication(s) except for radiolucent implants which should be used as follows:  in patients with primary or metastatic spinal tumours who would benefit from post-operative high dose high precision beam therapy upon appropriate and stringent patient selection;  Patient selection should be done via standardised assessment such as the neurological-oncological-mechanical systemic (NOMS) framework; and  The assessment should be carried out by a multidisciplinary team (MDT), which may be inclusive of, but not limited to, radiation oncologists, spine surgeons and interventional radiologists, among others.
Orthopaedics | Spine - Thoracolumbar (TL) and sacral surgery | TL and sacral fusion and fixation implant | TL pedicle screw - Shank, tulip | NuVasive Inc. | RELINE Screw, 8.5x30mm 2FC Polyaxial | 16218530 | Standalone | DE0500730 | As per HSA registered indication(s) except for radiolucent implants which should be used as follows:  in patients with primary or metastatic spinal tumours who would benefit from post-operative high dose high precision beam therapy upon appropriate and stringent patient selection;  Patient selection should be done via standardised assessment such as the neurological-oncological-mechanical systemic (NOMS) framework; and  The assessment should be carried out by a multidisciplinary team (MDT), which may be inclusive of, but not limited to, radiation oncologists, spine surgeons and interventional radiologists, among others.
Orthopaedics | Spine - Thoracolumbar (TL) and sacral surgery | TL and sacral fusion and fixation implant | TL pedicle screw - Shank, tulip | NuVasive Inc. | RELINE Screw, 8.5x30mm 2FS Polyaxial | 14218530 | Standalone | DE0500730 | As per HSA registered indication(s) except for radiolucent implants which should be used as follows:  in patients with primary or metastatic spinal tumours who would benefit from post-operative high dose high precision beam therapy upon appropriate and stringent patient selection;  Patient selection should be done via standardised assessment such as the neurological-oncological-mechanical systemic (NOMS) framework; and  The assessment should be carried out by a multidisciplinary team (MDT), which may be inclusive of, but not limited to, radiation oncologists, spine surgeons and interventional radiologists, among others.
Orthopaedics | Spine - Thoracolumbar (TL) and sacral surgery | TL and sacral fusion and fixation implant | TL pedicle screw - Shank, tulip | NuVasive Inc. | RELINE Screw, 8.5x35mm 2FC Polyaxial | 16218535 | Standalone | DE0500730 | As per HSA registered indication(s) except for radiolucent implants which should be used as follows:  in patients with primary or metastatic spinal tumours who would benefit from post-operative high dose high precision beam therapy upon appropriate and stringent patient selection;  Patient selection should be done via standardised assessment such as the neurological-oncological-mechanical systemic (NOMS) framework; and  The assessment should be carried out by a multidisciplinary team (MDT), which may be inclusive of, but not limited to, radiation oncologists, spine surgeons and interventional radiologists, among others.
Orthopaedics | Spine - Thoracolumbar (TL) and sacral surgery | TL and sacral fusion and fixation implant | TL pedicle screw - Shank, tulip | NuVasive Inc. | RELINE Screw, 8.5x35mm 2FS Polyaxial | 14218535 | Standalone | DE0500730 | As per HSA registered indication(s) except for radiolucent implants which should be used as follows:  in patients with primary or metastatic spinal tumours who would benefit from post-operative high dose high precision beam therapy upon appropriate and stringent patient selection;  Patient selection should be done via standardised assessment such as the neurological-oncological-mechanical systemic (NOMS) framework; and  The assessment should be carried out by a multidisciplinary team (MDT), which may be inclusive of, but not limited to, radiation oncologists, spine surgeons and interventional radiologists, among others.
Orthopaedics | Spine - Thoracolumbar (TL) and sacral surgery | TL and sacral fusion and fixation implant | TL pedicle screw - Shank, tulip | NuVasive Inc. | RELINE Screw, 8.5x40mm 2FC Polyaxial | 16218540 | Standalone | DE0500730 | As per HSA registered indication(s) except for radiolucent implants which should be used as follows:  in patients with primary or metastatic spinal tumours who would benefit from post-operative high dose high precision beam therapy upon appropriate and stringent patient selection;  Patient selection should be done via standardised assessment such as the neurological-oncological-mechanical systemic (NOMS) framework; and  The assessment should be carried out by a multidisciplinary team (MDT), which may be inclusive of, but not limited to, radiation oncologists, spine surgeons and interventional radiologists, among others.
Orthopaedics | Spine - Thoracolumbar (TL) and sacral surgery | TL and sacral fusion and fixation implant | TL pedicle screw - Shank, tulip | NuVasive Inc. | RELINE Screw, 8.5x40mm 2FS Polyaxial | 14218540 | Standalone | DE0500730 | As per HSA registered indication(s) except for radiolucent implants which should be used as follows:  in patients with primary or metastatic spinal tumours who would benefit from post-operative high dose high precision beam therapy upon appropriate and stringent patient selection;  Patient selection should be done via standardised assessment such as the neurological-oncological-mechanical systemic (NOMS) framework; and  The assessment should be carried out by a multidisciplinary team (MDT), which may be inclusive of, but not limited to, radiation oncologists, spine surgeons and interventional radiologists, among others.
Orthopaedics | Spine - Thoracolumbar (TL) and sacral surgery | TL and sacral fusion and fixation implant | TL pedicle screw - Shank, tulip | NuVasive Inc. | RELINE Screw, 8.5x45mm 2FC Polyaxial | 16218545 | Standalone | DE0500730 | As per HSA registered indication(s) except for radiolucent implants which should be used as follows:  in patients with primary or metastatic spinal tumours who would benefit from post-operative high dose high precision beam therapy upon appropriate and stringent patient selection;  Patient selection should be done via standardised assessment such as the neurological-oncological-mechanical systemic (NOMS) framework; and  The assessment should be carried out by a multidisciplinary team (MDT), which may be inclusive of, but not limited to, radiation oncologists, spine surgeons and interventional radiologists, among others.
Orthopaedics | Spine - Thoracolumbar (TL) and sacral surgery | TL and sacral fusion and fixation implant | TL pedicle screw - Shank, tulip | NuVasive Inc. | RELINE Screw, 8.5x45mm 2FS Polyaxial | 14218545 | Standalone | DE0500730 | As per HSA registered indication(s) except for radiolucent implants which should be used as follows:  in patients with primary or metastatic spinal tumours who would benefit from post-operative high dose high precision beam therapy upon appropriate and stringent patient selection;  Patient selection should be done via standardised assessment such as the neurological-oncological-mechanical systemic (NOMS) framework; and  The assessment should be carried out by a multidisciplinary team (MDT), which may be inclusive of, but not limited to, radiation oncologists, spine surgeons and interventional radiologists, among others.
Orthopaedics | Spine - Thoracolumbar (TL) and sacral surgery | TL and sacral fusion and fixation implant | TL pedicle screw - Shank, tulip | NuVasive Inc. | RELINE Screw, 8.5x50mm 2FC Polyaxial | 16218550 | Standalone | DE0500730 | As per HSA registered indication(s) except for radiolucent implants which should be used as follows:  in patients with primary or metastatic spinal tumours who would benefit from post-operative high dose high precision beam therapy upon appropriate and stringent patient selection;  Patient selection should be done via standardised assessment such as the neurological-oncological-mechanical systemic (NOMS) framework; and  The assessment should be carried out by a multidisciplinary team (MDT), which may be inclusive of, but not limited to, radiation oncologists, spine surgeons and interventional radiologists, among others.
Orthopaedics | Spine - Thoracolumbar (TL) and sacral surgery | TL and sacral fusion and fixation implant | TL pedicle screw - Shank, tulip | NuVasive Inc. | RELINE Screw, 8.5x50mm 2FS Polyaxial | 14218550 | Standalone | DE0500730 | As per HSA registered indication(s) except for radiolucent implants which should be used as follows:  in patients with primary or metastatic spinal tumours who would benefit from post-operative high dose high precision beam therapy upon appropriate and stringent patient selection;  Patient selection should be done via standardised assessment such as the neurological-oncological-mechanical systemic (NOMS) framework; and  The assessment should be carried out by a multidisciplinary team (MDT), which may be inclusive of, but not limited to, radiation oncologists, spine surgeons and interventional radiologists, among others.
Orthopaedics | Spine - Thoracolumbar (TL) and sacral surgery | TL and sacral fusion and fixation implant | TL pedicle screw - Shank, tulip | NuVasive Inc. | RELINE Screw, 8.5x55mm 2FC Polyaxial | 16218555 | Standalone | DE0500730 | As per HSA registered indication(s) except for radiolucent implants which should be used as follows:  in patients with primary or metastatic spinal tumours who would benefit from post-operative high dose high precision beam therapy upon appropriate and stringent patient selection;  Patient selection should be done via standardised assessment such as the neurological-oncological-mechanical systemic (NOMS) framework; and  The assessment should be carried out by a multidisciplinary team (MDT), which may be inclusive of, but not limited to, radiation oncologists, spine surgeons and interventional radiologists, among others.
Orthopaedics | Spine - Thoracolumbar (TL) and sacral surgery | TL and sacral fusion and fixation implant | TL pedicle screw - Shank, tulip | NuVasive Inc. | RELINE Screw, 8.5x55mm 2FS Polyaxial | 14218555 | Standalone | DE0500730 | As per HSA registered indication(s) except for radiolucent implants which should be used as follows:  in patients with primary or metastatic spinal tumours who would benefit from post-operative high dose high precision beam therapy upon appropriate and stringent patient selection;  Patient selection should be done via standardised assessment such as the neurological-oncological-mechanical systemic (NOMS) framework; and  The assessment should be carried out by a multidisciplinary team (MDT), which may be inclusive of, but not limited to, radiation oncologists, spine surgeons and interventional radiologists, among others.
Orthopaedics | Spine - Thoracolumbar (TL) and sacral surgery | TL and sacral fusion and fixation implant | TL pedicle screw - Shank, tulip | NuVasive Inc. | RELINE Screw, 8.5x60mm 2FC Polyaxial | 16218560 | Standalone | DE0500730 | As per HSA registered indication(s) except for radiolucent implants which should be used as follows:  in patients with primary or metastatic spinal tumours who would benefit from post-operative high dose high precision beam therapy upon appropriate and stringent patient selection;  Patient selection should be done via standardised assessment such as the neurological-oncological-mechanical systemic (NOMS) framework; and  The assessment should be carried out by a multidisciplinary team (MDT), which may be inclusive of, but not limited to, radiation oncologists, spine surgeons and interventional radiologists, among others.
Orthopaedics | Spine - Thoracolumbar (TL) and sacral surgery | TL and sacral fusion and fixation implant | TL pedicle screw - Shank, tulip | NuVasive Inc. | RELINE Screw, 8.5x60mm 2FS Polyaxial | 14218560 | Standalone | DE0500730 | As per HSA registered indication(s) except for radiolucent implants which should be used as follows:  in patients with primary or metastatic spinal tumours who would benefit from post-operative high dose high precision beam therapy upon appropriate and stringent patient selection;  Patient selection should be done via standardised assessment such as the neurological-oncological-mechanical systemic (NOMS) framework; and  The assessment should be carried out by a multidisciplinary team (MDT), which may be inclusive of, but not limited to, radiation oncologists, spine surgeons and interventional radiologists, among others.
Orthopaedics | Spine - Thoracolumbar (TL) and sacral surgery | TL and sacral fusion and fixation implant | TL pedicle screw - Shank, tulip | NuVasive Inc. | RELINE Screw, 8.5x65mm 2FC Polyaxial | 16218565 | Standalone | DE0500730 | As per HSA registered indication(s) except for radiolucent implants which should be used as follows:  in patients with primary or metastatic spinal tumours who would benefit from post-operative high dose high precision beam therapy upon appropriate and stringent patient selection;  Patient selection should be done via standardised assessment such as the neurological-oncological-mechanical systemic (NOMS) framework; and  The assessment should be carried out by a multidisciplinary team (MDT), which may be inclusive of, but not limited to, radiation oncologists, spine surgeons and interventional radiologists, among others.
Orthopaedics | Spine - Thoracolumbar (TL) and sacral surgery | TL and sacral fusion and fixation implant | TL pedicle screw - Shank, tulip | NuVasive Inc. | RELINE Screw, 8.5x70mm 2FC Polyaxial | 16218570 | Standalone | DE0500730 | As per HSA registered indication(s) except for radiolucent implants which should be used as follows:  in patients with primary or metastatic spinal tumours who would benefit from post-operative high dose high precision beam therapy upon appropriate and stringent patient selection;  Patient selection should be done via standardised assessment such as the neurological-oncological-mechanical systemic (NOMS) framework; and  The assessment should be carried out by a multidisciplinary team (MDT), which may be inclusive of, but not limited to, radiation oncologists, spine surgeons and interventional radiologists, among others.
Orthopaedics | Spine - Thoracolumbar (TL) and sacral surgery | TL and sacral fusion and fixation implant | TL pedicle screw - Shank, tulip | NuVasive Inc. | RELINE Screw, 8.5x75mm 2FC Polyaxial | 16218575 | Standalone | DE0500730 | As per HSA registered indication(s) except for radiolucent implants which should be used as follows:  in patients with primary or metastatic spinal tumours who would benefit from post-operative high dose high precision beam therapy upon appropriate and stringent patient selection;  Patient selection should be done via standardised assessment such as the neurological-oncological-mechanical systemic (NOMS) framework; and  The assessment should be carried out by a multidisciplinary team (MDT), which may be inclusive of, but not limited to, radiation oncologists, spine surgeons and interventional radiologists, among others.
Orthopaedics | Spine - Thoracolumbar (TL) and sacral surgery | TL and sacral fusion and fixation implant | TL pedicle screw - Shank, tulip | NuVasive Inc. | RELINE Screw, 8.5x80mm 2FC Polyaxial | 16218580 | Standalone | DE0500730 | As per HSA registered indication(s) except for radiolucent implants which should be used as follows:  in patients with primary or metastatic spinal tumours who would benefit from post-operative high dose high precision beam therapy upon appropriate and stringent patient selection;  Patient selection should be done via standardised assessment such as the neurological-oncological-mechanical systemic (NOMS) framework; and  The assessment should be carried out by a multidisciplinary team (MDT), which may be inclusive of, but not limited to, radiation oncologists, spine surgeons and interventional radiologists, among others.
Orthopaedics | Spine - Thoracolumbar (TL) and sacral surgery | TL and sacral fusion and fixation implant | TL pedicle screw - Shank, tulip | NuVasive Inc. | RELINE Screw, 8.5x85mm 2FC Polyaxial | 16218585 | Standalone | DE0500730 | As per HSA registered indication(s) except for radiolucent implants which should be used as follows:  in patients with primary or metastatic spinal tumours who would benefit from post-operative high dose high precision beam therapy upon appropriate and stringent patient selection;  Patient selection should be done via standardised assessment such as the neurological-oncological-mechanical systemic (NOMS) framework; and  The assessment should be carried out by a multidisciplinary team (MDT), which may be inclusive of, but not limited to, radiation oncologists, spine surgeons and interventional radiologists, among others.
Orthopaedics | Spine - Thoracolumbar (TL) and sacral surgery | TL and sacral fusion and fixation implant | TL pedicle screw - Shank, tulip | NuVasive Inc. | RELINE Screw, 8.5x90mm 2FC Polyaxial | 16218590 | Standalone | DE0500730 | As per HSA registered indication(s) except for radiolucent implants which should be used as follows:  in patients with primary or metastatic spinal tumours who would benefit from post-operative high dose high precision beam therapy upon appropriate and stringent patient selection;  Patient selection should be done via standardised assessment such as the neurological-oncological-mechanical systemic (NOMS) framework; and  The assessment should be carried out by a multidisciplinary team (MDT), which may be inclusive of, but not limited to, radiation oncologists, spine surgeons and interventional radiologists, among others.
Orthopaedics | Spine - Thoracolumbar (TL) and sacral surgery | TL and sacral fusion and fixation implant | TL pedicle screw - Shank, tulip | NuVasive Inc. | RELINE Screw, 8.5x95mm 2FC Polyaxial | 16218595 | Standalone | DE0500730 | As per HSA registered indication(s) except for radiolucent implants which should be used as follows:  in patients with primary or metastatic spinal tumours who would benefit from post-operative high dose high precision beam therapy upon appropriate and stringent patient selection;  Patient selection should be done via standardised assessment such as the neurological-oncological-mechanical systemic (NOMS) framework; and  The assessment should be carried out by a multidisciplinary team (MDT), which may be inclusive of, but not limited to, radiation oncologists, spine surgeons and interventional radiologists, among others.
Orthopaedics | Spine - Thoracolumbar (TL) and sacral surgery | TL and sacral fusion and fixation implant | TL pedicle screw - Shank, tulip | NuVasive Inc. | RELINE Screw, 9.0x100mm 2FC Polyaxial | 16219010 | Standalone | DE0500730 | As per HSA registered indication(s) except for radiolucent implants which should be used as follows:  in patients with primary or metastatic spinal tumours who would benefit from post-operative high dose high precision beam therapy upon appropriate and stringent patient selection;  Patient selection should be done via standardised assessment such as the neurological-oncological-mechanical systemic (NOMS) framework; and  The assessment should be carried out by a multidisciplinary team (MDT), which may be inclusive of, but not limited to, radiation oncologists, spine surgeons and interventional radiologists, among others.
Orthopaedics | Spine - Thoracolumbar (TL) and sacral surgery | TL and sacral fusion and fixation implant | TL pedicle screw - Shank, tulip | NuVasive Inc. | RELINE Screw, 9.0x30mm 2FC Polyaxial | 16219030 | Standalone | DE0500730 | As per HSA registered indication(s) except for radiolucent implants which should be used as follows:  in patients with primary or metastatic spinal tumours who would benefit from post-operative high dose high precision beam therapy upon appropriate and stringent patient selection;  Patient selection should be done via standardised assessment such as the neurological-oncological-mechanical systemic (NOMS) framework; and  The assessment should be carried out by a multidisciplinary team (MDT), which may be inclusive of, but not limited to, radiation oncologists, spine surgeons and interventional radiologists, among others.
Orthopaedics | Spine - Thoracolumbar (TL) and sacral surgery | TL and sacral fusion and fixation implant | TL pedicle screw - Shank, tulip | NuVasive Inc. | RELINE Screw, 9.0x30mm 2FS Polyaxial | 14219030 | Standalone | DE0500730 | As per HSA registered indication(s) except for radiolucent implants which should be used as follows:  in patients with primary or metastatic spinal tumours who would benefit from post-operative high dose high precision beam therapy upon appropriate and stringent patient selection;  Patient selection should be done via standardised assessment such as the neurological-oncological-mechanical systemic (NOMS) framework; and  The assessment should be carried out by a multidisciplinary team (MDT), which may be inclusive of, but not limited to, radiation oncologists, spine surgeons and interventional radiologists, among others.
Orthopaedics | Spine - Thoracolumbar (TL) and sacral surgery | TL and sacral fusion and fixation implant | TL pedicle screw - Shank, tulip | NuVasive Inc. | RELINE Screw, 9.0x35mm 2FC Polyaxial | 16219035 | Standalone | DE0500730 | As per HSA registered indication(s) except for radiolucent implants which should be used as follows:  in patients with primary or metastatic spinal tumours who would benefit from post-operative high dose high precision beam therapy upon appropriate and stringent patient selection;  Patient selection should be done via standardised assessment such as the neurological-oncological-mechanical systemic (NOMS) framework; and  The assessment should be carried out by a multidisciplinary team (MDT), which may be inclusive of, but not limited to, radiation oncologists, spine surgeons and interventional radiologists, among others.
Orthopaedics | Spine - Thoracolumbar (TL) and sacral surgery | TL and sacral fusion and fixation implant | TL pedicle screw - Shank, tulip | NuVasive Inc. | RELINE Screw, 9.0x35mm 2FS Polyaxial | 14219035 | Standalone | DE0500730 | As per HSA registered indication(s) except for radiolucent implants which should be used as follows:  in patients with primary or metastatic spinal tumours who would benefit from post-operative high dose high precision beam therapy upon appropriate and stringent patient selection;  Patient selection should be done via standardised assessment such as the neurological-oncological-mechanical systemic (NOMS) framework; and  The assessment should be carried out by a multidisciplinary team (MDT), which may be inclusive of, but not limited to, radiation oncologists, spine surgeons and interventional radiologists, among others.
Orthopaedics | Spine - Thoracolumbar (TL) and sacral surgery | TL and sacral fusion and fixation implant | TL pedicle screw - Shank, tulip | NuVasive Inc. | RELINE Screw, 9.0x40mm 2FC Polyaxial | 16219040 | Standalone | DE0500730 | As per HSA registered indication(s) except for radiolucent implants which should be used as follows:  in patients with primary or metastatic spinal tumours who would benefit from post-operative high dose high precision beam therapy upon appropriate and stringent patient selection;  Patient selection should be done via standardised assessment such as the neurological-oncological-mechanical systemic (NOMS) framework; and  The assessment should be carried out by a multidisciplinary team (MDT), which may be inclusive of, but not limited to, radiation oncologists, spine surgeons and interventional radiologists, among others.
Orthopaedics | Spine - Thoracolumbar (TL) and sacral surgery | TL and sacral fusion and fixation implant | TL pedicle screw - Shank, tulip | NuVasive Inc. | RELINE Screw, 9.0x40mm 2FS Polyaxial | 14219040 | Standalone | DE0500730 | As per HSA registered indication(s) except for radiolucent implants which should be used as follows:  in patients with primary or metastatic spinal tumours who would benefit from post-operative high dose high precision beam therapy upon appropriate and stringent patient selection;  Patient selection should be done via standardised assessment such as the neurological-oncological-mechanical systemic (NOMS) framework; and  The assessment should be carried out by a multidisciplinary team (MDT), which may be inclusive of, but not limited to, radiation oncologists, spine surgeons and interventional radiologists, among others.
Orthopaedics | Spine - Thoracolumbar (TL) and sacral surgery | TL and sacral fusion and fixation implant | TL pedicle screw - Shank, tulip | NuVasive Inc. | RELINE Screw, 9.0x45mm 2FC Polyaxial | 16219045 | Standalone | DE0500730 | As per HSA registered indication(s) except for radiolucent implants which should be used as follows:  in patients with primary or metastatic spinal tumours who would benefit from post-operative high dose high precision beam therapy upon appropriate and stringent patient selection;  Patient selection should be done via standardised assessment such as the neurological-oncological-mechanical systemic (NOMS) framework; and  The assessment should be carried out by a multidisciplinary team (MDT), which may be inclusive of, but not limited to, radiation oncologists, spine surgeons and interventional radiologists, among others.
Orthopaedics | Spine - Thoracolumbar (TL) and sacral surgery | TL and sacral fusion and fixation implant | TL pedicle screw - Shank, tulip | NuVasive Inc. | RELINE Screw, 9.0x45mm 2FS Polyaxial | 14219045 | Standalone | DE0500730 | As per HSA registered indication(s) except for radiolucent implants which should be used as follows:  in patients with primary or metastatic spinal tumours who would benefit from post-operative high dose high precision beam therapy upon appropriate and stringent patient selection;  Patient selection should be done via standardised assessment such as the neurological-oncological-mechanical systemic (NOMS) framework; and  The assessment should be carried out by a multidisciplinary team (MDT), which may be inclusive of, but not limited to, radiation oncologists, spine surgeons and interventional radiologists, among others.
Orthopaedics | Spine - Thoracolumbar (TL) and sacral surgery | TL and sacral fusion and fixation implant | TL pedicle screw - Shank, tulip | NuVasive Inc. | RELINE Screw, 9.0x50mm 2FC Polyaxial | 16219050 | Standalone | DE0500730 | As per HSA registered indication(s) except for radiolucent implants which should be used as follows:  in patients with primary or metastatic spinal tumours who would benefit from post-operative high dose high precision beam therapy upon appropriate and stringent patient selection;  Patient selection should be done via standardised assessment such as the neurological-oncological-mechanical systemic (NOMS) framework; and  The assessment should be carried out by a multidisciplinary team (MDT), which may be inclusive of, but not limited to, radiation oncologists, spine surgeons and interventional radiologists, among others.
Orthopaedics | Spine - Thoracolumbar (TL) and sacral surgery | TL and sacral fusion and fixation implant | TL pedicle screw - Shank, tulip | NuVasive Inc. | RELINE Screw, 9.0x50mm 2FS Polyaxial | 14219050 | Standalone | DE0500730 | As per HSA registered indication(s) except for radiolucent implants which should be used as follows:  in patients with primary or metastatic spinal tumours who would benefit from post-operative high dose high precision beam therapy upon appropriate and stringent patient selection;  Patient selection should be done via standardised assessment such as the neurological-oncological-mechanical systemic (NOMS) framework; and  The assessment should be carried out by a multidisciplinary team (MDT), which may be inclusive of, but not limited to, radiation oncologists, spine surgeons and interventional radiologists, among others.
Orthopaedics | Spine - Thoracolumbar (TL) and sacral surgery | TL and sacral fusion and fixation implant | TL pedicle screw - Shank, tulip | NuVasive Inc. | RELINE Screw, 9.0x55mm 2FC Polyaxial | 16219055 | Standalone | DE0500730 | As per HSA registered indication(s) except for radiolucent implants which should be used as follows:  in patients with primary or metastatic spinal tumours who would benefit from post-operative high dose high precision beam therapy upon appropriate and stringent patient selection;  Patient selection should be done via standardised assessment such as the neurological-oncological-mechanical systemic (NOMS) framework; and  The assessment should be carried out by a multidisciplinary team (MDT), which may be inclusive of, but not limited to, radiation oncologists, spine surgeons and interventional radiologists, among others.
Orthopaedics | Spine - Thoracolumbar (TL) and sacral surgery | TL and sacral fusion and fixation implant | TL pedicle screw - Shank, tulip | NuVasive Inc. | RELINE Screw, 9.0x55mm 2FS Polyaxial | 14219055 | Standalone | DE0500730 | As per HSA registered indication(s) except for radiolucent implants which should be used as follows:  in patients with primary or metastatic spinal tumours who would benefit from post-operative high dose high precision beam therapy upon appropriate and stringent patient selection;  Patient selection should be done via standardised assessment such as the neurological-oncological-mechanical systemic (NOMS) framework; and  The assessment should be carried out by a multidisciplinary team (MDT), which may be inclusive of, but not limited to, radiation oncologists, spine surgeons and interventional radiologists, among others.
Orthopaedics | Spine - Thoracolumbar (TL) and sacral surgery | TL and sacral fusion and fixation implant | TL pedicle screw - Shank, tulip | NuVasive Inc. | RELINE Screw, 9.0x60mm 2FC Polyaxial | 16219060 | Standalone | DE0500730 | As per HSA registered indication(s) except for radiolucent implants which should be used as follows:  in patients with primary or metastatic spinal tumours who would benefit from post-operative high dose high precision beam therapy upon appropriate and stringent patient selection;  Patient selection should be done via standardised assessment such as the neurological-oncological-mechanical systemic (NOMS) framework; and  The assessment should be carried out by a multidisciplinary team (MDT), which may be inclusive of, but not limited to, radiation oncologists, spine surgeons and interventional radiologists, among others.
Orthopaedics | Spine - Thoracolumbar (TL) and sacral surgery | TL and sacral fusion and fixation implant | TL pedicle screw - Shank, tulip | NuVasive Inc. | RELINE Screw, 9.0x60mm 2FS Polyaxial | 14219060 | Standalone | DE0500730 | As per HSA registered indication(s) except for radiolucent implants which should be used as follows:  in patients with primary or metastatic spinal tumours who would benefit from post-operative high dose high precision beam therapy upon appropriate and stringent patient selection;  Patient selection should be done via standardised assessment such as the neurological-oncological-mechanical systemic (NOMS) framework; and  The assessment should be carried out by a multidisciplinary team (MDT), which may be inclusive of, but not limited to, radiation oncologists, spine surgeons and interventional radiologists, among others.
Orthopaedics | Spine - Thoracolumbar (TL) and sacral surgery | TL and sacral fusion and fixation implant | TL pedicle screw - Shank, tulip | NuVasive Inc. | RELINE Screw, 9.0x65mm 2FC Polyaxial | 16219065 | Standalone | DE0500730 | As per HSA registered indication(s) except for radiolucent implants which should be used as follows:  in patients with primary or metastatic spinal tumours who would benefit from post-operative high dose high precision beam therapy upon appropriate and stringent patient selection;  Patient selection should be done via standardised assessment such as the neurological-oncological-mechanical systemic (NOMS) framework; and  The assessment should be carried out by a multidisciplinary team (MDT), which may be inclusive of, but not limited to, radiation oncologists, spine surgeons and interventional radiologists, among others.
Orthopaedics | Spine - Thoracolumbar (TL) and sacral surgery | TL and sacral fusion and fixation implant | TL pedicle screw - Shank, tulip | NuVasive Inc. | RELINE Screw, 9.0x70mm 2FC Polyaxial | 16219070 | Standalone | DE0500730 | As per HSA registered indication(s) except for radiolucent implants which should be used as follows:  in patients with primary or metastatic spinal tumours who would benefit from post-operative high dose high precision beam therapy upon appropriate and stringent patient selection;  Patient selection should be done via standardised assessment such as the neurological-oncological-mechanical systemic (NOMS) framework; and  The assessment should be carried out by a multidisciplinary team (MDT), which may be inclusive of, but not limited to, radiation oncologists, spine surgeons and interventional radiologists, among others.
Orthopaedics | Spine - Thoracolumbar (TL) and sacral surgery | TL and sacral fusion and fixation implant | TL pedicle screw - Shank, tulip | NuVasive Inc. | RELINE Screw, 9.0x75mm 2FC Polyaxial | 16219075 | Standalone | DE0500730 | As per HSA registered indication(s) except for radiolucent implants which should be used as follows:  in patients with primary or metastatic spinal tumours who would benefit from post-operative high dose high precision beam therapy upon appropriate and stringent patient selection;  Patient selection should be done via standardised assessment such as the neurological-oncological-mechanical systemic (NOMS) framework; and  The assessment should be carried out by a multidisciplinary team (MDT), which may be inclusive of, but not limited to, radiation oncologists, spine surgeons and interventional radiologists, among others.
Orthopaedics | Spine - Thoracolumbar (TL) and sacral surgery | TL and sacral fusion and fixation implant | TL pedicle screw - Shank, tulip | NuVasive Inc. | RELINE Screw, 9.0x80mm 2FC Polyaxial | 16219080 | Standalone | DE0500730 | As per HSA registered indication(s) except for radiolucent implants which should be used as follows:  in patients with primary or metastatic spinal tumours who would benefit from post-operative high dose high precision beam therapy upon appropriate and stringent patient selection;  Patient selection should be done via standardised assessment such as the neurological-oncological-mechanical systemic (NOMS) framework; and  The assessment should be carried out by a multidisciplinary team (MDT), which may be inclusive of, but not limited to, radiation oncologists, spine surgeons and interventional radiologists, among others.
Orthopaedics | Spine - Thoracolumbar (TL) and sacral surgery | TL and sacral fusion and fixation implant | TL pedicle screw - Shank, tulip | NuVasive Inc. | RELINE Screw, 9.0x85mm 2FC Polyaxial | 16219085 | Standalone | DE0500730 | As per HSA registered indication(s) except for radiolucent implants which should be used as follows:  in patients with primary or metastatic spinal tumours who would benefit from post-operative high dose high precision beam therapy upon appropriate and stringent patient selection;  Patient selection should be done via standardised assessment such as the neurological-oncological-mechanical systemic (NOMS) framework; and  The assessment should be carried out by a multidisciplinary team (MDT), which may be inclusive of, but not limited to, radiation oncologists, spine surgeons and interventional radiologists, among others.
Orthopaedics | Spine - Thoracolumbar (TL) and sacral surgery | TL and sacral fusion and fixation implant | TL pedicle screw - Shank, tulip | NuVasive Inc. | RELINE Screw, 9.0x90mm 2FC Polyaxial | 16219090 | Standalone | DE0500730 | As per HSA registered indication(s) except for radiolucent implants which should be used as follows:  in patients with primary or metastatic spinal tumours who would benefit from post-operative high dose high precision beam therapy upon appropriate and stringent patient selection;  Patient selection should be done via standardised assessment such as the neurological-oncological-mechanical systemic (NOMS) framework; and  The assessment should be carried out by a multidisciplinary team (MDT), which may be inclusive of, but not limited to, radiation oncologists, spine surgeons and interventional radiologists, among others.
Orthopaedics | Spine - Thoracolumbar (TL) and sacral surgery | TL and sacral fusion and fixation implant | TL pedicle screw - Shank, tulip | NuVasive Inc. | RELINE Screw, 9.0x95mm 2FC Polyaxial | 16219095 | Standalone | DE0500730 | As per HSA registered indication(s) except for radiolucent implants which should be used as follows:  in patients with primary or metastatic spinal tumours who would benefit from post-operative high dose high precision beam therapy upon appropriate and stringent patient selection;  Patient selection should be done via standardised assessment such as the neurological-oncological-mechanical systemic (NOMS) framework; and  The assessment should be carried out by a multidisciplinary team (MDT), which may be inclusive of, but not limited to, radiation oncologists, spine surgeons and interventional radiologists, among others.
Orthopaedics | Spine - Thoracolumbar (TL) and sacral surgery | TL and sacral fusion and fixation implant | TL pedicle screw - Shank, tulip | NuVasive Inc. | RELINE Screw, 9.5x100mm 2FC Polyaxial | 16219510 | Standalone | DE0500730 | As per HSA registered indication(s) except for radiolucent implants which should be used as follows:  in patients with primary or metastatic spinal tumours who would benefit from post-operative high dose high precision beam therapy upon appropriate and stringent patient selection;  Patient selection should be done via standardised assessment such as the neurological-oncological-mechanical systemic (NOMS) framework; and  The assessment should be carried out by a multidisciplinary team (MDT), which may be inclusive of, but not limited to, radiation oncologists, spine surgeons and interventional radiologists, among others.
Orthopaedics | Spine - Thoracolumbar (TL) and sacral surgery | TL and sacral fusion and fixation implant | TL pedicle screw - Shank, tulip | NuVasive Inc. | RELINE Screw, 9.5x30mm 2FC Polyaxial | 16219530 | Standalone | DE0500730 | As per HSA registered indication(s) except for radiolucent implants which should be used as follows:  in patients with primary or metastatic spinal tumours who would benefit from post-operative high dose high precision beam therapy upon appropriate and stringent patient selection;  Patient selection should be done via standardised assessment such as the neurological-oncological-mechanical systemic (NOMS) framework; and  The assessment should be carried out by a multidisciplinary team (MDT), which may be inclusive of, but not limited to, radiation oncologists, spine surgeons and interventional radiologists, among others.
Orthopaedics | Spine - Thoracolumbar (TL) and sacral surgery | TL and sacral fusion and fixation implant | TL pedicle screw - Shank, tulip | NuVasive Inc. | RELINE Screw, 9.5x30mm 2FS Polyaxial | 14219530 | Standalone | DE0500730 | As per HSA registered indication(s) except for radiolucent implants which should be used as follows:  in patients with primary or metastatic spinal tumours who would benefit from post-operative high dose high precision beam therapy upon appropriate and stringent patient selection;  Patient selection should be done via standardised assessment such as the neurological-oncological-mechanical systemic (NOMS) framework; and  The assessment should be carried out by a multidisciplinary team (MDT), which may be inclusive of, but not limited to, radiation oncologists, spine surgeons and interventional radiologists, among others.
Orthopaedics | Spine - Thoracolumbar (TL) and sacral surgery | TL and sacral fusion and fixation implant | TL pedicle screw - Shank, tulip | NuVasive Inc. | RELINE Screw, 9.5x35mm 2FC Polyaxial | 16219535 | Standalone | DE0500730 | As per HSA registered indication(s) except for radiolucent implants which should be used as follows:  in patients with primary or metastatic spinal tumours who would benefit from post-operative high dose high precision beam therapy upon appropriate and stringent patient selection;  Patient selection should be done via standardised assessment such as the neurological-oncological-mechanical systemic (NOMS) framework; and  The assessment should be carried out by a multidisciplinary team (MDT), which may be inclusive of, but not limited to, radiation oncologists, spine surgeons and interventional radiologists, among others.
Orthopaedics | Spine - Thoracolumbar (TL) and sacral surgery | TL and sacral fusion and fixation implant | TL pedicle screw - Shank, tulip | NuVasive Inc. | RELINE Screw, 9.5x35mm 2FS Polyaxial | 14219535 | Standalone | DE0500730 | As per HSA registered indication(s) except for radiolucent implants which should be used as follows:  in patients with primary or metastatic spinal tumours who would benefit from post-operative high dose high precision beam therapy upon appropriate and stringent patient selection;  Patient selection should be done via standardised assessment such as the neurological-oncological-mechanical systemic (NOMS) framework; and  The assessment should be carried out by a multidisciplinary team (MDT), which may be inclusive of, but not limited to, radiation oncologists, spine surgeons and interventional radiologists, among others.
Orthopaedics | Spine - Thoracolumbar (TL) and sacral surgery | TL and sacral fusion and fixation implant | TL pedicle screw - Shank, tulip | NuVasive Inc. | RELINE Screw, 9.5x40mm 2FC Polyaxial | 16219540 | Standalone | DE0500730 | As per HSA registered indication(s) except for radiolucent implants which should be used as follows:  in patients with primary or metastatic spinal tumours who would benefit from post-operative high dose high precision beam therapy upon appropriate and stringent patient selection;  Patient selection should be done via standardised assessment such as the neurological-oncological-mechanical systemic (NOMS) framework; and  The assessment should be carried out by a multidisciplinary team (MDT), which may be inclusive of, but not limited to, radiation oncologists, spine surgeons and interventional radiologists, among others.
Orthopaedics | Spine - Thoracolumbar (TL) and sacral surgery | TL and sacral fusion and fixation implant | TL pedicle screw - Shank, tulip | NuVasive Inc. | RELINE Screw, 9.5x40mm 2FS Polyaxial | 14219540 | Standalone | DE0500730 | As per HSA registered indication(s) except for radiolucent implants which should be used as follows:  in patients with primary or metastatic spinal tumours who would benefit from post-operative high dose high precision beam therapy upon appropriate and stringent patient selection;  Patient selection should be done via standardised assessment such as the neurological-oncological-mechanical systemic (NOMS) framework; and  The assessment should be carried out by a multidisciplinary team (MDT), which may be inclusive of, but not limited to, radiation oncologists, spine surgeons and interventional radiologists, among others.
Orthopaedics | Spine - Thoracolumbar (TL) and sacral surgery | TL and sacral fusion and fixation implant | TL pedicle screw - Shank, tulip | NuVasive Inc. | RELINE Screw, 9.5x45mm 2FC Polyaxial | 16219545 | Standalone | DE0500730 | As per HSA registered indication(s) except for radiolucent implants which should be used as follows:  in patients with primary or metastatic spinal tumours who would benefit from post-operative high dose high precision beam therapy upon appropriate and stringent patient selection;  Patient selection should be done via standardised assessment such as the neurological-oncological-mechanical systemic (NOMS) framework; and  The assessment should be carried out by a multidisciplinary team (MDT), which may be inclusive of, but not limited to, radiation oncologists, spine surgeons and interventional radiologists, among others.
Orthopaedics | Spine - Thoracolumbar (TL) and sacral surgery | TL and sacral fusion and fixation implant | TL pedicle screw - Shank, tulip | NuVasive Inc. | RELINE Screw, 9.5x45mm 2FS Polyaxial | 14219545 | Standalone | DE0500730 | As per HSA registered indication(s) except for radiolucent implants which should be used as follows:  in patients with primary or metastatic spinal tumours who would benefit from post-operative high dose high precision beam therapy upon appropriate and stringent patient selection;  Patient selection should be done via standardised assessment such as the neurological-oncological-mechanical systemic (NOMS) framework; and  The assessment should be carried out by a multidisciplinary team (MDT), which may be inclusive of, but not limited to, radiation oncologists, spine surgeons and interventional radiologists, among others.
Orthopaedics | Spine - Thoracolumbar (TL) and sacral surgery | TL and sacral fusion and fixation implant | TL pedicle screw - Shank, tulip | NuVasive Inc. | RELINE Screw, 9.5x50mm 2FC Polyaxial | 16219550 | Standalone | DE0500730 | As per HSA registered indication(s) except for radiolucent implants which should be used as follows:  in patients with primary or metastatic spinal tumours who would benefit from post-operative high dose high precision beam therapy upon appropriate and stringent patient selection;  Patient selection should be done via standardised assessment such as the neurological-oncological-mechanical systemic (NOMS) framework; and  The assessment should be carried out by a multidisciplinary team (MDT), which may be inclusive of, but not limited to, radiation oncologists, spine surgeons and interventional radiologists, among others.
Orthopaedics | Spine - Thoracolumbar (TL) and sacral surgery | TL and sacral fusion and fixation implant | TL pedicle screw - Shank, tulip | NuVasive Inc. | RELINE Screw, 9.5x50mm 2FS Polyaxial | 14219550 | Standalone | DE0500730 | As per HSA registered indication(s) except for radiolucent implants which should be used as follows:  in patients with primary or metastatic spinal tumours who would benefit from post-operative high dose high precision beam therapy upon appropriate and stringent patient selection;  Patient selection should be done via standardised assessment such as the neurological-oncological-mechanical systemic (NOMS) framework; and  The assessment should be carried out by a multidisciplinary team (MDT), which may be inclusive of, but not limited to, radiation oncologists, spine surgeons and interventional radiologists, among others.
Orthopaedics | Spine - Thoracolumbar (TL) and sacral surgery | TL and sacral fusion and fixation implant | TL pedicle screw - Shank, tulip | NuVasive Inc. | RELINE Screw, 9.5x55mm 2FC Polyaxial | 16219555 | Standalone | DE0500730 | As per HSA registered indication(s) except for radiolucent implants which should be used as follows:  in patients with primary or metastatic spinal tumours who would benefit from post-operative high dose high precision beam therapy upon appropriate and stringent patient selection;  Patient selection should be done via standardised assessment such as the neurological-oncological-mechanical systemic (NOMS) framework; and  The assessment should be carried out by a multidisciplinary team (MDT), which may be inclusive of, but not limited to, radiation oncologists, spine surgeons and interventional radiologists, among others.
Orthopaedics | Spine - Thoracolumbar (TL) and sacral surgery | TL and sacral fusion and fixation implant | TL pedicle screw - Shank, tulip | NuVasive Inc. | RELINE Screw, 9.5x55mm 2FS Polyaxial | 14219555 | Standalone | DE0500730 | As per HSA registered indication(s) except for radiolucent implants which should be used as follows:  in patients with primary or metastatic spinal tumours who would benefit from post-operative high dose high precision beam therapy upon appropriate and stringent patient selection;  Patient selection should be done via standardised assessment such as the neurological-oncological-mechanical systemic (NOMS) framework; and  The assessment should be carried out by a multidisciplinary team (MDT), which may be inclusive of, but not limited to, radiation oncologists, spine surgeons and interventional radiologists, among others.
Orthopaedics | Spine - Thoracolumbar (TL) and sacral surgery | TL and sacral fusion and fixation implant | TL pedicle screw - Shank, tulip | NuVasive Inc. | RELINE Screw, 9.5x60mm 2FC Polyaxial | 16219560 | Standalone | DE0500730 | As per HSA registered indication(s) except for radiolucent implants which should be used as follows:  in patients with primary or metastatic spinal tumours who would benefit from post-operative high dose high precision beam therapy upon appropriate and stringent patient selection;  Patient selection should be done via standardised assessment such as the neurological-oncological-mechanical systemic (NOMS) framework; and  The assessment should be carried out by a multidisciplinary team (MDT), which may be inclusive of, but not limited to, radiation oncologists, spine surgeons and interventional radiologists, among others.
Orthopaedics | Spine - Thoracolumbar (TL) and sacral surgery | TL and sacral fusion and fixation implant | TL pedicle screw - Shank, tulip | NuVasive Inc. | RELINE Screw, 9.5x60mm 2FS Polyaxial | 14219560 | Standalone | DE0500730 | As per HSA registered indication(s) except for radiolucent implants which should be used as follows:  in patients with primary or metastatic spinal tumours who would benefit from post-operative high dose high precision beam therapy upon appropriate and stringent patient selection;  Patient selection should be done via standardised assessment such as the neurological-oncological-mechanical systemic (NOMS) framework; and  The assessment should be carried out by a multidisciplinary team (MDT), which may be inclusive of, but not limited to, radiation oncologists, spine surgeons and interventional radiologists, among others.
Orthopaedics | Spine - Thoracolumbar (TL) and sacral surgery | TL and sacral fusion and fixation implant | TL pedicle screw - Shank, tulip | NuVasive Inc. | RELINE Screw, 9.5x65mm 2FC Polyaxial | 16219565 | Standalone | DE0500730 | As per HSA registered indication(s) except for radiolucent implants which should be used as follows:  in patients with primary or metastatic spinal tumours who would benefit from post-operative high dose high precision beam therapy upon appropriate and stringent patient selection;  Patient selection should be done via standardised assessment such as the neurological-oncological-mechanical systemic (NOMS) framework; and  The assessment should be carried out by a multidisciplinary team (MDT), which may be inclusive of, but not limited to, radiation oncologists, spine surgeons and interventional radiologists, among others.
Orthopaedics | Spine - Thoracolumbar (TL) and sacral surgery | TL and sacral fusion and fixation implant | TL pedicle screw - Shank, tulip | NuVasive Inc. | RELINE Screw, 9.5x70mm 2FC Polyaxial | 16219570 | Standalone | DE0500730 | As per HSA registered indication(s) except for radiolucent implants which should be used as follows:  in patients with primary or metastatic spinal tumours who would benefit from post-operative high dose high precision beam therapy upon appropriate and stringent patient selection;  Patient selection should be done via standardised assessment such as the neurological-oncological-mechanical systemic (NOMS) framework; and  The assessment should be carried out by a multidisciplinary team (MDT), which may be inclusive of, but not limited to, radiation oncologists, spine surgeons and interventional radiologists, among others.
Orthopaedics | Spine - Thoracolumbar (TL) and sacral surgery | TL and sacral fusion and fixation implant | TL pedicle screw - Shank, tulip | NuVasive Inc. | RELINE Screw, 9.5x75mm 2FC Polyaxial | 16219575 | Standalone | DE0500730 | As per HSA registered indication(s) except for radiolucent implants which should be used as follows:  in patients with primary or metastatic spinal tumours who would benefit from post-operative high dose high precision beam therapy upon appropriate and stringent patient selection;  Patient selection should be done via standardised assessment such as the neurological-oncological-mechanical systemic (NOMS) framework; and  The assessment should be carried out by a multidisciplinary team (MDT), which may be inclusive of, but not limited to, radiation oncologists, spine surgeons and interventional radiologists, among others.
Orthopaedics | Spine - Thoracolumbar (TL) and sacral surgery | TL and sacral fusion and fixation implant | TL pedicle screw - Shank, tulip | NuVasive Inc. | RELINE Screw, 9.5x80mm 2FC Polyaxial | 16219580 | Standalone | DE0500730 | As per HSA registered indication(s) except for radiolucent implants which should be used as follows:  in patients with primary or metastatic spinal tumours who would benefit from post-operative high dose high precision beam therapy upon appropriate and stringent patient selection;  Patient selection should be done via standardised assessment such as the neurological-oncological-mechanical systemic (NOMS) framework; and  The assessment should be carried out by a multidisciplinary team (MDT), which may be inclusive of, but not limited to, radiation oncologists, spine surgeons and interventional radiologists, among others.
Orthopaedics | Spine - Thoracolumbar (TL) and sacral surgery | TL and sacral fusion and fixation implant | TL pedicle screw - Shank, tulip | NuVasive Inc. | RELINE Screw, 9.5x85mm 2FC Polyaxial | 16219585 | Standalone | DE0500730 | As per HSA registered indication(s) except for radiolucent implants which should be used as follows:  in patients with primary or metastatic spinal tumours who would benefit from post-operative high dose high precision beam therapy upon appropriate and stringent patient selection;  Patient selection should be done via standardised assessment such as the neurological-oncological-mechanical systemic (NOMS) framework; and  The assessment should be carried out by a multidisciplinary team (MDT), which may be inclusive of, but not limited to, radiation oncologists, spine surgeons and interventional radiologists, among others.
Orthopaedics | Spine - Thoracolumbar (TL) and sacral surgery | TL and sacral fusion and fixation implant | TL pedicle screw - Shank, tulip | NuVasive Inc. | RELINE Screw, 9.5x90mm 2FC Polyaxial | 16219590 | Standalone | DE0500730 | As per HSA registered indication(s) except for radiolucent implants which should be used as follows:  in patients with primary or metastatic spinal tumours who would benefit from post-operative high dose high precision beam therapy upon appropriate and stringent patient selection;  Patient selection should be done via standardised assessment such as the neurological-oncological-mechanical systemic (NOMS) framework; and  The assessment should be carried out by a multidisciplinary team (MDT), which may be inclusive of, but not limited to, radiation oncologists, spine surgeons and interventional radiologists, among others.
Orthopaedics | Spine - Thoracolumbar (TL) and sacral surgery | TL and sacral fusion and fixation implant | TL pedicle screw - Shank, tulip | NuVasive Inc. | RELINE Screw, 9.5x95mm 2FC Polyaxial | 16219595 | Standalone | DE0500730 | As per HSA registered indication(s) except for radiolucent implants which should be used as follows:  in patients with primary or metastatic spinal tumours who would benefit from post-operative high dose high precision beam therapy upon appropriate and stringent patient selection;  Patient selection should be done via standardised assessment such as the neurological-oncological-mechanical systemic (NOMS) framework; and  The assessment should be carried out by a multidisciplinary team (MDT), which may be inclusive of, but not limited to, radiation oncologists, spine surgeons and interventional radiologists, among others.
Orthopaedics | Spine - Thoracolumbar (TL) and sacral surgery | TL and sacral fusion and fixation implant | TL rod | NuVasive Inc. | RELINE Ti Rod, 5.5x500mm TL | 16355500 | Standalone | DE0500730 | As per HSA registered indication(s) except for radiolucent implants which should be used as follows:  in patients with primary or metastatic spinal tumours who would benefit from post-operative high dose high precision beam therapy upon appropriate and stringent patient selection;  Patient selection should be done via standardised assessment such as the neurological-oncological-mechanical systemic (NOMS) framework; and  The assessment should be carried out by a multidisciplinary team (MDT), which may be inclusive of, but not limited to, radiation oncologists, spine surgeons and interventional radiologists, among others.
Orthopaedics | Spine - Thoracolumbar (TL) and sacral surgery | TL and sacral fusion and fixation implant | TL rod | NuVasive Inc. | RELINE Ti Rod, 6.0x500mm TL | 16360500 | Standalone | DE0500730 | As per HSA registered indication(s) except for radiolucent implants which should be used as follows:  in patients with primary or metastatic spinal tumours who would benefit from post-operative high dose high precision beam therapy upon appropriate and stringent patient selection;  Patient selection should be done via standardised assessment such as the neurological-oncological-mechanical systemic (NOMS) framework; and  The assessment should be carried out by a multidisciplinary team (MDT), which may be inclusive of, but not limited to, radiation oncologists, spine surgeons and interventional radiologists, among others.
Orthopaedics | Spine - Thoracolumbar (TL) and sacral surgery | TL and sacral fusion and fixation implant | TL pedicle screw - Shank, tulip | NuVasive Inc. | RELINE Tulip, MOD | 16171111 | Standalone | DE0500730 | As per HSA registered indication(s) except for radiolucent implants which should be used as follows:  in patients with primary or metastatic spinal tumours who would benefit from post-operative high dose high precision beam therapy upon appropriate and stringent patient selection;  Patient selection should be done via standardised assessment such as the neurological-oncological-mechanical systemic (NOMS) framework; and  The assessment should be carried out by a multidisciplinary team (MDT), which may be inclusive of, but not limited to, radiation oncologists, spine surgeons and interventional radiologists, among others.
Orthopaedics | Spine - Thoracolumbar (TL) and sacral surgery | TL and sacral fusion and fixation implant | TL rod | NuVasive Inc. | RELINE-O CoCr Rod 5.5x400mm TL | 16455400 | Standalone | DE0500730 | As per HSA registered indication(s) except for radiolucent implants which should be used as follows:  in patients with primary or metastatic spinal tumours who would benefit from post-operative high dose high precision beam therapy upon appropriate and stringent patient selection;  Patient selection should be done via standardised assessment such as the neurological-oncological-mechanical systemic (NOMS) framework; and  The assessment should be carried out by a multidisciplinary team (MDT), which may be inclusive of, but not limited to, radiation oncologists, spine surgeons and interventional radiologists, among others.
Orthopaedics | Spine - Thoracolumbar (TL) and sacral surgery | TL and sacral fusion and fixation implant | TL rod | NuVasive Inc. | RELINE-O CoCr Rod 6.0x400mm TL | 16460400 | Standalone | DE0500730 | As per HSA registered indication(s) except for radiolucent implants which should be used as follows:  in patients with primary or metastatic spinal tumours who would benefit from post-operative high dose high precision beam therapy upon appropriate and stringent patient selection;  Patient selection should be done via standardised assessment such as the neurological-oncological-mechanical systemic (NOMS) framework; and  The assessment should be carried out by a multidisciplinary team (MDT), which may be inclusive of, but not limited to, radiation oncologists, spine surgeons and interventional radiologists, among others.
Orthopaedics | Spine - Thoracolumbar (TL) and sacral surgery | TL and sacral fusion and fixation implant | TL rod | NuVasive Inc. | RELINE-O CoCr Rod, 300mm 5.5-5.0 Tapered | 15205300 | Standalone | DE0500730 | As per HSA registered indication(s) except for radiolucent implants which should be used as follows:  in patients with primary or metastatic spinal tumours who would benefit from post-operative high dose high precision beam therapy upon appropriate and stringent patient selection;  Patient selection should be done via standardised assessment such as the neurological-oncological-mechanical systemic (NOMS) framework; and  The assessment should be carried out by a multidisciplinary team (MDT), which may be inclusive of, but not limited to, radiation oncologists, spine surgeons and interventional radiologists, among others.
Orthopaedics | Spine - Thoracolumbar (TL) and sacral surgery | TL and sacral fusion and fixation implant | TL rod | NuVasive Inc. | RELINE-O CoCr Rod, 400mm 5.5-5.0 Tapered | 15205400 | Standalone | DE0500730 | As per HSA registered indication(s) except for radiolucent implants which should be used as follows:  in patients with primary or metastatic spinal tumours who would benefit from post-operative high dose high precision beam therapy upon appropriate and stringent patient selection;  Patient selection should be done via standardised assessment such as the neurological-oncological-mechanical systemic (NOMS) framework; and  The assessment should be carried out by a multidisciplinary team (MDT), which may be inclusive of, but not limited to, radiation oncologists, spine surgeons and interventional radiologists, among others.
Orthopaedics | Spine - Thoracolumbar (TL) and sacral surgery | TL and sacral fusion and fixation implant | TL rod | NuVasive Inc. | RELINE-O CoCr Rod, 5.0x100mm Lordotic | 14450100 | Standalone | DE0500730 | As per HSA registered indication(s) except for radiolucent implants which should be used as follows:  in patients with primary or metastatic spinal tumours who would benefit from post-operative high dose high precision beam therapy upon appropriate and stringent patient selection;  Patient selection should be done via standardised assessment such as the neurological-oncological-mechanical systemic (NOMS) framework; and  The assessment should be carried out by a multidisciplinary team (MDT), which may be inclusive of, but not limited to, radiation oncologists, spine surgeons and interventional radiologists, among others.
Orthopaedics | Spine - Thoracolumbar (TL) and sacral surgery | TL and sacral fusion and fixation implant | TL rod | NuVasive Inc. | RELINE-O CoCr Rod, 5.0x110mm Lordotic | 14450110 | Standalone | DE0500730 | As per HSA registered indication(s) except for radiolucent implants which should be used as follows:  in patients with primary or metastatic spinal tumours who would benefit from post-operative high dose high precision beam therapy upon appropriate and stringent patient selection;  Patient selection should be done via standardised assessment such as the neurological-oncological-mechanical systemic (NOMS) framework; and  The assessment should be carried out by a multidisciplinary team (MDT), which may be inclusive of, but not limited to, radiation oncologists, spine surgeons and interventional radiologists, among others.
Orthopaedics | Spine - Thoracolumbar (TL) and sacral surgery | TL and sacral fusion and fixation implant | TL rod | NuVasive Inc. | RELINE-O CoCr Rod, 5.0x120mm Lordotic | 14450120 | Standalone | DE0500730 | As per HSA registered indication(s) except for radiolucent implants which should be used as follows:  in patients with primary or metastatic spinal tumours who would benefit from post-operative high dose high precision beam therapy upon appropriate and stringent patient selection;  Patient selection should be done via standardised assessment such as the neurological-oncological-mechanical systemic (NOMS) framework; and  The assessment should be carried out by a multidisciplinary team (MDT), which may be inclusive of, but not limited to, radiation oncologists, spine surgeons and interventional radiologists, among others.
Orthopaedics | Spine - Thoracolumbar (TL) and sacral surgery | TL and sacral fusion and fixation implant | TL rod | NuVasive Inc. | RELINE-O CoCr Rod, 5.0x200mm Straight | 15450200 | Standalone | DE0500730 | As per HSA registered indication(s) except for radiolucent implants which should be used as follows:  in patients with primary or metastatic spinal tumours who would benefit from post-operative high dose high precision beam therapy upon appropriate and stringent patient selection;  Patient selection should be done via standardised assessment such as the neurological-oncological-mechanical systemic (NOMS) framework; and  The assessment should be carried out by a multidisciplinary team (MDT), which may be inclusive of, but not limited to, radiation oncologists, spine surgeons and interventional radiologists, among others.
Orthopaedics | Spine - Thoracolumbar (TL) and sacral surgery | TL and sacral fusion and fixation implant | TL rod | NuVasive Inc. | RELINE-O CoCr Rod, 5.0x25mm Lordotic | 14450025 | Standalone | DE0500730 | As per HSA registered indication(s) except for radiolucent implants which should be used as follows:  in patients with primary or metastatic spinal tumours who would benefit from post-operative high dose high precision beam therapy upon appropriate and stringent patient selection;  Patient selection should be done via standardised assessment such as the neurological-oncological-mechanical systemic (NOMS) framework; and  The assessment should be carried out by a multidisciplinary team (MDT), which may be inclusive of, but not limited to, radiation oncologists, spine surgeons and interventional radiologists, among others.
Orthopaedics | Spine - Thoracolumbar (TL) and sacral surgery | TL and sacral fusion and fixation implant | TL rod | NuVasive Inc. | RELINE-O CoCr Rod, 5.0x300mm Straight | 15450300 | Standalone | DE0500730 | As per HSA registered indication(s) except for radiolucent implants which should be used as follows:  in patients with primary or metastatic spinal tumours who would benefit from post-operative high dose high precision beam therapy upon appropriate and stringent patient selection;  Patient selection should be done via standardised assessment such as the neurological-oncological-mechanical systemic (NOMS) framework; and  The assessment should be carried out by a multidisciplinary team (MDT), which may be inclusive of, but not limited to, radiation oncologists, spine surgeons and interventional radiologists, among others.
Orthopaedics | Spine - Thoracolumbar (TL) and sacral surgery | TL and sacral fusion and fixation implant | TL rod | NuVasive Inc. | RELINE-O CoCr Rod, 5.0x30mm Lordotic | 14450030 | Standalone | DE0500730 | As per HSA registered indication(s) except for radiolucent implants which should be used as follows:  in patients with primary or metastatic spinal tumours who would benefit from post-operative high dose high precision beam therapy upon appropriate and stringent patient selection;  Patient selection should be done via standardised assessment such as the neurological-oncological-mechanical systemic (NOMS) framework; and  The assessment should be carried out by a multidisciplinary team (MDT), which may be inclusive of, but not limited to, radiation oncologists, spine surgeons and interventional radiologists, among others.
Orthopaedics | Spine - Thoracolumbar (TL) and sacral surgery | TL and sacral fusion and fixation implant | TL rod | NuVasive Inc. | RELINE-O CoCr Rod, 5.0x35mm Lordotic | 14450035 | Standalone | DE0500730 | As per HSA registered indication(s) except for radiolucent implants which should be used as follows:  in patients with primary or metastatic spinal tumours who would benefit from post-operative high dose high precision beam therapy upon appropriate and stringent patient selection;  Patient selection should be done via standardised assessment such as the neurological-oncological-mechanical systemic (NOMS) framework; and  The assessment should be carried out by a multidisciplinary team (MDT), which may be inclusive of, but not limited to, radiation oncologists, spine surgeons and interventional radiologists, among others.
Orthopaedics | Spine - Thoracolumbar (TL) and sacral surgery | TL and sacral fusion and fixation implant | TL rod | NuVasive Inc. | RELINE-O CoCr Rod, 5.0x40mm Lordotic | 14450040 | Standalone | DE0500730 | As per HSA registered indication(s) except for radiolucent implants which should be used as follows:  in patients with primary or metastatic spinal tumours who would benefit from post-operative high dose high precision beam therapy upon appropriate and stringent patient selection;  Patient selection should be done via standardised assessment such as the neurological-oncological-mechanical systemic (NOMS) framework; and  The assessment should be carried out by a multidisciplinary team (MDT), which may be inclusive of, but not limited to, radiation oncologists, spine surgeons and interventional radiologists, among others.
Orthopaedics | Spine - Thoracolumbar (TL) and sacral surgery | TL and sacral fusion and fixation implant | TL rod | NuVasive Inc. | RELINE-O CoCr Rod, 5.0x45mm Lordotic | 14450045 | Standalone | DE0500730 | As per HSA registered indication(s) except for radiolucent implants which should be used as follows:  in patients with primary or metastatic spinal tumours who would benefit from post-operative high dose high precision beam therapy upon appropriate and stringent patient selection;  Patient selection should be done via standardised assessment such as the neurological-oncological-mechanical systemic (NOMS) framework; and  The assessment should be carried out by a multidisciplinary team (MDT), which may be inclusive of, but not limited to, radiation oncologists, spine surgeons and interventional radiologists, among others.
Orthopaedics | Spine - Thoracolumbar (TL) and sacral surgery | TL and sacral fusion and fixation implant | TL rod | NuVasive Inc. | RELINE-O CoCr Rod, 5.0x500mm Straight | 15450500 | Standalone | DE0500730 | As per HSA registered indication(s) except for radiolucent implants which should be used as follows:  in patients with primary or metastatic spinal tumours who would benefit from post-operative high dose high precision beam therapy upon appropriate and stringent patient selection;  Patient selection should be done via standardised assessment such as the neurological-oncological-mechanical systemic (NOMS) framework; and  The assessment should be carried out by a multidisciplinary team (MDT), which may be inclusive of, but not limited to, radiation oncologists, spine surgeons and interventional radiologists, among others.
Orthopaedics | Spine - Thoracolumbar (TL) and sacral surgery | TL and sacral fusion and fixation implant | TL rod | NuVasive Inc. | RELINE-O CoCr Rod, 5.0x50mm Lordotic | 14450050 | Standalone | DE0500730 | As per HSA registered indication(s) except for radiolucent implants which should be used as follows:  in patients with primary or metastatic spinal tumours who would benefit from post-operative high dose high precision beam therapy upon appropriate and stringent patient selection;  Patient selection should be done via standardised assessment such as the neurological-oncological-mechanical systemic (NOMS) framework; and  The assessment should be carried out by a multidisciplinary team (MDT), which may be inclusive of, but not limited to, radiation oncologists, spine surgeons and interventional radiologists, among others.
Orthopaedics | Spine - Thoracolumbar (TL) and sacral surgery | TL and sacral fusion and fixation implant | TL rod | NuVasive Inc. | RELINE-O CoCr Rod, 5.0x55mm Lordotic | 14450055 | Standalone | DE0500730 | As per HSA registered indication(s) except for radiolucent implants which should be used as follows:  in patients with primary or metastatic spinal tumours who would benefit from post-operative high dose high precision beam therapy upon appropriate and stringent patient selection;  Patient selection should be done via standardised assessment such as the neurological-oncological-mechanical systemic (NOMS) framework; and  The assessment should be carried out by a multidisciplinary team (MDT), which may be inclusive of, but not limited to, radiation oncologists, spine surgeons and interventional radiologists, among others.
Orthopaedics | Spine - Thoracolumbar (TL) and sacral surgery | TL and sacral fusion and fixation implant | TL rod | NuVasive Inc. | RELINE-O CoCr Rod, 5.0x60mm Lordotic | 14450060 | Standalone | DE0500730 | As per HSA registered indication(s) except for radiolucent implants which should be used as follows:  in patients with primary or metastatic spinal tumours who would benefit from post-operative high dose high precision beam therapy upon appropriate and stringent patient selection;  Patient selection should be done via standardised assessment such as the neurological-oncological-mechanical systemic (NOMS) framework; and  The assessment should be carried out by a multidisciplinary team (MDT), which may be inclusive of, but not limited to, radiation oncologists, spine surgeons and interventional radiologists, among others.
Orthopaedics | Spine - Thoracolumbar (TL) and sacral surgery | TL and sacral fusion and fixation implant | TL rod | NuVasive Inc. | RELINE-O CoCr Rod, 5.0x65mm Lordotic | 14450065 | Standalone | DE0500730 | As per HSA registered indication(s) except for radiolucent implants which should be used as follows:  in patients with primary or metastatic spinal tumours who would benefit from post-operative high dose high precision beam therapy upon appropriate and stringent patient selection;  Patient selection should be done via standardised assessment such as the neurological-oncological-mechanical systemic (NOMS) framework; and  The assessment should be carried out by a multidisciplinary team (MDT), which may be inclusive of, but not limited to, radiation oncologists, spine surgeons and interventional radiologists, among others.
Orthopaedics | Spine - Thoracolumbar (TL) and sacral surgery | TL and sacral fusion and fixation implant | TL rod | NuVasive Inc. | RELINE-O CoCr Rod, 5.0x70mm Lordotic | 14450070 | Standalone | DE0500730 | As per HSA registered indication(s) except for radiolucent implants which should be used as follows:  in patients with primary or metastatic spinal tumours who would benefit from post-operative high dose high precision beam therapy upon appropriate and stringent patient selection;  Patient selection should be done via standardised assessment such as the neurological-oncological-mechanical systemic (NOMS) framework; and  The assessment should be carried out by a multidisciplinary team (MDT), which may be inclusive of, but not limited to, radiation oncologists, spine surgeons and interventional radiologists, among others.
Orthopaedics | Spine - Thoracolumbar (TL) and sacral surgery | TL and sacral fusion and fixation implant | TL rod | NuVasive Inc. | RELINE-O CoCr Rod, 5.0x75mm Lordotic | 14450075 | Standalone | DE0500730 | As per HSA registered indication(s) except for radiolucent implants which should be used as follows:  in patients with primary or metastatic spinal tumours who would benefit from post-operative high dose high precision beam therapy upon appropriate and stringent patient selection;  Patient selection should be done via standardised assessment such as the neurological-oncological-mechanical systemic (NOMS) framework; and  The assessment should be carried out by a multidisciplinary team (MDT), which may be inclusive of, but not limited to, radiation oncologists, spine surgeons and interventional radiologists, among others.
Orthopaedics | Spine - Thoracolumbar (TL) and sacral surgery | TL and sacral fusion and fixation implant | TL rod | NuVasive Inc. | RELINE-O CoCr Rod, 5.0x80mm Lordotic | 14450080 | Standalone | DE0500730 | As per HSA registered indication(s) except for radiolucent implants which should be used as follows:  in patients with primary or metastatic spinal tumours who would benefit from post-operative high dose high precision beam therapy upon appropriate and stringent patient selection;  Patient selection should be done via standardised assessment such as the neurological-oncological-mechanical systemic (NOMS) framework; and  The assessment should be carried out by a multidisciplinary team (MDT), which may be inclusive of, but not limited to, radiation oncologists, spine surgeons and interventional radiologists, among others.
Orthopaedics | Spine - Thoracolumbar (TL) and sacral surgery | TL and sacral fusion and fixation implant | TL rod | NuVasive Inc. | RELINE-O CoCr Rod, 5.0x85mm Lordotic | 14450085 | Standalone | DE0500730 | As per HSA registered indication(s) except for radiolucent implants which should be used as follows:  in patients with primary or metastatic spinal tumours who would benefit from post-operative high dose high precision beam therapy upon appropriate and stringent patient selection;  Patient selection should be done via standardised assessment such as the neurological-oncological-mechanical systemic (NOMS) framework; and  The assessment should be carried out by a multidisciplinary team (MDT), which may be inclusive of, but not limited to, radiation oncologists, spine surgeons and interventional radiologists, among others.
Orthopaedics | Spine - Thoracolumbar (TL) and sacral surgery | TL and sacral fusion and fixation implant | TL rod | NuVasive Inc. | RELINE-O CoCr Rod, 5.0x90mm Lordotic | 14450090 | Standalone | DE0500730 | As per HSA registered indication(s) except for radiolucent implants which should be used as follows:  in patients with primary or metastatic spinal tumours who would benefit from post-operative high dose high precision beam therapy upon appropriate and stringent patient selection;  Patient selection should be done via standardised assessment such as the neurological-oncological-mechanical systemic (NOMS) framework; and  The assessment should be carried out by a multidisciplinary team (MDT), which may be inclusive of, but not limited to, radiation oncologists, spine surgeons and interventional radiologists, among others.
Orthopaedics | Spine - Thoracolumbar (TL) and sacral surgery | TL and sacral fusion and fixation implant | TL rod | NuVasive Inc. | RELINE-O CoCr Rod, 5.0x95mm Lordotic | 14450095 | Standalone | DE0500730 | As per HSA registered indication(s) except for radiolucent implants which should be used as follows:  in patients with primary or metastatic spinal tumours who would benefit from post-operative high dose high precision beam therapy upon appropriate and stringent patient selection;  Patient selection should be done via standardised assessment such as the neurological-oncological-mechanical systemic (NOMS) framework; and  The assessment should be carried out by a multidisciplinary team (MDT), which may be inclusive of, but not limited to, radiation oncologists, spine surgeons and interventional radiologists, among others.
Orthopaedics | Spine - Thoracolumbar (TL) and sacral surgery | TL and sacral fusion and fixation implant | TL rod | NuVasive Inc. | RELINE-O CoCr Rod, 5.5mm Lateral Off Lg | 19255003 | Standalone | DE0500730 | As per HSA registered indication(s) except for radiolucent implants which should be used as follows:  in patients with primary or metastatic spinal tumours who would benefit from post-operative high dose high precision beam therapy upon appropriate and stringent patient selection;  Patient selection should be done via standardised assessment such as the neurological-oncological-mechanical systemic (NOMS) framework; and  The assessment should be carried out by a multidisciplinary team (MDT), which may be inclusive of, but not limited to, radiation oncologists, spine surgeons and interventional radiologists, among others.
Orthopaedics | Spine - Thoracolumbar (TL) and sacral surgery | TL and sacral fusion and fixation implant | TL rod | NuVasive Inc. | RELINE-O CoCr Rod, 5.5mm Lateral Off Med | 18255002 | Standalone | DE0500730 | As per HSA registered indication(s) except for radiolucent implants which should be used as follows:  in patients with primary or metastatic spinal tumours who would benefit from post-operative high dose high precision beam therapy upon appropriate and stringent patient selection;  Patient selection should be done via standardised assessment such as the neurological-oncological-mechanical systemic (NOMS) framework; and  The assessment should be carried out by a multidisciplinary team (MDT), which may be inclusive of, but not limited to, radiation oncologists, spine surgeons and interventional radiologists, among others.
Orthopaedics | Spine - Thoracolumbar (TL) and sacral surgery | TL and sacral fusion and fixation implant | TL rod | NuVasive Inc. | RELINE-O CoCr Rod, 5.5mm Lateral Off Sm | 17255001 | Standalone | DE0500730 | As per HSA registered indication(s) except for radiolucent implants which should be used as follows:  in patients with primary or metastatic spinal tumours who would benefit from post-operative high dose high precision beam therapy upon appropriate and stringent patient selection;  Patient selection should be done via standardised assessment such as the neurological-oncological-mechanical systemic (NOMS) framework; and  The assessment should be carried out by a multidisciplinary team (MDT), which may be inclusive of, but not limited to, radiation oncologists, spine surgeons and interventional radiologists, among others.
Orthopaedics | Spine - Thoracolumbar (TL) and sacral surgery | TL and sacral fusion and fixation implant | TL rod | NuVasive Inc. | RELINE-O CoCr Rod, 5.5x100mm Lordotic | 14455100 | Standalone | DE0500730 | As per HSA registered indication(s) except for radiolucent implants which should be used as follows:  in patients with primary or metastatic spinal tumours who would benefit from post-operative high dose high precision beam therapy upon appropriate and stringent patient selection;  Patient selection should be done via standardised assessment such as the neurological-oncological-mechanical systemic (NOMS) framework; and  The assessment should be carried out by a multidisciplinary team (MDT), which may be inclusive of, but not limited to, radiation oncologists, spine surgeons and interventional radiologists, among others.
Orthopaedics | Spine - Thoracolumbar (TL) and sacral surgery | TL and sacral fusion and fixation implant | TL rod | NuVasive Inc. | RELINE-O CoCr Rod, 5.5x110mm Lordotic | 14455110 | Standalone | DE0500730 | As per HSA registered indication(s) except for radiolucent implants which should be used as follows:  in patients with primary or metastatic spinal tumours who would benefit from post-operative high dose high precision beam therapy upon appropriate and stringent patient selection;  Patient selection should be done via standardised assessment such as the neurological-oncological-mechanical systemic (NOMS) framework; and  The assessment should be carried out by a multidisciplinary team (MDT), which may be inclusive of, but not limited to, radiation oncologists, spine surgeons and interventional radiologists, among others.
Orthopaedics | Spine - Thoracolumbar (TL) and sacral surgery | TL and sacral fusion and fixation implant | TL rod | NuVasive Inc. | RELINE-O CoCr Rod, 5.5x120mm Lordotic | 14455120 | Standalone | DE0500730 | As per HSA registered indication(s) except for radiolucent implants which should be used as follows:  in patients with primary or metastatic spinal tumours who would benefit from post-operative high dose high precision beam therapy upon appropriate and stringent patient selection;  Patient selection should be done via standardised assessment such as the neurological-oncological-mechanical systemic (NOMS) framework; and  The assessment should be carried out by a multidisciplinary team (MDT), which may be inclusive of, but not limited to, radiation oncologists, spine surgeons and interventional radiologists, among others.
Orthopaedics | Spine - Thoracolumbar (TL) and sacral surgery | TL and sacral fusion and fixation implant | TL rod | NuVasive Inc. | RELINE-O CoCr Rod, 5.5x200mm Lordotic | 14455200 | Standalone | DE0500730 | As per HSA registered indication(s) except for radiolucent implants which should be used as follows:  in patients with primary or metastatic spinal tumours who would benefit from post-operative high dose high precision beam therapy upon appropriate and stringent patient selection;  Patient selection should be done via standardised assessment such as the neurological-oncological-mechanical systemic (NOMS) framework; and  The assessment should be carried out by a multidisciplinary team (MDT), which may be inclusive of, but not limited to, radiation oncologists, spine surgeons and interventional radiologists, among others.
Orthopaedics | Spine - Thoracolumbar (TL) and sacral surgery | TL and sacral fusion and fixation implant | TL rod | NuVasive Inc. | RELINE-O CoCr Rod, 5.5x300mm Straight | 15455300 | Standalone | DE0500730 | As per HSA registered indication(s) except for radiolucent implants which should be used as follows:  in patients with primary or metastatic spinal tumours who would benefit from post-operative high dose high precision beam therapy upon appropriate and stringent patient selection;  Patient selection should be done via standardised assessment such as the neurological-oncological-mechanical systemic (NOMS) framework; and  The assessment should be carried out by a multidisciplinary team (MDT), which may be inclusive of, but not limited to, radiation oncologists, spine surgeons and interventional radiologists, among others.
Orthopaedics | Spine - Thoracolumbar (TL) and sacral surgery | TL and sacral fusion and fixation implant | TL rod | NuVasive Inc. | RELINE-O CoCr Rod, 5.5x30mm Lordotic | 14455030 | Standalone | DE0500730 | As per HSA registered indication(s) except for radiolucent implants which should be used as follows:  in patients with primary or metastatic spinal tumours who would benefit from post-operative high dose high precision beam therapy upon appropriate and stringent patient selection;  Patient selection should be done via standardised assessment such as the neurological-oncological-mechanical systemic (NOMS) framework; and  The assessment should be carried out by a multidisciplinary team (MDT), which may be inclusive of, but not limited to, radiation oncologists, spine surgeons and interventional radiologists, among others.
Orthopaedics | Spine - Thoracolumbar (TL) and sacral surgery | TL and sacral fusion and fixation implant | TL rod | NuVasive Inc. | RELINE-O CoCr Rod, 5.5x35mm Lordotic | 14455035 | Standalone | DE0500730 | As per HSA registered indication(s) except for radiolucent implants which should be used as follows:  in patients with primary or metastatic spinal tumours who would benefit from post-operative high dose high precision beam therapy upon appropriate and stringent patient selection;  Patient selection should be done via standardised assessment such as the neurological-oncological-mechanical systemic (NOMS) framework; and  The assessment should be carried out by a multidisciplinary team (MDT), which may be inclusive of, but not limited to, radiation oncologists, spine surgeons and interventional radiologists, among others.
Orthopaedics | Spine - Thoracolumbar (TL) and sacral surgery | TL and sacral fusion and fixation implant | TL rod | NuVasive Inc. | RELINE-O CoCr Rod, 5.5x400mm Straight | 15455400 | Standalone | DE0500730 | As per HSA registered indication(s) except for radiolucent implants which should be used as follows:  in patients with primary or metastatic spinal tumours who would benefit from post-operative high dose high precision beam therapy upon appropriate and stringent patient selection;  Patient selection should be done via standardised assessment such as the neurological-oncological-mechanical systemic (NOMS) framework; and  The assessment should be carried out by a multidisciplinary team (MDT), which may be inclusive of, but not limited to, radiation oncologists, spine surgeons and interventional radiologists, among others.
Orthopaedics | Spine - Thoracolumbar (TL) and sacral surgery | TL and sacral fusion and fixation implant | TL rod | NuVasive Inc. | RELINE-O CoCr Rod, 5.5x40mm Lordotic | 14455040 | Standalone | DE0500730 | As per HSA registered indication(s) except for radiolucent implants which should be used as follows:  in patients with primary or metastatic spinal tumours who would benefit from post-operative high dose high precision beam therapy upon appropriate and stringent patient selection;  Patient selection should be done via standardised assessment such as the neurological-oncological-mechanical systemic (NOMS) framework; and  The assessment should be carried out by a multidisciplinary team (MDT), which may be inclusive of, but not limited to, radiation oncologists, spine surgeons and interventional radiologists, among others.
Orthopaedics | Spine - Thoracolumbar (TL) and sacral surgery | TL and sacral fusion and fixation implant | TL rod | NuVasive Inc. | RELINE-O CoCr Rod, 5.5x45mm Lordotic | 14455045 | Standalone | DE0500730 | As per HSA registered indication(s) except for radiolucent implants which should be used as follows:  in patients with primary or metastatic spinal tumours who would benefit from post-operative high dose high precision beam therapy upon appropriate and stringent patient selection;  Patient selection should be done via standardised assessment such as the neurological-oncological-mechanical systemic (NOMS) framework; and  The assessment should be carried out by a multidisciplinary team (MDT), which may be inclusive of, but not limited to, radiation oncologists, spine surgeons and interventional radiologists, among others.
Orthopaedics | Spine - Thoracolumbar (TL) and sacral surgery | TL and sacral fusion and fixation implant | TL rod | NuVasive Inc. | RELINE-O CoCr Rod, 5.5x500mm Straight | 15455500 | Standalone | DE0500730 | As per HSA registered indication(s) except for radiolucent implants which should be used as follows:  in patients with primary or metastatic spinal tumours who would benefit from post-operative high dose high precision beam therapy upon appropriate and stringent patient selection;  Patient selection should be done via standardised assessment such as the neurological-oncological-mechanical systemic (NOMS) framework; and  The assessment should be carried out by a multidisciplinary team (MDT), which may be inclusive of, but not limited to, radiation oncologists, spine surgeons and interventional radiologists, among others.
Orthopaedics | Spine - Thoracolumbar (TL) and sacral surgery | TL and sacral fusion and fixation implant | TL rod | NuVasive Inc. | RELINE-O CoCr Rod, 5.5x500mm TL | 16455500 | Standalone | DE0500730 | As per HSA registered indication(s) except for radiolucent implants which should be used as follows:  in patients with primary or metastatic spinal tumours who would benefit from post-operative high dose high precision beam therapy upon appropriate and stringent patient selection;  Patient selection should be done via standardised assessment such as the neurological-oncological-mechanical systemic (NOMS) framework; and  The assessment should be carried out by a multidisciplinary team (MDT), which may be inclusive of, but not limited to, radiation oncologists, spine surgeons and interventional radiologists, among others.
Orthopaedics | Spine - Thoracolumbar (TL) and sacral surgery | TL and sacral fusion and fixation implant | TL rod | NuVasive Inc. | RELINE-O CoCr Rod, 5.5x50mm Lordotic | 14455050 | Standalone | DE0500730 | As per HSA registered indication(s) except for radiolucent implants which should be used as follows:  in patients with primary or metastatic spinal tumours who would benefit from post-operative high dose high precision beam therapy upon appropriate and stringent patient selection;  Patient selection should be done via standardised assessment such as the neurological-oncological-mechanical systemic (NOMS) framework; and  The assessment should be carried out by a multidisciplinary team (MDT), which may be inclusive of, but not limited to, radiation oncologists, spine surgeons and interventional radiologists, among others.
Orthopaedics | Spine - Thoracolumbar (TL) and sacral surgery | TL and sacral fusion and fixation implant | TL rod | NuVasive Inc. | RELINE-O CoCr Rod, 5.5x55mm Lordotic | 14455055 | Standalone | DE0500730 | As per HSA registered indication(s) except for radiolucent implants which should be used as follows:  in patients with primary or metastatic spinal tumours who would benefit from post-operative high dose high precision beam therapy upon appropriate and stringent patient selection;  Patient selection should be done via standardised assessment such as the neurological-oncological-mechanical systemic (NOMS) framework; and  The assessment should be carried out by a multidisciplinary team (MDT), which may be inclusive of, but not limited to, radiation oncologists, spine surgeons and interventional radiologists, among others.
Orthopaedics | Spine - Thoracolumbar (TL) and sacral surgery | TL and sacral fusion and fixation implant | TL rod | NuVasive Inc. | RELINE-O CoCr Rod, 5.5x600mm Straight | 15455600 | Standalone | DE0500730 | As per HSA registered indication(s) except for radiolucent implants which should be used as follows:  in patients with primary or metastatic spinal tumours who would benefit from post-operative high dose high precision beam therapy upon appropriate and stringent patient selection;  Patient selection should be done via standardised assessment such as the neurological-oncological-mechanical systemic (NOMS) framework; and  The assessment should be carried out by a multidisciplinary team (MDT), which may be inclusive of, but not limited to, radiation oncologists, spine surgeons and interventional radiologists, among others.
Orthopaedics | Spine - Thoracolumbar (TL) and sacral surgery | TL and sacral fusion and fixation implant | TL rod | NuVasive Inc. | RELINE-O CoCr Rod, 5.5x60mm Lordotic | 14455060 | Standalone | DE0500730 | As per HSA registered indication(s) except for radiolucent implants which should be used as follows:  in patients with primary or metastatic spinal tumours who would benefit from post-operative high dose high precision beam therapy upon appropriate and stringent patient selection;  Patient selection should be done via standardised assessment such as the neurological-oncological-mechanical systemic (NOMS) framework; and  The assessment should be carried out by a multidisciplinary team (MDT), which may be inclusive of, but not limited to, radiation oncologists, spine surgeons and interventional radiologists, among others.
Orthopaedics | Spine - Thoracolumbar (TL) and sacral surgery | TL and sacral fusion and fixation implant | TL rod | NuVasive Inc. | RELINE-O CoCr Rod, 5.5x65mm Lordotic | 14455065 | Standalone | DE0500730 | As per HSA registered indication(s) except for radiolucent implants which should be used as follows:  in patients with primary or metastatic spinal tumours who would benefit from post-operative high dose high precision beam therapy upon appropriate and stringent patient selection;  Patient selection should be done via standardised assessment such as the neurological-oncological-mechanical systemic (NOMS) framework; and  The assessment should be carried out by a multidisciplinary team (MDT), which may be inclusive of, but not limited to, radiation oncologists, spine surgeons and interventional radiologists, among others.
Orthopaedics | Spine - Thoracolumbar (TL) and sacral surgery | TL and sacral fusion and fixation implant | TL rod | NuVasive Inc. | RELINE-O CoCr Rod, 5.5x70mm Lordotic | 14455070 | Standalone | DE0500730 | As per HSA registered indication(s) except for radiolucent implants which should be used as follows:  in patients with primary or metastatic spinal tumours who would benefit from post-operative high dose high precision beam therapy upon appropriate and stringent patient selection;  Patient selection should be done via standardised assessment such as the neurological-oncological-mechanical systemic (NOMS) framework; and  The assessment should be carried out by a multidisciplinary team (MDT), which may be inclusive of, but not limited to, radiation oncologists, spine surgeons and interventional radiologists, among others.
Orthopaedics | Spine - Thoracolumbar (TL) and sacral surgery | TL and sacral fusion and fixation implant | TL rod | NuVasive Inc. | RELINE-O CoCr Rod, 5.5x75mm Lordotic | 14455075 | Standalone | DE0500730 | As per HSA registered indication(s) except for radiolucent implants which should be used as follows:  in patients with primary or metastatic spinal tumours who would benefit from post-operative high dose high precision beam therapy upon appropriate and stringent patient selection;  Patient selection should be done via standardised assessment such as the neurological-oncological-mechanical systemic (NOMS) framework; and  The assessment should be carried out by a multidisciplinary team (MDT), which may be inclusive of, but not limited to, radiation oncologists, spine surgeons and interventional radiologists, among others.
Orthopaedics | Spine - Thoracolumbar (TL) and sacral surgery | TL and sacral fusion and fixation implant | TL rod | NuVasive Inc. | RELINE-O CoCr Rod, 5.5x80mm Lordotic | 14455080 | Standalone | DE0500730 | As per HSA registered indication(s) except for radiolucent implants which should be used as follows:  in patients with primary or metastatic spinal tumours who would benefit from post-operative high dose high precision beam therapy upon appropriate and stringent patient selection;  Patient selection should be done via standardised assessment such as the neurological-oncological-mechanical systemic (NOMS) framework; and  The assessment should be carried out by a multidisciplinary team (MDT), which may be inclusive of, but not limited to, radiation oncologists, spine surgeons and interventional radiologists, among others.
Orthopaedics | Spine - Thoracolumbar (TL) and sacral surgery | TL and sacral fusion and fixation implant | TL rod | NuVasive Inc. | RELINE-O CoCr Rod, 5.5x85mm Lordotic | 14455085 | Standalone | DE0500730 | As per HSA registered indication(s) except for radiolucent implants which should be used as follows:  in patients with primary or metastatic spinal tumours who would benefit from post-operative high dose high precision beam therapy upon appropriate and stringent patient selection;  Patient selection should be done via standardised assessment such as the neurological-oncological-mechanical systemic (NOMS) framework; and  The assessment should be carried out by a multidisciplinary team (MDT), which may be inclusive of, but not limited to, radiation oncologists, spine surgeons and interventional radiologists, among others.
Orthopaedics | Spine - Thoracolumbar (TL) and sacral surgery | TL and sacral fusion and fixation implant | TL rod | NuVasive Inc. | RELINE-O CoCr Rod, 5.5x90mm Lordotic | 14455090 | Standalone | DE0500730 | As per HSA registered indication(s) except for radiolucent implants which should be used as follows:  in patients with primary or metastatic spinal tumours who would benefit from post-operative high dose high precision beam therapy upon appropriate and stringent patient selection;  Patient selection should be done via standardised assessment such as the neurological-oncological-mechanical systemic (NOMS) framework; and  The assessment should be carried out by a multidisciplinary team (MDT), which may be inclusive of, but not limited to, radiation oncologists, spine surgeons and interventional radiologists, among others.
Orthopaedics | Spine - Thoracolumbar (TL) and sacral surgery | TL and sacral fusion and fixation implant | TL rod | NuVasive Inc. | RELINE-O CoCr Rod, 5.5x95mm Lordotic | 14455095 | Standalone | DE0500730 | As per HSA registered indication(s) except for radiolucent implants which should be used as follows:  in patients with primary or metastatic spinal tumours who would benefit from post-operative high dose high precision beam therapy upon appropriate and stringent patient selection;  Patient selection should be done via standardised assessment such as the neurological-oncological-mechanical systemic (NOMS) framework; and  The assessment should be carried out by a multidisciplinary team (MDT), which may be inclusive of, but not limited to, radiation oncologists, spine surgeons and interventional radiologists, among others.
Orthopaedics | Spine - Thoracolumbar (TL) and sacral surgery | TL and sacral fusion and fixation implant | TL rod | NuVasive Inc. | RELINE-O CoCr Rod, 500mm 5.5-5.0 Tapered | 15205500 | Standalone | DE0500730 | As per HSA registered indication(s) except for radiolucent implants which should be used as follows:  in patients with primary or metastatic spinal tumours who would benefit from post-operative high dose high precision beam therapy upon appropriate and stringent patient selection;  Patient selection should be done via standardised assessment such as the neurological-oncological-mechanical systemic (NOMS) framework; and  The assessment should be carried out by a multidisciplinary team (MDT), which may be inclusive of, but not limited to, radiation oncologists, spine surgeons and interventional radiologists, among others.
Orthopaedics | Spine - Thoracolumbar (TL) and sacral surgery | TL and sacral fusion and fixation implant | TL rod | NuVasive Inc. | RELINE-O CoCr Rod, 500mm 6.0-5.0 Tapered | 15265500 | Standalone | DE0500730 | As per HSA registered indication(s) except for radiolucent implants which should be used as follows:  in patients with primary or metastatic spinal tumours who would benefit from post-operative high dose high precision beam therapy upon appropriate and stringent patient selection;  Patient selection should be done via standardised assessment such as the neurological-oncological-mechanical systemic (NOMS) framework; and  The assessment should be carried out by a multidisciplinary team (MDT), which may be inclusive of, but not limited to, radiation oncologists, spine surgeons and interventional radiologists, among others.
Orthopaedics | Spine - Thoracolumbar (TL) and sacral surgery | TL and sacral fusion and fixation implant | TL rod | NuVasive Inc. | RELINE-O CoCr Rod, 6.0mm Lateral Off Lg | 19260003 | Standalone | DE0500730 | As per HSA registered indication(s) except for radiolucent implants which should be used as follows:  in patients with primary or metastatic spinal tumours who would benefit from post-operative high dose high precision beam therapy upon appropriate and stringent patient selection;  Patient selection should be done via standardised assessment such as the neurological-oncological-mechanical systemic (NOMS) framework; and  The assessment should be carried out by a multidisciplinary team (MDT), which may be inclusive of, but not limited to, radiation oncologists, spine surgeons and interventional radiologists, among others.
Orthopaedics | Spine - Thoracolumbar (TL) and sacral surgery | TL and sacral fusion and fixation implant | TL rod | NuVasive Inc. | RELINE-O CoCr Rod, 6.0mm Lateral Off Med | 18260002 | Standalone | DE0500730 | As per HSA registered indication(s) except for radiolucent implants which should be used as follows:  in patients with primary or metastatic spinal tumours who would benefit from post-operative high dose high precision beam therapy upon appropriate and stringent patient selection;  Patient selection should be done via standardised assessment such as the neurological-oncological-mechanical systemic (NOMS) framework; and  The assessment should be carried out by a multidisciplinary team (MDT), which may be inclusive of, but not limited to, radiation oncologists, spine surgeons and interventional radiologists, among others.
Orthopaedics | Spine - Thoracolumbar (TL) and sacral surgery | TL and sacral fusion and fixation implant | TL rod | NuVasive Inc. | RELINE-O CoCr Rod, 6.0mm Lateral Off Sm | 17260001 | Standalone | DE0500730 | As per HSA registered indication(s) except for radiolucent implants which should be used as follows:  in patients with primary or metastatic spinal tumours who would benefit from post-operative high dose high precision beam therapy upon appropriate and stringent patient selection;  Patient selection should be done via standardised assessment such as the neurological-oncological-mechanical systemic (NOMS) framework; and  The assessment should be carried out by a multidisciplinary team (MDT), which may be inclusive of, but not limited to, radiation oncologists, spine surgeons and interventional radiologists, among others.
Orthopaedics | Spine - Thoracolumbar (TL) and sacral surgery | TL and sacral fusion and fixation implant | TL rod | NuVasive Inc. | RELINE-O CoCr Rod, 6.0x100mm Lordotic | 14460100 | Standalone | DE0500730 | As per HSA registered indication(s) except for radiolucent implants which should be used as follows:  in patients with primary or metastatic spinal tumours who would benefit from post-operative high dose high precision beam therapy upon appropriate and stringent patient selection;  Patient selection should be done via standardised assessment such as the neurological-oncological-mechanical systemic (NOMS) framework; and  The assessment should be carried out by a multidisciplinary team (MDT), which may be inclusive of, but not limited to, radiation oncologists, spine surgeons and interventional radiologists, among others.
Orthopaedics | Spine - Thoracolumbar (TL) and sacral surgery | TL and sacral fusion and fixation implant | TL rod | NuVasive Inc. | RELINE-O CoCr Rod, 6.0x110mm Lordotic | 14460110 | Standalone | DE0500730 | As per HSA registered indication(s) except for radiolucent implants which should be used as follows:  in patients with primary or metastatic spinal tumours who would benefit from post-operative high dose high precision beam therapy upon appropriate and stringent patient selection;  Patient selection should be done via standardised assessment such as the neurological-oncological-mechanical systemic (NOMS) framework; and  The assessment should be carried out by a multidisciplinary team (MDT), which may be inclusive of, but not limited to, radiation oncologists, spine surgeons and interventional radiologists, among others.
Orthopaedics | Spine - Thoracolumbar (TL) and sacral surgery | TL and sacral fusion and fixation implant | TL rod | NuVasive Inc. | RELINE-O CoCr Rod, 6.0x120mm Lordotic | 14460120 | Standalone | DE0500730 | As per HSA registered indication(s) except for radiolucent implants which should be used as follows:  in patients with primary or metastatic spinal tumours who would benefit from post-operative high dose high precision beam therapy upon appropriate and stringent patient selection;  Patient selection should be done via standardised assessment such as the neurological-oncological-mechanical systemic (NOMS) framework; and  The assessment should be carried out by a multidisciplinary team (MDT), which may be inclusive of, but not limited to, radiation oncologists, spine surgeons and interventional radiologists, among others.
Orthopaedics | Spine - Thoracolumbar (TL) and sacral surgery | TL and sacral fusion and fixation implant | TL rod | NuVasive Inc. | RELINE-O CoCr Rod, 6.0x200mm Lordotic | 14460200 | Standalone | DE0500730 | As per HSA registered indication(s) except for radiolucent implants which should be used as follows:  in patients with primary or metastatic spinal tumours who would benefit from post-operative high dose high precision beam therapy upon appropriate and stringent patient selection;  Patient selection should be done via standardised assessment such as the neurological-oncological-mechanical systemic (NOMS) framework; and  The assessment should be carried out by a multidisciplinary team (MDT), which may be inclusive of, but not limited to, radiation oncologists, spine surgeons and interventional radiologists, among others.
Orthopaedics | Spine - Thoracolumbar (TL) and sacral surgery | TL and sacral fusion and fixation implant | TL rod | NuVasive Inc. | RELINE-O CoCr Rod, 6.0x300mm Straight | 15460300 | Standalone | DE0500730 | As per HSA registered indication(s) except for radiolucent implants which should be used as follows:  in patients with primary or metastatic spinal tumours who would benefit from post-operative high dose high precision beam therapy upon appropriate and stringent patient selection;  Patient selection should be done via standardised assessment such as the neurological-oncological-mechanical systemic (NOMS) framework; and  The assessment should be carried out by a multidisciplinary team (MDT), which may be inclusive of, but not limited to, radiation oncologists, spine surgeons and interventional radiologists, among others.
Orthopaedics | Spine - Thoracolumbar (TL) and sacral surgery | TL and sacral fusion and fixation implant | TL rod | NuVasive Inc. | RELINE-O CoCr Rod, 6.0x30mm Lordotic | 14460030 | Standalone | DE0500730 | As per HSA registered indication(s) except for radiolucent implants which should be used as follows:  in patients with primary or metastatic spinal tumours who would benefit from post-operative high dose high precision beam therapy upon appropriate and stringent patient selection;  Patient selection should be done via standardised assessment such as the neurological-oncological-mechanical systemic (NOMS) framework; and  The assessment should be carried out by a multidisciplinary team (MDT), which may be inclusive of, but not limited to, radiation oncologists, spine surgeons and interventional radiologists, among others.
Orthopaedics | Spine - Thoracolumbar (TL) and sacral surgery | TL and sacral fusion and fixation implant | TL rod | NuVasive Inc. | RELINE-O CoCr Rod, 6.0x35mm Lordotic | 14460035 | Standalone | DE0500730 | As per HSA registered indication(s) except for radiolucent implants which should be used as follows:  in patients with primary or metastatic spinal tumours who would benefit from post-operative high dose high precision beam therapy upon appropriate and stringent patient selection;  Patient selection should be done via standardised assessment such as the neurological-oncological-mechanical systemic (NOMS) framework; and  The assessment should be carried out by a multidisciplinary team (MDT), which may be inclusive of, but not limited to, radiation oncologists, spine surgeons and interventional radiologists, among others.
Orthopaedics | Spine - Thoracolumbar (TL) and sacral surgery | TL and sacral fusion and fixation implant | TL rod | NuVasive Inc. | RELINE-O CoCr Rod, 6.0x40mm Lordotic | 14460040 | Standalone | DE0500730 | As per HSA registered indication(s) except for radiolucent implants which should be used as follows:  in patients with primary or metastatic spinal tumours who would benefit from post-operative high dose high precision beam therapy upon appropriate and stringent patient selection;  Patient selection should be done via standardised assessment such as the neurological-oncological-mechanical systemic (NOMS) framework; and  The assessment should be carried out by a multidisciplinary team (MDT), which may be inclusive of, but not limited to, radiation oncologists, spine surgeons and interventional radiologists, among others.
Orthopaedics | Spine - Thoracolumbar (TL) and sacral surgery | TL and sacral fusion and fixation implant | TL rod | NuVasive Inc. | RELINE-O CoCr Rod, 6.0x45mm Lordotic | 14460045 | Standalone | DE0500730 | As per HSA registered indication(s) except for radiolucent implants which should be used as follows:  in patients with primary or metastatic spinal tumours who would benefit from post-operative high dose high precision beam therapy upon appropriate and stringent patient selection;  Patient selection should be done via standardised assessment such as the neurological-oncological-mechanical systemic (NOMS) framework; and  The assessment should be carried out by a multidisciplinary team (MDT), which may be inclusive of, but not limited to, radiation oncologists, spine surgeons and interventional radiologists, among others.
Orthopaedics | Spine - Thoracolumbar (TL) and sacral surgery | TL and sacral fusion and fixation implant | TL rod | NuVasive Inc. | RELINE-O CoCr Rod, 6.0x500mm Straight | 15460500 | Standalone | DE0500730 | As per HSA registered indication(s) except for radiolucent implants which should be used as follows:  in patients with primary or metastatic spinal tumours who would benefit from post-operative high dose high precision beam therapy upon appropriate and stringent patient selection;  Patient selection should be done via standardised assessment such as the neurological-oncological-mechanical systemic (NOMS) framework; and  The assessment should be carried out by a multidisciplinary team (MDT), which may be inclusive of, but not limited to, radiation oncologists, spine surgeons and interventional radiologists, among others.
Orthopaedics | Spine - Thoracolumbar (TL) and sacral surgery | TL and sacral fusion and fixation implant | TL rod | NuVasive Inc. | RELINE-O CoCr Rod, 6.0x500mm TL | 16460500 | Standalone | DE0500730 | As per HSA registered indication(s) except for radiolucent implants which should be used as follows:  in patients with primary or metastatic spinal tumours who would benefit from post-operative high dose high precision beam therapy upon appropriate and stringent patient selection;  Patient selection should be done via standardised assessment such as the neurological-oncological-mechanical systemic (NOMS) framework; and  The assessment should be carried out by a multidisciplinary team (MDT), which may be inclusive of, but not limited to, radiation oncologists, spine surgeons and interventional radiologists, among others.
Orthopaedics | Spine - Thoracolumbar (TL) and sacral surgery | TL and sacral fusion and fixation implant | TL rod | NuVasive Inc. | RELINE-O CoCr Rod, 6.0x50mm Lordotic | 14460050 | Standalone | DE0500730 | As per HSA registered indication(s) except for radiolucent implants which should be used as follows:  in patients with primary or metastatic spinal tumours who would benefit from post-operative high dose high precision beam therapy upon appropriate and stringent patient selection;  Patient selection should be done via standardised assessment such as the neurological-oncological-mechanical systemic (NOMS) framework; and  The assessment should be carried out by a multidisciplinary team (MDT), which may be inclusive of, but not limited to, radiation oncologists, spine surgeons and interventional radiologists, among others.
Orthopaedics | Spine - Thoracolumbar (TL) and sacral surgery | TL and sacral fusion and fixation implant | TL rod | NuVasive Inc. | RELINE-O CoCr Rod, 6.0x55mm Lordotic | 14460055 | Standalone | DE0500730 | As per HSA registered indication(s) except for radiolucent implants which should be used as follows:  in patients with primary or metastatic spinal tumours who would benefit from post-operative high dose high precision beam therapy upon appropriate and stringent patient selection;  Patient selection should be done via standardised assessment such as the neurological-oncological-mechanical systemic (NOMS) framework; and  The assessment should be carried out by a multidisciplinary team (MDT), which may be inclusive of, but not limited to, radiation oncologists, spine surgeons and interventional radiologists, among others.
Orthopaedics | Spine - Thoracolumbar (TL) and sacral surgery | TL and sacral fusion and fixation implant | TL rod | NuVasive Inc. | RELINE-O CoCr Rod, 6.0x600mm Straight | 15460600 | Standalone | DE0500730 | As per HSA registered indication(s) except for radiolucent implants which should be used as follows:  in patients with primary or metastatic spinal tumours who would benefit from post-operative high dose high precision beam therapy upon appropriate and stringent patient selection;  Patient selection should be done via standardised assessment such as the neurological-oncological-mechanical systemic (NOMS) framework; and  The assessment should be carried out by a multidisciplinary team (MDT), which may be inclusive of, but not limited to, radiation oncologists, spine surgeons and interventional radiologists, among others.
Orthopaedics | Spine - Thoracolumbar (TL) and sacral surgery | TL and sacral fusion and fixation implant | TL rod | NuVasive Inc. | RELINE-O CoCr Rod, 6.0x60mm Lordotic | 14460060 | Standalone | DE0500730 | As per HSA registered indication(s) except for radiolucent implants which should be used as follows:  in patients with primary or metastatic spinal tumours who would benefit from post-operative high dose high precision beam therapy upon appropriate and stringent patient selection;  Patient selection should be done via standardised assessment such as the neurological-oncological-mechanical systemic (NOMS) framework; and  The assessment should be carried out by a multidisciplinary team (MDT), which may be inclusive of, but not limited to, radiation oncologists, spine surgeons and interventional radiologists, among others.
Orthopaedics | Spine - Thoracolumbar (TL) and sacral surgery | TL and sacral fusion and fixation implant | TL rod | NuVasive Inc. | RELINE-O CoCr Rod, 6.0x65mm Lordotic | 14460065 | Standalone | DE0500730 | As per HSA registered indication(s) except for radiolucent implants which should be used as follows:  in patients with primary or metastatic spinal tumours who would benefit from post-operative high dose high precision beam therapy upon appropriate and stringent patient selection;  Patient selection should be done via standardised assessment such as the neurological-oncological-mechanical systemic (NOMS) framework; and  The assessment should be carried out by a multidisciplinary team (MDT), which may be inclusive of, but not limited to, radiation oncologists, spine surgeons and interventional radiologists, among others.
Orthopaedics | Spine - Thoracolumbar (TL) and sacral surgery | TL and sacral fusion and fixation implant | TL rod | NuVasive Inc. | RELINE-O CoCr Rod, 6.0x70mm Lordotic | 14460070 | Standalone | DE0500730 | As per HSA registered indication(s) except for radiolucent implants which should be used as follows:  in patients with primary or metastatic spinal tumours who would benefit from post-operative high dose high precision beam therapy upon appropriate and stringent patient selection;  Patient selection should be done via standardised assessment such as the neurological-oncological-mechanical systemic (NOMS) framework; and  The assessment should be carried out by a multidisciplinary team (MDT), which may be inclusive of, but not limited to, radiation oncologists, spine surgeons and interventional radiologists, among others.
Orthopaedics | Spine - Thoracolumbar (TL) and sacral surgery | TL and sacral fusion and fixation implant | TL rod | NuVasive Inc. | RELINE-O CoCr Rod, 6.0x75mm Lordotic | 14460075 | Standalone | DE0500730 | As per HSA registered indication(s) except for radiolucent implants which should be used as follows:  in patients with primary or metastatic spinal tumours who would benefit from post-operative high dose high precision beam therapy upon appropriate and stringent patient selection;  Patient selection should be done via standardised assessment such as the neurological-oncological-mechanical systemic (NOMS) framework; and  The assessment should be carried out by a multidisciplinary team (MDT), which may be inclusive of, but not limited to, radiation oncologists, spine surgeons and interventional radiologists, among others.
Orthopaedics | Spine - Thoracolumbar (TL) and sacral surgery | TL and sacral fusion and fixation implant | TL rod | NuVasive Inc. | RELINE-O CoCr Rod, 6.0x80mm Lordotic | 14460080 | Standalone | DE0500730 | As per HSA registered indication(s) except for radiolucent implants which should be used as follows:  in patients with primary or metastatic spinal tumours who would benefit from post-operative high dose high precision beam therapy upon appropriate and stringent patient selection;  Patient selection should be done via standardised assessment such as the neurological-oncological-mechanical systemic (NOMS) framework; and  The assessment should be carried out by a multidisciplinary team (MDT), which may be inclusive of, but not limited to, radiation oncologists, spine surgeons and interventional radiologists, among others.
Orthopaedics | Spine - Thoracolumbar (TL) and sacral surgery | TL and sacral fusion and fixation implant | TL rod | NuVasive Inc. | RELINE-O CoCr Rod, 6.0x85mm Lordotic | 14460085 | Standalone | DE0500730 | As per HSA registered indication(s) except for radiolucent implants which should be used as follows:  in patients with primary or metastatic spinal tumours who would benefit from post-operative high dose high precision beam therapy upon appropriate and stringent patient selection;  Patient selection should be done via standardised assessment such as the neurological-oncological-mechanical systemic (NOMS) framework; and  The assessment should be carried out by a multidisciplinary team (MDT), which may be inclusive of, but not limited to, radiation oncologists, spine surgeons and interventional radiologists, among others.
Orthopaedics | Spine - Thoracolumbar (TL) and sacral surgery | TL and sacral fusion and fixation implant | TL rod | NuVasive Inc. | RELINE-O CoCr Rod, 6.0x90mm Lordotic | 14460090 | Standalone | DE0500730 | As per HSA registered indication(s) except for radiolucent implants which should be used as follows:  in patients with primary or metastatic spinal tumours who would benefit from post-operative high dose high precision beam therapy upon appropriate and stringent patient selection;  Patient selection should be done via standardised assessment such as the neurological-oncological-mechanical systemic (NOMS) framework; and  The assessment should be carried out by a multidisciplinary team (MDT), which may be inclusive of, but not limited to, radiation oncologists, spine surgeons and interventional radiologists, among others.
Orthopaedics | Spine - Thoracolumbar (TL) and sacral surgery | TL and sacral fusion and fixation implant | TL rod | NuVasive Inc. | RELINE-O CoCr Rod, 6.0x95mm Lordotic | 14460095 | Standalone | DE0500730 | As per HSA registered indication(s) except for radiolucent implants which should be used as follows:  in patients with primary or metastatic spinal tumours who would benefit from post-operative high dose high precision beam therapy upon appropriate and stringent patient selection;  Patient selection should be done via standardised assessment such as the neurological-oncological-mechanical systemic (NOMS) framework; and  The assessment should be carried out by a multidisciplinary team (MDT), which may be inclusive of, but not limited to, radiation oncologists, spine surgeons and interventional radiologists, among others.
Orthopaedics | Spine - Thoracolumbar (TL) and sacral surgery | TL and sacral fusion and fixation implant | TL rod | NuVasive Inc. | RELINE-O CoCr Rod, 600mm 5.5-5.0 Tapered | 15205600 | Standalone | DE0500730 | As per HSA registered indication(s) except for radiolucent implants which should be used as follows:  in patients with primary or metastatic spinal tumours who would benefit from post-operative high dose high precision beam therapy upon appropriate and stringent patient selection;  Patient selection should be done via standardised assessment such as the neurological-oncological-mechanical systemic (NOMS) framework; and  The assessment should be carried out by a multidisciplinary team (MDT), which may be inclusive of, but not limited to, radiation oncologists, spine surgeons and interventional radiologists, among others.
Orthopaedics | Spine - Thoracolumbar (TL) and sacral surgery | TL and sacral fusion and fixation implant | TL rod | NuVasive Inc. | RELINE-O CoCr Rod, 600mm 6.0-5.0 Tapered | 15265600 | Standalone | DE0500730 | As per HSA registered indication(s) except for radiolucent implants which should be used as follows:  in patients with primary or metastatic spinal tumours who would benefit from post-operative high dose high precision beam therapy upon appropriate and stringent patient selection;  Patient selection should be done via standardised assessment such as the neurological-oncological-mechanical systemic (NOMS) framework; and  The assessment should be carried out by a multidisciplinary team (MDT), which may be inclusive of, but not limited to, radiation oncologists, spine surgeons and interventional radiologists, among others.
Orthopaedics | Spine - Thoracolumbar (TL) and sacral surgery | TL and sacral fusion and fixation implant | TL rod connector system excluding locking screw | NuVasive Inc. | RELINE-O Conn , 5-6/5-6mm O-H Lg | 11102355 | Standalone | DE0500730 | As per HSA registered indication(s)
Orthopaedics | Spine - Thoracolumbar (TL) and sacral surgery | TL and sacral fusion and fixation implant | TL rod connector system excluding locking screw | NuVasive Inc. | RELINE-O Conn, 10mm Offset with Tab | 11200410 | Standalone | DE0500730 | As per HSA registered indication(s)
Orthopaedics | Spine - Thoracolumbar (TL) and sacral surgery | TL and sacral fusion and fixation implant | TL rod connector system excluding locking screw | NuVasive Inc. | RELINE-O Conn, 20mm Offset with Tab | 11200420 | Standalone | DE0500730 | As per HSA registered indication(s)
Orthopaedics | Spine - Thoracolumbar (TL) and sacral surgery | TL and sacral fusion and fixation implant | TL rod connector system excluding locking screw | NuVasive Inc. | RELINE-O Conn, 30mm Offset with Tab | 11200430 | Standalone | DE0500730 | As per HSA registered indication(s)
Orthopaedics | Spine - Thoracolumbar (TL) and sacral surgery | TL and sacral fusion and fixation implant | TL rod connector system excluding locking screw | NuVasive Inc. | RELINE-O Conn, 40mm Offset with Tab | 11200440 | Standalone | DE0500730 | As per HSA registered indication(s)
Orthopaedics | Spine - Thoracolumbar (TL) and sacral surgery | TL and sacral fusion and fixation implant | TL rod connector system excluding locking screw | NuVasive Inc. | RELINE-O Conn, 5-6/5-6mm 2H In-Line | 11108055 | Standalone | DE0500730 | As per HSA registered indication(s)
Orthopaedics | Spine - Thoracolumbar (TL) and sacral surgery | TL and sacral fusion and fixation implant | TL rod connector system excluding locking screw | NuVasive Inc. | RELINE-O Conn, 5-6/5-6mm 2H Parallel Lg | 11106355 | Standalone | DE0500730 | As per HSA registered indication(s)
Orthopaedics | Spine - Thoracolumbar (TL) and sacral surgery | TL and sacral fusion and fixation implant | TL rod connector system excluding locking screw | NuVasive Inc. | RELINE-O Conn, 5-6/5-6mm 2H Parallel Med | 11106255 | Standalone | DE0500730 | As per HSA registered indication(s)
Orthopaedics | Spine - Thoracolumbar (TL) and sacral surgery | TL and sacral fusion and fixation implant | TL rod connector system excluding locking screw | NuVasive Inc. | RELINE-O Conn, 5-6/5-6mm 2H Parallel Sm | 11106155 | Standalone | DE0500730 | As per HSA registered indication(s)
Orthopaedics | Spine - Thoracolumbar (TL) and sacral surgery | TL and sacral fusion and fixation implant | TL rod connector system excluding locking screw | NuVasive Inc. | RELINE-O Conn, 5-6/5-6mm 4H In-Line | 11109055 | Standalone | DE0500730 | As per HSA registered indication(s)
Orthopaedics | Spine - Thoracolumbar (TL) and sacral surgery | TL and sacral fusion and fixation implant | TL rod connector system excluding locking screw | NuVasive Inc. | RELINE-O Conn, 5-6/5-6mm 4H Parallel Med | 11107255 | Standalone | DE0500730 | As per HSA registered indication(s)
Orthopaedics | Spine - Thoracolumbar (TL) and sacral surgery | TL and sacral fusion and fixation implant | TL rod connector system excluding locking screw | NuVasive Inc. | RELINE-O Conn, 5-6/5-6mm 4H Parallel Sm | 11107155 | Standalone | DE0500730 | As per HSA registered indication(s)
Orthopaedics | Spine - Thoracolumbar (TL) and sacral surgery | TL and sacral fusion and fixation implant | TL rod connector system excluding locking screw | NuVasive Inc. | RELINE-O Conn, 5-6/5-6mm O-H Med | 11102255 | Standalone | DE0500730 | As per HSA registered indication(s)
Orthopaedics | Spine - Thoracolumbar (TL) and sacral surgery | TL and sacral fusion and fixation implant | TL rod connector system excluding locking screw | NuVasive Inc. | RELINE-O Conn, 5-6/5-6mm O-H Rotating | 11104055 | Standalone | DE0500730 | As per HSA registered indication(s)
Orthopaedics | Spine - Thoracolumbar (TL) and sacral surgery | TL and sacral fusion and fixation implant | TL rod connector system excluding locking screw | NuVasive Inc. | RELINE-O Conn, 5-6/5-6mm O-O Lg | 11101355 | Standalone | DE0500730 | As per HSA registered indication(s)
Orthopaedics | Spine - Thoracolumbar (TL) and sacral surgery | TL and sacral fusion and fixation implant | TL rod connector system excluding locking screw | NuVasive Inc. | RELINE-O Conn, 5-6/5-6mm O-O Med | 11101255 | Standalone | DE0500730 | As per HSA registered indication(s)
Orthopaedics | Spine - Thoracolumbar (TL) and sacral surgery | TL and sacral fusion and fixation implant | TL rod connector system excluding locking screw | NuVasive Inc. | RELINE-O Conn, 5-6/5-6mm Rotating O-O | 11103055 | Standalone | DE0500730 | As per HSA registered indication(s)
Orthopaedics | Spine - Thoracolumbar (TL) and sacral surgery | TL and sacral fusion and fixation implant | TL rod connector system excluding locking screw | NuVasive Inc. | RELINE-O Conn, 5-6/6.35mm O-H Med | 11102260 | Standalone | DE0500730 | As per HSA registered indication(s)
Orthopaedics | Spine - Thoracolumbar (TL) and sacral surgery | TL and sacral fusion and fixation implant | TL rod connector system excluding locking screw | NuVasive Inc. | RELINE-O Conn, 5-6/6.35mm O-H Rotating | 11104060 | Standalone | DE0500730 | As per HSA registered indication(s)
Orthopaedics | Spine - Thoracolumbar (TL) and sacral surgery | TL and sacral fusion and fixation implant | TL rod connector system excluding locking screw | NuVasive Inc. | RELINE-O Conn, 5-6/6.35mm O-O Med | 11101260 | Standalone | DE0500730 | As per HSA registered indication(s)
Orthopaedics | Spine - Thoracolumbar (TL) and sacral surgery | TL and sacral fusion and fixation implant | TL rod connector system excluding locking screw | NuVasive Inc. | RELINE-O Conn, 5-6/6.35mm Rotating O-O | 11103060 | Standalone | DE0500730 | As per HSA registered indication(s)
Orthopaedics | Spine - Thoracolumbar (TL) and sacral surgery | TL and sacral fusion and fixation implant | TL rod connector system excluding locking screw | NuVasive Inc. | RELINE-O Conn, 6.0/6.35mm 2H In-Line | 11108060 | Standalone | DE0500730 | As per HSA registered indication(s)
Orthopaedics | Spine - Thoracolumbar (TL) and sacral surgery | TL and sacral fusion and fixation implant | TL rod connector system excluding locking screw | NuVasive Inc. | RELINE-O Conn, 6.0/6.35mm 2H Parallel Sm | 11106160 | Standalone | DE0500730 | As per HSA registered indication(s)
Orthopaedics | Spine - Thoracolumbar (TL) and sacral surgery | TL and sacral fusion and fixation implant | TL rod connector system excluding locking screw | NuVasive Inc. | RELINE-O Conn, 6.0/6.35mm 4H In-Line | 11109060 | Standalone | DE0500730 | As per HSA registered indication(s)
Orthopaedics | Spine - Thoracolumbar (TL) and sacral surgery | TL and sacral fusion and fixation implant | TL rod connector system excluding locking screw | NuVasive Inc. | RELINE-O Conn, 6.0/6.35mm 4H Parallel Sm | 11107160 | Standalone | DE0500730 | As per HSA registered indication(s)
Orthopaedics | Spine - Thoracolumbar (TL) and sacral surgery | TL and sacral fusion and fixation implant | TL rod connector system excluding locking screw | NuVasive Inc. | RELINE-O Conn, 60mm Offset with Tab | 11200460 | Standalone | DE0500730 | As per HSA registered indication(s)
Orthopaedics | Spine - Thoracolumbar (TL) and sacral surgery | TL and sacral fusion and fixation implant | TL rod connector system excluding locking screw | NuVasive Inc. | RELINE-O Conn, Offset 6.0mm Closed 60mm | 11560160 | Standalone | DE0500730 | As per HSA registered indication(s)
Orthopaedics | Spine - Thoracolumbar (TL) and sacral surgery | TL and sacral fusion and fixation implant | TL rod connector system excluding locking screw | NuVasive Inc. | RELINE-O Conn,6.0/6.35mm 2H Parallel Med | 11106260 | Standalone | DE0500730 | As per HSA registered indication(s)
Orthopaedics | Spine - Thoracolumbar (TL) and sacral surgery | TL and sacral fusion and fixation implant | TL rod connector system excluding locking screw | NuVasive Inc. | RELINE-O Conn,6.0/6.35mm 4H Parallel Med | 11107260 | Standalone | DE0500730 | As per HSA registered indication(s)
Orthopaedics | Spine - Thoracolumbar (TL) and sacral surgery | TL and sacral fusion and fixation implant | TL rod connector system excluding locking screw | NuVasive Inc. | RELINE-O Connector, 200mm Open Offset | 11200220 | Standalone | DE0500730 | As per HSA registered indication(s)
Orthopaedics | Spine - Thoracolumbar (TL) and sacral surgery | TL and sacral fusion and fixation implant | TL rod connector system excluding locking screw | NuVasive Inc. | RELINE-O Connector, 20mm Closed Offset | 11200120 | Standalone | DE0500730 | As per HSA registered indication(s)
Orthopaedics | Spine - Thoracolumbar (TL) and sacral surgery | TL and sacral fusion and fixation implant | TL rod connector system excluding locking screw | NuVasive Inc. | RELINE-O Connector, 20mm Open Offset | 11200020 | Standalone | DE0500730 | As per HSA registered indication(s)
Orthopaedics | Spine - Thoracolumbar (TL) and sacral surgery | TL and sacral fusion and fixation implant | TL rod connector system excluding locking screw | NuVasive Inc. | RELINE-O Connector, 30mm Closed Offset | 11200130 | Standalone | DE0500730 | As per HSA registered indication(s)
Orthopaedics | Spine - Thoracolumbar (TL) and sacral surgery | TL and sacral fusion and fixation implant | TL rod connector system excluding locking screw | NuVasive Inc. | RELINE-O Connector, 30mm Open Offset | 11200030 | Standalone | DE0500730 | As per HSA registered indication(s)
Orthopaedics | Spine - Thoracolumbar (TL) and sacral surgery | TL and sacral fusion and fixation implant | TL rod connector system excluding locking screw | NuVasive Inc. | RELINE-O Connector, 60mm Closed Offset | 11200160 | Standalone | DE0500730 | As per HSA registered indication(s)
Orthopaedics | Spine - Thoracolumbar (TL) and sacral surgery | TL and sacral fusion and fixation implant | TL rod connector system excluding locking screw | NuVasive Inc. | RELINE-O Connector, 60mm Open Offset | 11200060 | Standalone | DE0500730 | As per HSA registered indication(s)
Orthopaedics | Spine - Thoracolumbar (TL) and sacral surgery | TL and sacral fusion and fixation implant | TL hook set, clamp, staple, staple locking screw | NuVasive Inc. | RELINE-O Hook, 10mm Angle Left | 10200606 | Standalone | DE0500730 | As per HSA registered indication(s)
Orthopaedics | Spine - Thoracolumbar (TL) and sacral surgery | TL and sacral fusion and fixation implant | TL hook set, clamp, staple, staple locking screw | NuVasive Inc. | RELINE-O Hook, 10mm Angle Right | 10200614 | Standalone | DE0500730 | As per HSA registered indication(s)
Orthopaedics | Spine - Thoracolumbar (TL) and sacral surgery | TL and sacral fusion and fixation implant | TL hook set, clamp, staple, staple locking screw | NuVasive Inc. | RELINE-O Hook, 10mm Lamina Down Ang W | 10200030 | Standalone | DE0500730 | As per HSA registered indication(s)
Orthopaedics | Spine - Thoracolumbar (TL) and sacral surgery | TL and sacral fusion and fixation implant | TL hook set, clamp, staple, staple locking screw | NuVasive Inc. | RELINE-O Hook, 10mm Lamina Up Angle W | 10200114 | Standalone | DE0500730 | As per HSA registered indication(s)
Orthopaedics | Spine - Thoracolumbar (TL) and sacral surgery | TL and sacral fusion and fixation implant | TL hook set, clamp, staple, staple locking screw | NuVasive Inc. | RELINE-O Hook, 10mm Offset Left | 10200506 | Standalone | DE0500730 | As per HSA registered indication(s)
Orthopaedics | Spine - Thoracolumbar (TL) and sacral surgery | TL and sacral fusion and fixation implant | TL hook set, clamp, staple, staple locking screw | NuVasive Inc. | RELINE-O Hook, 10mm Offset Right | 10200514 | Standalone | DE0500730 | As per HSA registered indication(s)
Orthopaedics | Spine - Thoracolumbar (TL) and sacral surgery | TL and sacral fusion and fixation implant | TL hook set, clamp, staple, staple locking screw | NuVasive Inc. | RELINE-O Hook, 10mm Pedicle | 10200306 | Standalone | DE0500730 | As per HSA registered indication(s)
Orthopaedics | Spine - Thoracolumbar (TL) and sacral surgery | TL and sacral fusion and fixation implant | TL hook set, clamp, staple, staple locking screw | NuVasive Inc. | RELINE-O Hook, 10mm Trans Process W | 10200046 | Standalone | DE0500730 | As per HSA registered indication(s)
Orthopaedics | Spine - Thoracolumbar (TL) and sacral surgery | TL and sacral fusion and fixation implant | TL hook set, clamp, staple, staple locking screw | NuVasive Inc. | RELINE-O Hook, 12mm Angle Left | 10200608 | Standalone | DE0500730 | As per HSA registered indication(s)
Orthopaedics | Spine - Thoracolumbar (TL) and sacral surgery | TL and sacral fusion and fixation implant | TL hook set, clamp, staple, staple locking screw | NuVasive Inc. | RELINE-O Hook, 12mm Angle Right | 10200616 | Standalone | DE0500730 | As per HSA registered indication(s)
Orthopaedics | Spine - Thoracolumbar (TL) and sacral surgery | TL and sacral fusion and fixation implant | TL hook set, clamp, staple, staple locking screw | NuVasive Inc. | RELINE-O Hook, 12mm Lamina Up Angle W | 10200116 | Standalone | DE0500730 | As per HSA registered indication(s)
Orthopaedics | Spine - Thoracolumbar (TL) and sacral surgery | TL and sacral fusion and fixation implant | TL hook set, clamp, staple, staple locking screw | NuVasive Inc. | RELINE-O Hook, 12mm Offset Left | 10200508 | Standalone | DE0500730 | As per HSA registered indication(s)
Orthopaedics | Spine - Thoracolumbar (TL) and sacral surgery | TL and sacral fusion and fixation implant | TL hook set, clamp, staple, staple locking screw | NuVasive Inc. | RELINE-O Hook, 12mm Offset Right | 10200516 | Standalone | DE0500730 | As per HSA registered indication(s)
Orthopaedics | Spine - Thoracolumbar (TL) and sacral surgery | TL and sacral fusion and fixation implant | TL hook set, clamp, staple, staple locking screw | NuVasive Inc. | RELINE-O Hook, 12mm Pedicle | 10200308 | Standalone | DE0500730 | As per HSA registered indication(s)
Orthopaedics | Spine - Thoracolumbar (TL) and sacral surgery | TL and sacral fusion and fixation implant | TL hook set, clamp, staple, staple locking screw | NuVasive Inc. | RELINE-O Hook, 12mm Trans Process W | 10200048 | Standalone | DE0500730 | As per HSA registered indication(s)
Orthopaedics | Spine - Thoracolumbar (TL) and sacral surgery | TL and sacral fusion and fixation implant | TL hook set, clamp, staple, staple locking screw | NuVasive Inc. | RELINE-O Hook, 6mm Angle Left | 10200602 | Standalone | DE0500730 | As per HSA registered indication(s)
Orthopaedics | Spine - Thoracolumbar (TL) and sacral surgery | TL and sacral fusion and fixation implant | TL hook set, clamp, staple, staple locking screw | NuVasive Inc. | RELINE-O Hook, 6mm Angle Right | 10200610 | Standalone | DE0500730 | As per HSA registered indication(s)
Orthopaedics | Spine - Thoracolumbar (TL) and sacral surgery | TL and sacral fusion and fixation implant | TL hook set, clamp, staple, staple locking screw | NuVasive Inc. | RELINE-O Hook, 6mm Lamina Down Ang W | 10200026 | Standalone | DE0500730 | As per HSA registered indication(s)
Orthopaedics | Spine - Thoracolumbar (TL) and sacral surgery | TL and sacral fusion and fixation implant | TL hook set, clamp, staple, staple locking screw | NuVasive Inc. | RELINE-O Hook, 6mm Lamina Up Angle W | 10200110 | Standalone | DE0500730 | As per HSA registered indication(s)
Orthopaedics | Spine - Thoracolumbar (TL) and sacral surgery | TL and sacral fusion and fixation implant | TL hook set, clamp, staple, staple locking screw | NuVasive Inc. | RELINE-O Hook, 6mm Offset Left | 10200502 | Standalone | DE0500730 | As per HSA registered indication(s)
Orthopaedics | Spine - Thoracolumbar (TL) and sacral surgery | TL and sacral fusion and fixation implant | TL hook set, clamp, staple, staple locking screw | NuVasive Inc. | RELINE-O Hook, 6mm Offset Right | 10200510 | Standalone | DE0500730 | As per HSA registered indication(s)
Orthopaedics | Spine - Thoracolumbar (TL) and sacral surgery | TL and sacral fusion and fixation implant | TL hook set, clamp, staple, staple locking screw | NuVasive Inc. | RELINE-O Hook, 6mm Pedicle | 10200302 | Standalone | DE0500730 | As per HSA registered indication(s)
Orthopaedics | Spine - Thoracolumbar (TL) and sacral surgery | TL and sacral fusion and fixation implant | TL hook set, clamp, staple, staple locking screw | NuVasive Inc. | RELINE-O Hook, 6mm Trans Process W | 10200042 | Standalone | DE0500730 | As per HSA registered indication(s)
Orthopaedics | Spine - Thoracolumbar (TL) and sacral surgery | TL and sacral fusion and fixation implant | TL hook set, clamp, staple, staple locking screw | NuVasive Inc. | RELINE-O Hook, 8mm Angle Left | 10200604 | Standalone | DE0500730 | As per HSA registered indication(s)
Orthopaedics | Spine - Thoracolumbar (TL) and sacral surgery | TL and sacral fusion and fixation implant | TL hook set, clamp, staple, staple locking screw | NuVasive Inc. | RELINE-O Hook, 8mm Angle Right | 10200612 | Standalone | DE0500730 | As per HSA registered indication(s)
Orthopaedics | Spine - Thoracolumbar (TL) and sacral surgery | TL and sacral fusion and fixation implant | TL hook set, clamp, staple, staple locking screw | NuVasive Inc. | RELINE-O Hook, 8mm Lamina Down Ang W | 10200028 | Standalone | DE0500730 | As per HSA registered indication(s)
Orthopaedics | Spine - Thoracolumbar (TL) and sacral surgery | TL and sacral fusion and fixation implant | TL hook set, clamp, staple, staple locking screw | NuVasive Inc. | RELINE-O Hook, 8mm Lamina Up Angle W | 10200112 | Standalone | DE0500730 | As per HSA registered indication(s)
Orthopaedics | Spine - Thoracolumbar (TL) and sacral surgery | TL and sacral fusion and fixation implant | TL hook set, clamp, staple, staple locking screw | NuVasive Inc. | RELINE-O Hook, 8mm Offset Left | 10200504 | Standalone | DE0500730 | As per HSA registered indication(s)
Orthopaedics | Spine - Thoracolumbar (TL) and sacral surgery | TL and sacral fusion and fixation implant | TL hook set, clamp, staple, staple locking screw | NuVasive Inc. | RELINE-O Hook, 8mm Offset Right | 10200512 | Standalone | DE0500730 | As per HSA registered indication(s)
Orthopaedics | Spine - Thoracolumbar (TL) and sacral surgery | TL and sacral fusion and fixation implant | TL hook set, clamp, staple, staple locking screw | NuVasive Inc. | RELINE-O Hook, 8mm Pedicle | 10200304 | Standalone | DE0500730 | As per HSA registered indication(s)
Orthopaedics | Spine - Thoracolumbar (TL) and sacral surgery | TL and sacral fusion and fixation implant | TL hook set, clamp, staple, staple locking screw | NuVasive Inc. | RELINE-O Hook, 8mm Trans Process W | 10200044 | Standalone | DE0500730 | As per HSA registered indication(s)
Orthopaedics | Spine - Thoracolumbar (TL) and sacral surgery | TL and sacral fusion and fixation implant | TL hook set, clamp, staple, staple locking screw | NuVasive Inc. | RELINE-O Hook, 9mm Angle Left | 10200605 | Standalone | DE0500730 | As per HSA registered indication(s)
Orthopaedics | Spine - Thoracolumbar (TL) and sacral surgery | TL and sacral fusion and fixation implant | TL hook set, clamp, staple, staple locking screw | NuVasive Inc. | RELINE-O Hook, 9mm Angle Right | 10200613 | Standalone | DE0500730 | As per HSA registered indication(s)
Orthopaedics | Spine - Thoracolumbar (TL) and sacral surgery | TL and sacral fusion and fixation implant | TL hook set, clamp, staple, staple locking screw | NuVasive Inc. | RELINE-O Hook, 9mm Offset Angled Left | 10205009 | Standalone | DE0500730 | As per HSA registered indication(s)
Orthopaedics | Spine - Thoracolumbar (TL) and sacral surgery | TL and sacral fusion and fixation implant | TL hook set, clamp, staple, staple locking screw | NuVasive Inc. | RELINE-O Hook, 9mm Offset Angled Right | 10206009 | Standalone | DE0500730 | As per HSA registered indication(s)
Orthopaedics | Spine - Thoracolumbar (TL) and sacral surgery | TL and sacral fusion and fixation implant | TL hook set, clamp, staple, staple locking screw | NuVasive Inc. | RELINE-O Hook, 9mm Offset Left | 10200505 | Standalone | DE0500730 | As per HSA registered indication(s)
Orthopaedics | Spine - Thoracolumbar (TL) and sacral surgery | TL and sacral fusion and fixation implant | TL hook set, clamp, staple, staple locking screw | NuVasive Inc. | RELINE-O Hook, 9mm Offset Right | 10200513 | Standalone | DE0500730 | As per HSA registered indication(s)
Orthopaedics | Spine - Thoracolumbar (TL) and sacral surgery | TL and sacral fusion and fixation implant | TL hook set, clamp, staple, staple locking screw | NuVasive Inc. | RELINE-O Lamina Narrow, 10mm Hook | 10200006 | Standalone | DE0500730 | As per HSA registered indication(s)
Orthopaedics | Spine - Thoracolumbar (TL) and sacral surgery | TL and sacral fusion and fixation implant | TL hook set, clamp, staple, staple locking screw | NuVasive Inc. | RELINE-O Lamina Narrow, 12mm Hook | 10200008 | Standalone | DE0500730 | As per HSA registered indication(s)
Orthopaedics | Spine - Thoracolumbar (TL) and sacral surgery | TL and sacral fusion and fixation implant | TL hook set, clamp, staple, staple locking screw | NuVasive Inc. | RELINE-O Lamina Narrow, 6mm Hook | 10200002 | Standalone | DE0500730 | As per HSA registered indication(s)
Orthopaedics | Spine - Thoracolumbar (TL) and sacral surgery | TL and sacral fusion and fixation implant | TL hook set, clamp, staple, staple locking screw | NuVasive Inc. | RELINE-O Lamina Narrow, 8mm Hook | 10200004 | Standalone | DE0500730 | As per HSA registered indication(s)
Orthopaedics | Spine - Thoracolumbar (TL) and sacral surgery | TL and sacral fusion and fixation implant | TL hook set, clamp, staple, staple locking screw | NuVasive Inc. | RELINE-O Lamina Wide, 10mm Hook | 10200014 | Standalone | DE0500730 | As per HSA registered indication(s)
Orthopaedics | Spine - Thoracolumbar (TL) and sacral surgery | TL and sacral fusion and fixation implant | TL hook set, clamp, staple, staple locking screw | NuVasive Inc. | RELINE-O Lamina Wide, 12mm Hook | 10200016 | Standalone | DE0500730 | As per HSA registered indication(s)
Orthopaedics | Spine - Thoracolumbar (TL) and sacral surgery | TL and sacral fusion and fixation implant | TL hook set, clamp, staple, staple locking screw | NuVasive Inc. | RELINE-O Lamina Wide, 6mm Hook | 10200010 | Standalone | DE0500730 | As per HSA registered indication(s)
Orthopaedics | Spine - Thoracolumbar (TL) and sacral surgery | TL and sacral fusion and fixation implant | TL hook set, clamp, staple, staple locking screw | NuVasive Inc. | RELINE-O Lamina Wide, 8mm Hook | 10200012 | Standalone | DE0500730 | As per HSA registered indication(s)
Orthopaedics | Spine - Thoracolumbar (TL) and sacral surgery | TL and sacral fusion and fixation implant | TL pedicle screw - Shank, tulip | NuVasive Inc. | RELINE-O MOD Screw Shank, 4.0x25mm 2S | 13184025 | Standalone | DE0500730 | As per HSA registered indication(s) except for radiolucent implants which should be used as follows:  in patients with primary or metastatic spinal tumours who would benefit from post-operative high dose high precision beam therapy upon appropriate and stringent patient selection;  Patient selection should be done via standardised assessment such as the neurological-oncological-mechanical systemic (NOMS) framework; and  The assessment should be carried out by a multidisciplinary team (MDT), which may be inclusive of, but not limited to, radiation oncologists, spine surgeons and interventional radiologists, among others.
Orthopaedics | Spine - Thoracolumbar (TL) and sacral surgery | TL and sacral fusion and fixation implant | TL pedicle screw - Shank, tulip | NuVasive Inc. | RELINE-O MOD Screw Shank, 4.0x45mm 2S | 13184045 | Standalone | DE0500730 | As per HSA registered indication(s) except for radiolucent implants which should be used as follows:  in patients with primary or metastatic spinal tumours who would benefit from post-operative high dose high precision beam therapy upon appropriate and stringent patient selection;  Patient selection should be done via standardised assessment such as the neurological-oncological-mechanical systemic (NOMS) framework; and  The assessment should be carried out by a multidisciplinary team (MDT), which may be inclusive of, but not limited to, radiation oncologists, spine surgeons and interventional radiologists, among others.
Orthopaedics | Spine - Thoracolumbar (TL) and sacral surgery | TL and sacral fusion and fixation implant | TL pedicle screw - Shank, tulip | NuVasive Inc. | RELINE-O MOD Screw Shank, 4.5x40mm 2S | 13184540 | Standalone | DE0500730 | As per HSA registered indication(s) except for radiolucent implants which should be used as follows:  in patients with primary or metastatic spinal tumours who would benefit from post-operative high dose high precision beam therapy upon appropriate and stringent patient selection;  Patient selection should be done via standardised assessment such as the neurological-oncological-mechanical systemic (NOMS) framework; and  The assessment should be carried out by a multidisciplinary team (MDT), which may be inclusive of, but not limited to, radiation oncologists, spine surgeons and interventional radiologists, among others.
Orthopaedics | Spine - Thoracolumbar (TL) and sacral surgery | TL and sacral fusion and fixation implant | TL pedicle screw - Shank, tulip | NuVasive Inc. | RELINE-O MOD Screw Shank, 4.5x45mm 2S | 13184545 | Standalone | DE0500730 | As per HSA registered indication(s) except for radiolucent implants which should be used as follows:  in patients with primary or metastatic spinal tumours who would benefit from post-operative high dose high precision beam therapy upon appropriate and stringent patient selection;  Patient selection should be done via standardised assessment such as the neurological-oncological-mechanical systemic (NOMS) framework; and  The assessment should be carried out by a multidisciplinary team (MDT), which may be inclusive of, but not limited to, radiation oncologists, spine surgeons and interventional radiologists, among others.
Orthopaedics | Spine - Thoracolumbar (TL) and sacral surgery | TL and sacral fusion and fixation implant | TL pedicle screw - Shank, tulip | NuVasive Inc. | RELINE-O MOD Screw Shank, 5.5x35mm 2S | 13185535 | Standalone | DE0500730 | As per HSA registered indication(s) except for radiolucent implants which should be used as follows:  in patients with primary or metastatic spinal tumours who would benefit from post-operative high dose high precision beam therapy upon appropriate and stringent patient selection;  Patient selection should be done via standardised assessment such as the neurological-oncological-mechanical systemic (NOMS) framework; and  The assessment should be carried out by a multidisciplinary team (MDT), which may be inclusive of, but not limited to, radiation oncologists, spine surgeons and interventional radiologists, among others.
Orthopaedics | Spine - Thoracolumbar (TL) and sacral surgery | TL and sacral fusion and fixation implant | TL pedicle screw - Shank, tulip | NuVasive Inc. | RELINE-O MOD Screw Shank, 5.5x40mm 2S | 13185540 | Standalone | DE0500730 | As per HSA registered indication(s) except for radiolucent implants which should be used as follows:  in patients with primary or metastatic spinal tumours who would benefit from post-operative high dose high precision beam therapy upon appropriate and stringent patient selection;  Patient selection should be done via standardised assessment such as the neurological-oncological-mechanical systemic (NOMS) framework; and  The assessment should be carried out by a multidisciplinary team (MDT), which may be inclusive of, but not limited to, radiation oncologists, spine surgeons and interventional radiologists, among others.
Orthopaedics | Spine - Thoracolumbar (TL) and sacral surgery | TL and sacral fusion and fixation implant | TL pedicle screw - Shank, tulip | NuVasive Inc. | RELINE-O MOD Screw Shank, 5.5x45mm 2S | 13185545 | Standalone | DE0500730 | As per HSA registered indication(s) except for radiolucent implants which should be used as follows:  in patients with primary or metastatic spinal tumours who would benefit from post-operative high dose high precision beam therapy upon appropriate and stringent patient selection;  Patient selection should be done via standardised assessment such as the neurological-oncological-mechanical systemic (NOMS) framework; and  The assessment should be carried out by a multidisciplinary team (MDT), which may be inclusive of, but not limited to, radiation oncologists, spine surgeons and interventional radiologists, among others.
Orthopaedics | Spine - Thoracolumbar (TL) and sacral surgery | TL and sacral fusion and fixation implant | TL pedicle screw - Shank, tulip | NuVasive Inc. | RELINE-O MOD Screw Shank, 5.5x50mm 2S | 13185550 | Standalone | DE0500730 | As per HSA registered indication(s) except for radiolucent implants which should be used as follows:  in patients with primary or metastatic spinal tumours who would benefit from post-operative high dose high precision beam therapy upon appropriate and stringent patient selection;  Patient selection should be done via standardised assessment such as the neurological-oncological-mechanical systemic (NOMS) framework; and  The assessment should be carried out by a multidisciplinary team (MDT), which may be inclusive of, but not limited to, radiation oncologists, spine surgeons and interventional radiologists, among others.
Orthopaedics | Spine - Thoracolumbar (TL) and sacral surgery | TL and sacral fusion and fixation implant | TL pedicle screw - Shank, tulip | NuVasive Inc. | RELINE-O MOD Screw Shank, 5.5x55mm 2S | 13185555 | Standalone | DE0500730 | As per HSA registered indication(s) except for radiolucent implants which should be used as follows:  in patients with primary or metastatic spinal tumours who would benefit from post-operative high dose high precision beam therapy upon appropriate and stringent patient selection;  Patient selection should be done via standardised assessment such as the neurological-oncological-mechanical systemic (NOMS) framework; and  The assessment should be carried out by a multidisciplinary team (MDT), which may be inclusive of, but not limited to, radiation oncologists, spine surgeons and interventional radiologists, among others.
Orthopaedics | Spine - Thoracolumbar (TL) and sacral surgery | TL and sacral fusion and fixation implant | TL pedicle screw - Shank, tulip | NuVasive Inc. | RELINE-O MOD Screw Shank, 6.5x35mm 2S | 13186535 | Standalone | DE0500730 | As per HSA registered indication(s) except for radiolucent implants which should be used as follows:  in patients with primary or metastatic spinal tumours who would benefit from post-operative high dose high precision beam therapy upon appropriate and stringent patient selection;  Patient selection should be done via standardised assessment such as the neurological-oncological-mechanical systemic (NOMS) framework; and  The assessment should be carried out by a multidisciplinary team (MDT), which may be inclusive of, but not limited to, radiation oncologists, spine surgeons and interventional radiologists, among others.
Orthopaedics | Spine - Thoracolumbar (TL) and sacral surgery | TL and sacral fusion and fixation implant | TL pedicle screw - Shank, tulip | NuVasive Inc. | RELINE-O MOD Screw Shank, 6.5x40mm 2S | 13186540 | Standalone | DE0500730 | As per HSA registered indication(s) except for radiolucent implants which should be used as follows:  in patients with primary or metastatic spinal tumours who would benefit from post-operative high dose high precision beam therapy upon appropriate and stringent patient selection;  Patient selection should be done via standardised assessment such as the neurological-oncological-mechanical systemic (NOMS) framework; and  The assessment should be carried out by a multidisciplinary team (MDT), which may be inclusive of, but not limited to, radiation oncologists, spine surgeons and interventional radiologists, among others.
Orthopaedics | Spine - Thoracolumbar (TL) and sacral surgery | TL and sacral fusion and fixation implant | TL pedicle screw - Shank, tulip | NuVasive Inc. | RELINE-O MOD Screw Shank, 6.5x45mm 2S | 13186545 | Standalone | DE0500730 | As per HSA registered indication(s) except for radiolucent implants which should be used as follows:  in patients with primary or metastatic spinal tumours who would benefit from post-operative high dose high precision beam therapy upon appropriate and stringent patient selection;  Patient selection should be done via standardised assessment such as the neurological-oncological-mechanical systemic (NOMS) framework; and  The assessment should be carried out by a multidisciplinary team (MDT), which may be inclusive of, but not limited to, radiation oncologists, spine surgeons and interventional radiologists, among others.
Orthopaedics | Spine - Thoracolumbar (TL) and sacral surgery | TL and sacral fusion and fixation implant | TL pedicle screw - Shank, tulip | NuVasive Inc. | RELINE-O MOD Screw Shank, 6.5x50mm 2S | 13186550 | Standalone | DE0500730 | As per HSA registered indication(s) except for radiolucent implants which should be used as follows:  in patients with primary or metastatic spinal tumours who would benefit from post-operative high dose high precision beam therapy upon appropriate and stringent patient selection;  Patient selection should be done via standardised assessment such as the neurological-oncological-mechanical systemic (NOMS) framework; and  The assessment should be carried out by a multidisciplinary team (MDT), which may be inclusive of, but not limited to, radiation oncologists, spine surgeons and interventional radiologists, among others.
Orthopaedics | Spine - Thoracolumbar (TL) and sacral surgery | TL and sacral fusion and fixation implant | TL pedicle screw - Shank, tulip | NuVasive Inc. | RELINE-O MOD Screw Shank, 6.5x55mm 2S | 13186555 | Standalone | DE0500730 | As per HSA registered indication(s) except for radiolucent implants which should be used as follows:  in patients with primary or metastatic spinal tumours who would benefit from post-operative high dose high precision beam therapy upon appropriate and stringent patient selection;  Patient selection should be done via standardised assessment such as the neurological-oncological-mechanical systemic (NOMS) framework; and  The assessment should be carried out by a multidisciplinary team (MDT), which may be inclusive of, but not limited to, radiation oncologists, spine surgeons and interventional radiologists, among others.
Orthopaedics | Spine - Thoracolumbar (TL) and sacral surgery | TL and sacral fusion and fixation implant | TL pedicle screw - Shank, tulip | NuVasive Inc. | RELINE-O MOD Screw Shank, 6.5x60mm 2S | 13186560 | Standalone | DE0500730 | As per HSA registered indication(s) except for radiolucent implants which should be used as follows:  in patients with primary or metastatic spinal tumours who would benefit from post-operative high dose high precision beam therapy upon appropriate and stringent patient selection;  Patient selection should be done via standardised assessment such as the neurological-oncological-mechanical systemic (NOMS) framework; and  The assessment should be carried out by a multidisciplinary team (MDT), which may be inclusive of, but not limited to, radiation oncologists, spine surgeons and interventional radiologists, among others.
Orthopaedics | Spine - Thoracolumbar (TL) and sacral surgery | TL and sacral fusion and fixation implant | TL pedicle screw - Shank, tulip | NuVasive Inc. | RELINE-O MOD Screw Shank, 7.5x35mm 2S | 13187535 | Standalone | DE0500730 | As per HSA registered indication(s) except for radiolucent implants which should be used as follows:  in patients with primary or metastatic spinal tumours who would benefit from post-operative high dose high precision beam therapy upon appropriate and stringent patient selection;  Patient selection should be done via standardised assessment such as the neurological-oncological-mechanical systemic (NOMS) framework; and  The assessment should be carried out by a multidisciplinary team (MDT), which may be inclusive of, but not limited to, radiation oncologists, spine surgeons and interventional radiologists, among others.
Orthopaedics | Spine - Thoracolumbar (TL) and sacral surgery | TL and sacral fusion and fixation implant | TL pedicle screw - Shank, tulip | NuVasive Inc. | RELINE-O MOD Screw Shank, 7.5x40mm 2S | 13187540 | Standalone | DE0500730 | As per HSA registered indication(s) except for radiolucent implants which should be used as follows:  in patients with primary or metastatic spinal tumours who would benefit from post-operative high dose high precision beam therapy upon appropriate and stringent patient selection;  Patient selection should be done via standardised assessment such as the neurological-oncological-mechanical systemic (NOMS) framework; and  The assessment should be carried out by a multidisciplinary team (MDT), which may be inclusive of, but not limited to, radiation oncologists, spine surgeons and interventional radiologists, among others.
Orthopaedics | Spine - Thoracolumbar (TL) and sacral surgery | TL and sacral fusion and fixation implant | TL pedicle screw - Shank, tulip | NuVasive Inc. | RELINE-O MOD Screw Shank, 7.5x45mm 2S | 13187545 | Standalone | DE0500730 | As per HSA registered indication(s) except for radiolucent implants which should be used as follows:  in patients with primary or metastatic spinal tumours who would benefit from post-operative high dose high precision beam therapy upon appropriate and stringent patient selection;  Patient selection should be done via standardised assessment such as the neurological-oncological-mechanical systemic (NOMS) framework; and  The assessment should be carried out by a multidisciplinary team (MDT), which may be inclusive of, but not limited to, radiation oncologists, spine surgeons and interventional radiologists, among others.
Orthopaedics | Spine - Thoracolumbar (TL) and sacral surgery | TL and sacral fusion and fixation implant | TL pedicle screw - Shank, tulip | NuVasive Inc. | RELINE-O MOD Screw Shank, 7.5x50mm 2S | 13187550 | Standalone | DE0500730 | As per HSA registered indication(s) except for radiolucent implants which should be used as follows:  in patients with primary or metastatic spinal tumours who would benefit from post-operative high dose high precision beam therapy upon appropriate and stringent patient selection;  Patient selection should be done via standardised assessment such as the neurological-oncological-mechanical systemic (NOMS) framework; and  The assessment should be carried out by a multidisciplinary team (MDT), which may be inclusive of, but not limited to, radiation oncologists, spine surgeons and interventional radiologists, among others.
Orthopaedics | Spine - Thoracolumbar (TL) and sacral surgery | TL and sacral fusion and fixation implant | TL pedicle screw - Shank, tulip | NuVasive Inc. | RELINE-O MOD Screw Shank, 7.5x55mm 2S | 13187555 | Standalone | DE0500730 | As per HSA registered indication(s) except for radiolucent implants which should be used as follows:  in patients with primary or metastatic spinal tumours who would benefit from post-operative high dose high precision beam therapy upon appropriate and stringent patient selection;  Patient selection should be done via standardised assessment such as the neurological-oncological-mechanical systemic (NOMS) framework; and  The assessment should be carried out by a multidisciplinary team (MDT), which may be inclusive of, but not limited to, radiation oncologists, spine surgeons and interventional radiologists, among others.
Orthopaedics | Spine - Thoracolumbar (TL) and sacral surgery | TL and sacral fusion and fixation implant | TL pedicle screw - Shank, tulip | NuVasive Inc. | RELINE-O MOD Screw Shank, 7.5x60mm 2S | 13187560 | Standalone | DE0500730 | As per HSA registered indication(s) except for radiolucent implants which should be used as follows:  in patients with primary or metastatic spinal tumours who would benefit from post-operative high dose high precision beam therapy upon appropriate and stringent patient selection;  Patient selection should be done via standardised assessment such as the neurological-oncological-mechanical systemic (NOMS) framework; and  The assessment should be carried out by a multidisciplinary team (MDT), which may be inclusive of, but not limited to, radiation oncologists, spine surgeons and interventional radiologists, among others.
Orthopaedics | Spine - Thoracolumbar (TL) and sacral surgery | TL and sacral fusion and fixation implant | TL pedicle screw - Shank, tulip | NuVasive Inc. | RELINE-O MOD Screw Shank, 8.5x35mm 2S | 13188535 | Standalone | DE0500730 | As per HSA registered indication(s) except for radiolucent implants which should be used as follows:  in patients with primary or metastatic spinal tumours who would benefit from post-operative high dose high precision beam therapy upon appropriate and stringent patient selection;  Patient selection should be done via standardised assessment such as the neurological-oncological-mechanical systemic (NOMS) framework; and  The assessment should be carried out by a multidisciplinary team (MDT), which may be inclusive of, but not limited to, radiation oncologists, spine surgeons and interventional radiologists, among others.
Orthopaedics | Spine - Thoracolumbar (TL) and sacral surgery | TL and sacral fusion and fixation implant | TL pedicle screw - Shank, tulip | NuVasive Inc. | RELINE-O MOD Screw Shank, 8.5x40mm 2S | 13188540 | Standalone | DE0500730 | As per HSA registered indication(s) except for radiolucent implants which should be used as follows:  in patients with primary or metastatic spinal tumours who would benefit from post-operative high dose high precision beam therapy upon appropriate and stringent patient selection;  Patient selection should be done via standardised assessment such as the neurological-oncological-mechanical systemic (NOMS) framework; and  The assessment should be carried out by a multidisciplinary team (MDT), which may be inclusive of, but not limited to, radiation oncologists, spine surgeons and interventional radiologists, among others.
Orthopaedics | Spine - Thoracolumbar (TL) and sacral surgery | TL and sacral fusion and fixation implant | TL pedicle screw - Shank, tulip | NuVasive Inc. | RELINE-O MOD Screw Shank, 8.5x45mm 2S | 13188545 | Standalone | DE0500730 | As per HSA registered indication(s) except for radiolucent implants which should be used as follows:  in patients with primary or metastatic spinal tumours who would benefit from post-operative high dose high precision beam therapy upon appropriate and stringent patient selection;  Patient selection should be done via standardised assessment such as the neurological-oncological-mechanical systemic (NOMS) framework; and  The assessment should be carried out by a multidisciplinary team (MDT), which may be inclusive of, but not limited to, radiation oncologists, spine surgeons and interventional radiologists, among others.
Orthopaedics | Spine - Thoracolumbar (TL) and sacral surgery | TL and sacral fusion and fixation implant | TL pedicle screw - Shank, tulip | NuVasive Inc. | RELINE-O MOD Screw Shank, 8.5x50mm 2S | 13188550 | Standalone | DE0500730 | As per HSA registered indication(s) except for radiolucent implants which should be used as follows:  in patients with primary or metastatic spinal tumours who would benefit from post-operative high dose high precision beam therapy upon appropriate and stringent patient selection;  Patient selection should be done via standardised assessment such as the neurological-oncological-mechanical systemic (NOMS) framework; and  The assessment should be carried out by a multidisciplinary team (MDT), which may be inclusive of, but not limited to, radiation oncologists, spine surgeons and interventional radiologists, among others.
Orthopaedics | Spine - Thoracolumbar (TL) and sacral surgery | TL and sacral fusion and fixation implant | TL pedicle screw - Shank, tulip | NuVasive Inc. | RELINE-O MOD Screw Shank, 8.5x55mm 2S | 13188555 | Standalone | DE0500730 | As per HSA registered indication(s) except for radiolucent implants which should be used as follows:  in patients with primary or metastatic spinal tumours who would benefit from post-operative high dose high precision beam therapy upon appropriate and stringent patient selection;  Patient selection should be done via standardised assessment such as the neurological-oncological-mechanical systemic (NOMS) framework; and  The assessment should be carried out by a multidisciplinary team (MDT), which may be inclusive of, but not limited to, radiation oncologists, spine surgeons and interventional radiologists, among others.
Orthopaedics | Spine - Thoracolumbar (TL) and sacral surgery | TL and sacral fusion and fixation implant | TL pedicle screw - Shank, tulip | NuVasive Inc. | RELINE-O MOD, Reduction Extension | 13191111 | Standalone | DE0500730 | As per HSA registered indication(s) except for radiolucent implants which should be used as follows:  in patients with primary or metastatic spinal tumours who would benefit from post-operative high dose high precision beam therapy upon appropriate and stringent patient selection;  Patient selection should be done via standardised assessment such as the neurological-oncological-mechanical systemic (NOMS) framework; and  The assessment should be carried out by a multidisciplinary team (MDT), which may be inclusive of, but not limited to, radiation oncologists, spine surgeons and interventional radiologists, among others.
Orthopaedics | Spine - Thoracolumbar (TL) and sacral surgery | TL and sacral fusion and fixation implant | TL pedicle screw - Shank, tulip | NuVasive Inc. | RELINE-O Screw, 10.5x100mm 2S Poly Iliac | 13010510 | Standalone | DE0500730 | As per HSA registered indication(s) except for radiolucent implants which should be used as follows:  in patients with primary or metastatic spinal tumours who would benefit from post-operative high dose high precision beam therapy upon appropriate and stringent patient selection;  Patient selection should be done via standardised assessment such as the neurological-oncological-mechanical systemic (NOMS) framework; and  The assessment should be carried out by a multidisciplinary team (MDT), which may be inclusive of, but not limited to, radiation oncologists, spine surgeons and interventional radiologists, among others.
Orthopaedics | Spine - Thoracolumbar (TL) and sacral surgery | TL and sacral fusion and fixation implant | TL pedicle screw - Shank, tulip | NuVasive Inc. | RELINE-O Screw, 10.5x110mm 2S Poly Iliac | 13010511 | Standalone | DE0500730 | As per HSA registered indication(s) except for radiolucent implants which should be used as follows:  in patients with primary or metastatic spinal tumours who would benefit from post-operative high dose high precision beam therapy upon appropriate and stringent patient selection;  Patient selection should be done via standardised assessment such as the neurological-oncological-mechanical systemic (NOMS) framework; and  The assessment should be carried out by a multidisciplinary team (MDT), which may be inclusive of, but not limited to, radiation oncologists, spine surgeons and interventional radiologists, among others.
Orthopaedics | Spine - Thoracolumbar (TL) and sacral surgery | TL and sacral fusion and fixation implant | TL pedicle screw - Shank, tulip | NuVasive Inc. | RELINE-O Screw, 10.5x120mm 2S Poly Iliac | 13010512 | Standalone | DE0500730 | As per HSA registered indication(s) except for radiolucent implants which should be used as follows:  in patients with primary or metastatic spinal tumours who would benefit from post-operative high dose high precision beam therapy upon appropriate and stringent patient selection;  Patient selection should be done via standardised assessment such as the neurological-oncological-mechanical systemic (NOMS) framework; and  The assessment should be carried out by a multidisciplinary team (MDT), which may be inclusive of, but not limited to, radiation oncologists, spine surgeons and interventional radiologists, among others.
Orthopaedics | Spine - Thoracolumbar (TL) and sacral surgery | TL and sacral fusion and fixation implant | TL pedicle screw - Shank, tulip | NuVasive Inc. | RELINE-O Screw, 10.5x35mm 2S Polyaxial | 13010535 | Standalone | DE0500730 | As per HSA registered indication(s) except for radiolucent implants which should be used as follows:  in patients with primary or metastatic spinal tumours who would benefit from post-operative high dose high precision beam therapy upon appropriate and stringent patient selection;  Patient selection should be done via standardised assessment such as the neurological-oncological-mechanical systemic (NOMS) framework; and  The assessment should be carried out by a multidisciplinary team (MDT), which may be inclusive of, but not limited to, radiation oncologists, spine surgeons and interventional radiologists, among others.
Orthopaedics | Spine - Thoracolumbar (TL) and sacral surgery | TL and sacral fusion and fixation implant | TL pedicle screw - Shank, tulip | NuVasive Inc. | RELINE-O Screw, 10.5x40mm 2S Polyaxial | 13010540 | Standalone | DE0500730 | As per HSA registered indication(s) except for radiolucent implants which should be used as follows:  in patients with primary or metastatic spinal tumours who would benefit from post-operative high dose high precision beam therapy upon appropriate and stringent patient selection;  Patient selection should be done via standardised assessment such as the neurological-oncological-mechanical systemic (NOMS) framework; and  The assessment should be carried out by a multidisciplinary team (MDT), which may be inclusive of, but not limited to, radiation oncologists, spine surgeons and interventional radiologists, among others.
Orthopaedics | Spine - Thoracolumbar (TL) and sacral surgery | TL and sacral fusion and fixation implant | TL pedicle screw - Shank, tulip | NuVasive Inc. | RELINE-O Screw, 10.5x45mm 2S Polyaxial | 13010545 | Standalone | DE0500730 | As per HSA registered indication(s) except for radiolucent implants which should be used as follows:  in patients with primary or metastatic spinal tumours who would benefit from post-operative high dose high precision beam therapy upon appropriate and stringent patient selection;  Patient selection should be done via standardised assessment such as the neurological-oncological-mechanical systemic (NOMS) framework; and  The assessment should be carried out by a multidisciplinary team (MDT), which may be inclusive of, but not limited to, radiation oncologists, spine surgeons and interventional radiologists, among others.
Orthopaedics | Spine - Thoracolumbar (TL) and sacral surgery | TL and sacral fusion and fixation implant | TL pedicle screw - Shank, tulip | NuVasive Inc. | RELINE-O Screw, 10.5x50mm 2S Polyaxial | 13010550 | Standalone | DE0500730 | As per HSA registered indication(s) except for radiolucent implants which should be used as follows:  in patients with primary or metastatic spinal tumours who would benefit from post-operative high dose high precision beam therapy upon appropriate and stringent patient selection;  Patient selection should be done via standardised assessment such as the neurological-oncological-mechanical systemic (NOMS) framework; and  The assessment should be carried out by a multidisciplinary team (MDT), which may be inclusive of, but not limited to, radiation oncologists, spine surgeons and interventional radiologists, among others.
Orthopaedics | Spine - Thoracolumbar (TL) and sacral surgery | TL and sacral fusion and fixation implant | TL pedicle screw - Shank, tulip | NuVasive Inc. | RELINE-O Screw, 10.5x55mm 2S Polyaxial | 13010555 | Standalone | DE0500730 | As per HSA registered indication(s) except for radiolucent implants which should be used as follows:  in patients with primary or metastatic spinal tumours who would benefit from post-operative high dose high precision beam therapy upon appropriate and stringent patient selection;  Patient selection should be done via standardised assessment such as the neurological-oncological-mechanical systemic (NOMS) framework; and  The assessment should be carried out by a multidisciplinary team (MDT), which may be inclusive of, but not limited to, radiation oncologists, spine surgeons and interventional radiologists, among others.
Orthopaedics | Spine - Thoracolumbar (TL) and sacral surgery | TL and sacral fusion and fixation implant | TL pedicle screw - Shank, tulip | NuVasive Inc. | RELINE-O Screw, 10.5x60mm 2S Poly Iliac | 13010560 | Standalone | DE0500730 | As per HSA registered indication(s) except for radiolucent implants which should be used as follows:  in patients with primary or metastatic spinal tumours who would benefit from post-operative high dose high precision beam therapy upon appropriate and stringent patient selection;  Patient selection should be done via standardised assessment such as the neurological-oncological-mechanical systemic (NOMS) framework; and  The assessment should be carried out by a multidisciplinary team (MDT), which may be inclusive of, but not limited to, radiation oncologists, spine surgeons and interventional radiologists, among others.
Orthopaedics | Spine - Thoracolumbar (TL) and sacral surgery | TL and sacral fusion and fixation implant | TL pedicle screw - Shank, tulip | NuVasive Inc. | RELINE-O Screw, 10.5x70mm 2S Poly Iliac | 13010570 | Standalone | DE0500730 | As per HSA registered indication(s) except for radiolucent implants which should be used as follows:  in patients with primary or metastatic spinal tumours who would benefit from post-operative high dose high precision beam therapy upon appropriate and stringent patient selection;  Patient selection should be done via standardised assessment such as the neurological-oncological-mechanical systemic (NOMS) framework; and  The assessment should be carried out by a multidisciplinary team (MDT), which may be inclusive of, but not limited to, radiation oncologists, spine surgeons and interventional radiologists, among others.
Orthopaedics | Spine - Thoracolumbar (TL) and sacral surgery | TL and sacral fusion and fixation implant | TL pedicle screw - Shank, tulip | NuVasive Inc. | RELINE-O Screw, 10.5x80mm 2S Poly Iliac | 13010580 | Standalone | DE0500730 | As per HSA registered indication(s) except for radiolucent implants which should be used as follows:  in patients with primary or metastatic spinal tumours who would benefit from post-operative high dose high precision beam therapy upon appropriate and stringent patient selection;  Patient selection should be done via standardised assessment such as the neurological-oncological-mechanical systemic (NOMS) framework; and  The assessment should be carried out by a multidisciplinary team (MDT), which may be inclusive of, but not limited to, radiation oncologists, spine surgeons and interventional radiologists, among others.
Orthopaedics | Spine - Thoracolumbar (TL) and sacral surgery | TL and sacral fusion and fixation implant | TL pedicle screw - Shank, tulip | NuVasive Inc. | RELINE-O Screw, 10.5x90mm 2S Poly Iliac | 13010590 | Standalone | DE0500730 | As per HSA registered indication(s) except for radiolucent implants which should be used as follows:  in patients with primary or metastatic spinal tumours who would benefit from post-operative high dose high precision beam therapy upon appropriate and stringent patient selection;  Patient selection should be done via standardised assessment such as the neurological-oncological-mechanical systemic (NOMS) framework; and  The assessment should be carried out by a multidisciplinary team (MDT), which may be inclusive of, but not limited to, radiation oncologists, spine surgeons and interventional radiologists, among others.
Orthopaedics | Spine - Thoracolumbar (TL) and sacral surgery | TL and sacral fusion and fixation implant | TL pedicle screw - Shank, tulip | NuVasive Inc. | RELINE-O Screw, 11.5x100mm 2S Poly Iliac | 13011510 | Standalone | DE0500730 | As per HSA registered indication(s) except for radiolucent implants which should be used as follows:  in patients with primary or metastatic spinal tumours who would benefit from post-operative high dose high precision beam therapy upon appropriate and stringent patient selection;  Patient selection should be done via standardised assessment such as the neurological-oncological-mechanical systemic (NOMS) framework; and  The assessment should be carried out by a multidisciplinary team (MDT), which may be inclusive of, but not limited to, radiation oncologists, spine surgeons and interventional radiologists, among others.
Orthopaedics | Spine - Thoracolumbar (TL) and sacral surgery | TL and sacral fusion and fixation implant | TL pedicle screw - Shank, tulip | NuVasive Inc. | RELINE-O Screw, 11.5x45mm 2S Polyaxial | 13011545 | Standalone | DE0500730 | As per HSA registered indication(s) except for radiolucent implants which should be used as follows:  in patients with primary or metastatic spinal tumours who would benefit from post-operative high dose high precision beam therapy upon appropriate and stringent patient selection;  Patient selection should be done via standardised assessment such as the neurological-oncological-mechanical systemic (NOMS) framework; and  The assessment should be carried out by a multidisciplinary team (MDT), which may be inclusive of, but not limited to, radiation oncologists, spine surgeons and interventional radiologists, among others.
Orthopaedics | Spine - Thoracolumbar (TL) and sacral surgery | TL and sacral fusion and fixation implant | TL pedicle screw - Shank, tulip | NuVasive Inc. | RELINE-O Screw, 11.5x50mm 2S Polyaxial | 13011550 | Standalone | DE0500730 | As per HSA registered indication(s) except for radiolucent implants which should be used as follows:  in patients with primary or metastatic spinal tumours who would benefit from post-operative high dose high precision beam therapy upon appropriate and stringent patient selection;  Patient selection should be done via standardised assessment such as the neurological-oncological-mechanical systemic (NOMS) framework; and  The assessment should be carried out by a multidisciplinary team (MDT), which may be inclusive of, but not limited to, radiation oncologists, spine surgeons and interventional radiologists, among others.
Orthopaedics | Spine - Thoracolumbar (TL) and sacral surgery | TL and sacral fusion and fixation implant | TL pedicle screw - Shank, tulip | NuVasive Inc. | RELINE-O Screw, 11.5x70mm 2S Poly Iliac | 13011570 | Standalone | DE0500730 | As per HSA registered indication(s) except for radiolucent implants which should be used as follows:  in patients with primary or metastatic spinal tumours who would benefit from post-operative high dose high precision beam therapy upon appropriate and stringent patient selection;  Patient selection should be done via standardised assessment such as the neurological-oncological-mechanical systemic (NOMS) framework; and  The assessment should be carried out by a multidisciplinary team (MDT), which may be inclusive of, but not limited to, radiation oncologists, spine surgeons and interventional radiologists, among others.
Orthopaedics | Spine - Thoracolumbar (TL) and sacral surgery | TL and sacral fusion and fixation implant | TL pedicle screw - Shank, tulip | NuVasive Inc. | RELINE-O Screw, 11.5x80mm 2S Poly Iliac | 13011580 | Standalone | DE0500730 | As per HSA registered indication(s) except for radiolucent implants which should be used as follows:  in patients with primary or metastatic spinal tumours who would benefit from post-operative high dose high precision beam therapy upon appropriate and stringent patient selection;  Patient selection should be done via standardised assessment such as the neurological-oncological-mechanical systemic (NOMS) framework; and  The assessment should be carried out by a multidisciplinary team (MDT), which may be inclusive of, but not limited to, radiation oncologists, spine surgeons and interventional radiologists, among others.
Orthopaedics | Spine - Thoracolumbar (TL) and sacral surgery | TL and sacral fusion and fixation implant | TL pedicle screw - Shank, tulip | NuVasive Inc. | RELINE-O Screw, 11.5x90mm 2S Poly Iliac | 13011590 | Standalone | DE0500730 | As per HSA registered indication(s) except for radiolucent implants which should be used as follows:  in patients with primary or metastatic spinal tumours who would benefit from post-operative high dose high precision beam therapy upon appropriate and stringent patient selection;  Patient selection should be done via standardised assessment such as the neurological-oncological-mechanical systemic (NOMS) framework; and  The assessment should be carried out by a multidisciplinary team (MDT), which may be inclusive of, but not limited to, radiation oncologists, spine surgeons and interventional radiologists, among others.
Orthopaedics | Spine - Thoracolumbar (TL) and sacral surgery | TL and sacral fusion and fixation implant | TL pedicle screw - Shank, tulip | NuVasive Inc. | RELINE-O Screw, 4.0x20mm 2S Polyaxial | 13014020 | Standalone | DE0500730 | As per HSA registered indication(s) except for radiolucent implants which should be used as follows:  in patients with primary or metastatic spinal tumours who would benefit from post-operative high dose high precision beam therapy upon appropriate and stringent patient selection;  Patient selection should be done via standardised assessment such as the neurological-oncological-mechanical systemic (NOMS) framework; and  The assessment should be carried out by a multidisciplinary team (MDT), which may be inclusive of, but not limited to, radiation oncologists, spine surgeons and interventional radiologists, among others.
Orthopaedics | Spine - Thoracolumbar (TL) and sacral surgery | TL and sacral fusion and fixation implant | TL pedicle screw - Shank, tulip | NuVasive Inc. | RELINE-O Screw, 4.0x25mm 2S Monoaxial | 13084025 | Standalone | DE0500730 | As per HSA registered indication(s) except for radiolucent implants which should be used as follows:  in patients with primary or metastatic spinal tumours who would benefit from post-operative high dose high precision beam therapy upon appropriate and stringent patient selection;  Patient selection should be done via standardised assessment such as the neurological-oncological-mechanical systemic (NOMS) framework; and  The assessment should be carried out by a multidisciplinary team (MDT), which may be inclusive of, but not limited to, radiation oncologists, spine surgeons and interventional radiologists, among others.
Orthopaedics | Spine - Thoracolumbar (TL) and sacral surgery | TL and sacral fusion and fixation implant | TL pedicle screw - Shank, tulip | NuVasive Inc. | RELINE-O Screw, 4.0x25mm 2S Polyaxial | 13014025 | Standalone | DE0500730 | As per HSA registered indication(s) except for radiolucent implants which should be used as follows:  in patients with primary or metastatic spinal tumours who would benefit from post-operative high dose high precision beam therapy upon appropriate and stringent patient selection;  Patient selection should be done via standardised assessment such as the neurological-oncological-mechanical systemic (NOMS) framework; and  The assessment should be carried out by a multidisciplinary team (MDT), which may be inclusive of, but not limited to, radiation oncologists, spine surgeons and interventional radiologists, among others.
Orthopaedics | Spine - Thoracolumbar (TL) and sacral surgery | TL and sacral fusion and fixation implant | TL pedicle screw - Shank, tulip | NuVasive Inc. | RELINE-O Screw, 4.0x25mm 2S Red Uni | 13054025A | Standalone | DE0500730 | As per HSA registered indication(s) except for radiolucent implants which should be used as follows:  in patients with primary or metastatic spinal tumours who would benefit from post-operative high dose high precision beam therapy upon appropriate and stringent patient selection;  Patient selection should be done via standardised assessment such as the neurological-oncological-mechanical systemic (NOMS) framework; and  The assessment should be carried out by a multidisciplinary team (MDT), which may be inclusive of, but not limited to, radiation oncologists, spine surgeons and interventional radiologists, among others.
Orthopaedics | Spine - Thoracolumbar (TL) and sacral surgery | TL and sacral fusion and fixation implant | TL pedicle screw - Shank, tulip | NuVasive Inc. | RELINE-O Screw, 4.0x25mm 2S Uniplanar | 13044025 | Standalone | DE0500730 | As per HSA registered indication(s) except for radiolucent implants which should be used as follows:  in patients with primary or metastatic spinal tumours who would benefit from post-operative high dose high precision beam therapy upon appropriate and stringent patient selection;  Patient selection should be done via standardised assessment such as the neurological-oncological-mechanical systemic (NOMS) framework; and  The assessment should be carried out by a multidisciplinary team (MDT), which may be inclusive of, but not limited to, radiation oncologists, spine surgeons and interventional radiologists, among others.
Orthopaedics | Spine - Thoracolumbar (TL) and sacral surgery | TL and sacral fusion and fixation implant | TL pedicle screw - Shank, tulip | NuVasive Inc. | RELINE-O Screw, 4.0x25mm Traction Poly | 13114025 | Standalone | DE0500730 | As per HSA registered indication(s) except for radiolucent implants which should be used as follows:  in patients with primary or metastatic spinal tumours who would benefit from post-operative high dose high precision beam therapy upon appropriate and stringent patient selection;  Patient selection should be done via standardised assessment such as the neurological-oncological-mechanical systemic (NOMS) framework; and  The assessment should be carried out by a multidisciplinary team (MDT), which may be inclusive of, but not limited to, radiation oncologists, spine surgeons and interventional radiologists, among others.
Orthopaedics | Spine - Thoracolumbar (TL) and sacral surgery | TL and sacral fusion and fixation implant | TL pedicle screw - Shank, tulip | NuVasive Inc. | RELINE-O Screw, 4.0x30mm 2S Monoaxial | 13084030 | Standalone | DE0500730 | As per HSA registered indication(s) except for radiolucent implants which should be used as follows:  in patients with primary or metastatic spinal tumours who would benefit from post-operative high dose high precision beam therapy upon appropriate and stringent patient selection;  Patient selection should be done via standardised assessment such as the neurological-oncological-mechanical systemic (NOMS) framework; and  The assessment should be carried out by a multidisciplinary team (MDT), which may be inclusive of, but not limited to, radiation oncologists, spine surgeons and interventional radiologists, among others.
Orthopaedics | Spine - Thoracolumbar (TL) and sacral surgery | TL and sacral fusion and fixation implant | TL pedicle screw - Shank, tulip | NuVasive Inc. | RELINE-O Screw, 4.0x30mm 2S Polyaxial | 13014030 | Standalone | DE0500730 | As per HSA registered indication(s) except for radiolucent implants which should be used as follows:  in patients with primary or metastatic spinal tumours who would benefit from post-operative high dose high precision beam therapy upon appropriate and stringent patient selection;  Patient selection should be done via standardised assessment such as the neurological-oncological-mechanical systemic (NOMS) framework; and  The assessment should be carried out by a multidisciplinary team (MDT), which may be inclusive of, but not limited to, radiation oncologists, spine surgeons and interventional radiologists, among others.
Orthopaedics | Spine - Thoracolumbar (TL) and sacral surgery | TL and sacral fusion and fixation implant | TL pedicle screw - Shank, tulip | NuVasive Inc. | RELINE-O Screw, 4.0x30mm 2S Red Uni | 13054030A | Standalone | DE0500730 | As per HSA registered indication(s) except for radiolucent implants which should be used as follows:  in patients with primary or metastatic spinal tumours who would benefit from post-operative high dose high precision beam therapy upon appropriate and stringent patient selection;  Patient selection should be done via standardised assessment such as the neurological-oncological-mechanical systemic (NOMS) framework; and  The assessment should be carried out by a multidisciplinary team (MDT), which may be inclusive of, but not limited to, radiation oncologists, spine surgeons and interventional radiologists, among others.
Orthopaedics | Spine - Thoracolumbar (TL) and sacral surgery | TL and sacral fusion and fixation implant | TL pedicle screw - Shank, tulip | NuVasive Inc. | RELINE-O Screw, 4.0x30mm 2S Reduction | 13024030 | Standalone | DE0500730 | As per HSA registered indication(s) except for radiolucent implants which should be used as follows:  in patients with primary or metastatic spinal tumours who would benefit from post-operative high dose high precision beam therapy upon appropriate and stringent patient selection;  Patient selection should be done via standardised assessment such as the neurological-oncological-mechanical systemic (NOMS) framework; and  The assessment should be carried out by a multidisciplinary team (MDT), which may be inclusive of, but not limited to, radiation oncologists, spine surgeons and interventional radiologists, among others.
Orthopaedics | Spine - Thoracolumbar (TL) and sacral surgery | TL and sacral fusion and fixation implant | TL pedicle screw - Shank, tulip | NuVasive Inc. | RELINE-O Screw, 4.0x30mm 2S Uniplanar | 13044030 | Standalone | DE0500730 | As per HSA registered indication(s) except for radiolucent implants which should be used as follows:  in patients with primary or metastatic spinal tumours who would benefit from post-operative high dose high precision beam therapy upon appropriate and stringent patient selection;  Patient selection should be done via standardised assessment such as the neurological-oncological-mechanical systemic (NOMS) framework; and  The assessment should be carried out by a multidisciplinary team (MDT), which may be inclusive of, but not limited to, radiation oncologists, spine surgeons and interventional radiologists, among others.
Orthopaedics | Spine - Thoracolumbar (TL) and sacral surgery | TL and sacral fusion and fixation implant | TL pedicle screw - Shank, tulip | NuVasive Inc. | RELINE-O Screw, 4.0x30mm Traction Poly | 13114030 | Standalone | DE0500730 | As per HSA registered indication(s) except for radiolucent implants which should be used as follows:  in patients with primary or metastatic spinal tumours who would benefit from post-operative high dose high precision beam therapy upon appropriate and stringent patient selection;  Patient selection should be done via standardised assessment such as the neurological-oncological-mechanical systemic (NOMS) framework; and  The assessment should be carried out by a multidisciplinary team (MDT), which may be inclusive of, but not limited to, radiation oncologists, spine surgeons and interventional radiologists, among others.
Orthopaedics | Spine - Thoracolumbar (TL) and sacral surgery | TL and sacral fusion and fixation implant | TL pedicle screw - Shank, tulip | NuVasive Inc. | RELINE-O Screw, 4.0x35mm 2S Monoaxial | 13084035 | Standalone | DE0500730 | As per HSA registered indication(s) except for radiolucent implants which should be used as follows:  in patients with primary or metastatic spinal tumours who would benefit from post-operative high dose high precision beam therapy upon appropriate and stringent patient selection;  Patient selection should be done via standardised assessment such as the neurological-oncological-mechanical systemic (NOMS) framework; and  The assessment should be carried out by a multidisciplinary team (MDT), which may be inclusive of, but not limited to, radiation oncologists, spine surgeons and interventional radiologists, among others.
Orthopaedics | Spine - Thoracolumbar (TL) and sacral surgery | TL and sacral fusion and fixation implant | TL pedicle screw - Shank, tulip | NuVasive Inc. | RELINE-O Screw, 4.0x35mm 2S Polyaxial | 13014035 | Standalone | DE0500730 | As per HSA registered indication(s) except for radiolucent implants which should be used as follows:  in patients with primary or metastatic spinal tumours who would benefit from post-operative high dose high precision beam therapy upon appropriate and stringent patient selection;  Patient selection should be done via standardised assessment such as the neurological-oncological-mechanical systemic (NOMS) framework; and  The assessment should be carried out by a multidisciplinary team (MDT), which may be inclusive of, but not limited to, radiation oncologists, spine surgeons and interventional radiologists, among others.
Orthopaedics | Spine - Thoracolumbar (TL) and sacral surgery | TL and sacral fusion and fixation implant | TL pedicle screw - Shank, tulip | NuVasive Inc. | RELINE-O Screw, 4.0x35mm 2S Red Uni | 13054035A | Standalone | DE0500730 | As per HSA registered indication(s) except for radiolucent implants which should be used as follows:  in patients with primary or metastatic spinal tumours who would benefit from post-operative high dose high precision beam therapy upon appropriate and stringent patient selection;  Patient selection should be done via standardised assessment such as the neurological-oncological-mechanical systemic (NOMS) framework; and  The assessment should be carried out by a multidisciplinary team (MDT), which may be inclusive of, but not limited to, radiation oncologists, spine surgeons and interventional radiologists, among others.
Orthopaedics | Spine - Thoracolumbar (TL) and sacral surgery | TL and sacral fusion and fixation implant | TL pedicle screw - Shank, tulip | NuVasive Inc. | RELINE-O Screw, 4.0x35mm 2S Reduction | 13024035 | Standalone | DE0500730 | As per HSA registered indication(s) except for radiolucent implants which should be used as follows:  in patients with primary or metastatic spinal tumours who would benefit from post-operative high dose high precision beam therapy upon appropriate and stringent patient selection;  Patient selection should be done via standardised assessment such as the neurological-oncological-mechanical systemic (NOMS) framework; and  The assessment should be carried out by a multidisciplinary team (MDT), which may be inclusive of, but not limited to, radiation oncologists, spine surgeons and interventional radiologists, among others.
Orthopaedics | Spine - Thoracolumbar (TL) and sacral surgery | TL and sacral fusion and fixation implant | TL pedicle screw - Shank, tulip | NuVasive Inc. | RELINE-O Screw, 4.0x35mm 2S Uniplanar | 13044035 | Standalone | DE0500730 | As per HSA registered indication(s) except for radiolucent implants which should be used as follows:  in patients with primary or metastatic spinal tumours who would benefit from post-operative high dose high precision beam therapy upon appropriate and stringent patient selection;  Patient selection should be done via standardised assessment such as the neurological-oncological-mechanical systemic (NOMS) framework; and  The assessment should be carried out by a multidisciplinary team (MDT), which may be inclusive of, but not limited to, radiation oncologists, spine surgeons and interventional radiologists, among others.
Orthopaedics | Spine - Thoracolumbar (TL) and sacral surgery | TL and sacral fusion and fixation implant | TL pedicle screw - Shank, tulip | NuVasive Inc. | RELINE-O Screw, 4.0x35mm Traction Poly | 13114035 | Standalone | DE0500730 | As per HSA registered indication(s) except for radiolucent implants which should be used as follows:  in patients with primary or metastatic spinal tumours who would benefit from post-operative high dose high precision beam therapy upon appropriate and stringent patient selection;  Patient selection should be done via standardised assessment such as the neurological-oncological-mechanical systemic (NOMS) framework; and  The assessment should be carried out by a multidisciplinary team (MDT), which may be inclusive of, but not limited to, radiation oncologists, spine surgeons and interventional radiologists, among others.
Orthopaedics | Spine - Thoracolumbar (TL) and sacral surgery | TL and sacral fusion and fixation implant | TL pedicle screw - Shank, tulip | NuVasive Inc. | RELINE-O Screw, 4.0x40mm 2S Monoaxial | 13084040 | Standalone | DE0500730 | As per HSA registered indication(s) except for radiolucent implants which should be used as follows:  in patients with primary or metastatic spinal tumours who would benefit from post-operative high dose high precision beam therapy upon appropriate and stringent patient selection;  Patient selection should be done via standardised assessment such as the neurological-oncological-mechanical systemic (NOMS) framework; and  The assessment should be carried out by a multidisciplinary team (MDT), which may be inclusive of, but not limited to, radiation oncologists, spine surgeons and interventional radiologists, among others.
Orthopaedics | Spine - Thoracolumbar (TL) and sacral surgery | TL and sacral fusion and fixation implant | TL pedicle screw - Shank, tulip | NuVasive Inc. | RELINE-O Screw, 4.0x40mm 2S Polyaxial | 13014040 | Standalone | DE0500730 | As per HSA registered indication(s) except for radiolucent implants which should be used as follows:  in patients with primary or metastatic spinal tumours who would benefit from post-operative high dose high precision beam therapy upon appropriate and stringent patient selection;  Patient selection should be done via standardised assessment such as the neurological-oncological-mechanical systemic (NOMS) framework; and  The assessment should be carried out by a multidisciplinary team (MDT), which may be inclusive of, but not limited to, radiation oncologists, spine surgeons and interventional radiologists, among others.
Orthopaedics | Spine - Thoracolumbar (TL) and sacral surgery | TL and sacral fusion and fixation implant | TL pedicle screw - Shank, tulip | NuVasive Inc. | RELINE-O Screw, 4.0x40mm 2S Red Uni | 13054040A | Standalone | DE0500730 | As per HSA registered indication(s) except for radiolucent implants which should be used as follows:  in patients with primary or metastatic spinal tumours who would benefit from post-operative high dose high precision beam therapy upon appropriate and stringent patient selection;  Patient selection should be done via standardised assessment such as the neurological-oncological-mechanical systemic (NOMS) framework; and  The assessment should be carried out by a multidisciplinary team (MDT), which may be inclusive of, but not limited to, radiation oncologists, spine surgeons and interventional radiologists, among others.
Orthopaedics | Spine - Thoracolumbar (TL) and sacral surgery | TL and sacral fusion and fixation implant | TL pedicle screw - Shank, tulip | NuVasive Inc. | RELINE-O Screw, 4.0x40mm 2S Reduction | 13024040 | Standalone | DE0500730 | As per HSA registered indication(s) except for radiolucent implants which should be used as follows:  in patients with primary or metastatic spinal tumours who would benefit from post-operative high dose high precision beam therapy upon appropriate and stringent patient selection;  Patient selection should be done via standardised assessment such as the neurological-oncological-mechanical systemic (NOMS) framework; and  The assessment should be carried out by a multidisciplinary team (MDT), which may be inclusive of, but not limited to, radiation oncologists, spine surgeons and interventional radiologists, among others.
Orthopaedics | Spine - Thoracolumbar (TL) and sacral surgery | TL and sacral fusion and fixation implant | TL pedicle screw - Shank, tulip | NuVasive Inc. | RELINE-O Screw, 4.0x40mm 2S Uniplanar | 13044040 | Standalone | DE0500730 | As per HSA registered indication(s) except for radiolucent implants which should be used as follows:  in patients with primary or metastatic spinal tumours who would benefit from post-operative high dose high precision beam therapy upon appropriate and stringent patient selection;  Patient selection should be done via standardised assessment such as the neurological-oncological-mechanical systemic (NOMS) framework; and  The assessment should be carried out by a multidisciplinary team (MDT), which may be inclusive of, but not limited to, radiation oncologists, spine surgeons and interventional radiologists, among others.
Orthopaedics | Spine - Thoracolumbar (TL) and sacral surgery | TL and sacral fusion and fixation implant | TL pedicle screw - Shank, tulip | NuVasive Inc. | RELINE-O Screw, 4.0x40mm Traction Poly | 13114040 | Standalone | DE0500730 | As per HSA registered indication(s) except for radiolucent implants which should be used as follows:  in patients with primary or metastatic spinal tumours who would benefit from post-operative high dose high precision beam therapy upon appropriate and stringent patient selection;  Patient selection should be done via standardised assessment such as the neurological-oncological-mechanical systemic (NOMS) framework; and  The assessment should be carried out by a multidisciplinary team (MDT), which may be inclusive of, but not limited to, radiation oncologists, spine surgeons and interventional radiologists, among others.
Orthopaedics | Spine - Thoracolumbar (TL) and sacral surgery | TL and sacral fusion and fixation implant | TL pedicle screw - Shank, tulip | NuVasive Inc. | RELINE-O Screw, 4.0x45mm 2S Monoaxial | 13084045 | Standalone | DE0500730 | As per HSA registered indication(s) except for radiolucent implants which should be used as follows:  in patients with primary or metastatic spinal tumours who would benefit from post-operative high dose high precision beam therapy upon appropriate and stringent patient selection;  Patient selection should be done via standardised assessment such as the neurological-oncological-mechanical systemic (NOMS) framework; and  The assessment should be carried out by a multidisciplinary team (MDT), which may be inclusive of, but not limited to, radiation oncologists, spine surgeons and interventional radiologists, among others.
Orthopaedics | Spine - Thoracolumbar (TL) and sacral surgery | TL and sacral fusion and fixation implant | TL pedicle screw - Shank, tulip | NuVasive Inc. | RELINE-O Screw, 4.0x45mm 2S Polyaxial | 13014045 | Standalone | DE0500730 | As per HSA registered indication(s) except for radiolucent implants which should be used as follows:  in patients with primary or metastatic spinal tumours who would benefit from post-operative high dose high precision beam therapy upon appropriate and stringent patient selection;  Patient selection should be done via standardised assessment such as the neurological-oncological-mechanical systemic (NOMS) framework; and  The assessment should be carried out by a multidisciplinary team (MDT), which may be inclusive of, but not limited to, radiation oncologists, spine surgeons and interventional radiologists, among others.
Orthopaedics | Spine - Thoracolumbar (TL) and sacral surgery | TL and sacral fusion and fixation implant | TL pedicle screw - Shank, tulip | NuVasive Inc. | RELINE-O Screw, 4.0x45mm 2S Red Uni | 13054045A | Standalone | DE0500730 | As per HSA registered indication(s) except for radiolucent implants which should be used as follows:  in patients with primary or metastatic spinal tumours who would benefit from post-operative high dose high precision beam therapy upon appropriate and stringent patient selection;  Patient selection should be done via standardised assessment such as the neurological-oncological-mechanical systemic (NOMS) framework; and  The assessment should be carried out by a multidisciplinary team (MDT), which may be inclusive of, but not limited to, radiation oncologists, spine surgeons and interventional radiologists, among others.
Orthopaedics | Spine - Thoracolumbar (TL) and sacral surgery | TL and sacral fusion and fixation implant | TL pedicle screw - Shank, tulip | NuVasive Inc. | RELINE-O Screw, 4.0x45mm Traction Poly | 13114045 | Standalone | DE0500730 | As per HSA registered indication(s) except for radiolucent implants which should be used as follows:  in patients with primary or metastatic spinal tumours who would benefit from post-operative high dose high precision beam therapy upon appropriate and stringent patient selection;  Patient selection should be done via standardised assessment such as the neurological-oncological-mechanical systemic (NOMS) framework; and  The assessment should be carried out by a multidisciplinary team (MDT), which may be inclusive of, but not limited to, radiation oncologists, spine surgeons and interventional radiologists, among others.
Orthopaedics | Spine - Thoracolumbar (TL) and sacral surgery | TL and sacral fusion and fixation implant | TL pedicle screw - Shank, tulip | NuVasive Inc. | RELINE-O Screw, 4.0x50mm 2S Polyaxial | 13014050 | Standalone | DE0500730 | As per HSA registered indication(s) except for radiolucent implants which should be used as follows:  in patients with primary or metastatic spinal tumours who would benefit from post-operative high dose high precision beam therapy upon appropriate and stringent patient selection;  Patient selection should be done via standardised assessment such as the neurological-oncological-mechanical systemic (NOMS) framework; and  The assessment should be carried out by a multidisciplinary team (MDT), which may be inclusive of, but not limited to, radiation oncologists, spine surgeons and interventional radiologists, among others.
Orthopaedics | Spine - Thoracolumbar (TL) and sacral surgery | TL and sacral fusion and fixation implant | TL pedicle screw - Shank, tulip | NuVasive Inc. | RELINE-O Screw, 4.0x50mm 2S Red Uni | 13054050A | Standalone | DE0500730 | As per HSA registered indication(s) except for radiolucent implants which should be used as follows:  in patients with primary or metastatic spinal tumours who would benefit from post-operative high dose high precision beam therapy upon appropriate and stringent patient selection;  Patient selection should be done via standardised assessment such as the neurological-oncological-mechanical systemic (NOMS) framework; and  The assessment should be carried out by a multidisciplinary team (MDT), which may be inclusive of, but not limited to, radiation oncologists, spine surgeons and interventional radiologists, among others.
Orthopaedics | Spine - Thoracolumbar (TL) and sacral surgery | TL and sacral fusion and fixation implant | TL pedicle screw - Shank, tulip | NuVasive Inc. | RELINE-O Screw, 4.0x55mm 2S Red Uni | 13054055A | Standalone | DE0500730 | As per HSA registered indication(s) except for radiolucent implants which should be used as follows:  in patients with primary or metastatic spinal tumours who would benefit from post-operative high dose high precision beam therapy upon appropriate and stringent patient selection;  Patient selection should be done via standardised assessment such as the neurological-oncological-mechanical systemic (NOMS) framework; and  The assessment should be carried out by a multidisciplinary team (MDT), which may be inclusive of, but not limited to, radiation oncologists, spine surgeons and interventional radiologists, among others.
Orthopaedics | Spine - Thoracolumbar (TL) and sacral surgery | TL and sacral fusion and fixation implant | TL pedicle screw - Shank, tulip | NuVasive Inc. | RELINE-O Screw, 4.5x20mm 2S Polyaxial | 13014520 | Standalone | DE0500730 | As per HSA registered indication(s) except for radiolucent implants which should be used as follows:  in patients with primary or metastatic spinal tumours who would benefit from post-operative high dose high precision beam therapy upon appropriate and stringent patient selection;  Patient selection should be done via standardised assessment such as the neurological-oncological-mechanical systemic (NOMS) framework; and  The assessment should be carried out by a multidisciplinary team (MDT), which may be inclusive of, but not limited to, radiation oncologists, spine surgeons and interventional radiologists, among others.
Orthopaedics | Spine - Thoracolumbar (TL) and sacral surgery | TL and sacral fusion and fixation implant | TL pedicle screw - Shank, tulip | NuVasive Inc. | RELINE-O Screw, 4.5x20mm 2S Uniplanar | 13044520 | Standalone | DE0500730 | As per HSA registered indication(s) except for radiolucent implants which should be used as follows:  in patients with primary or metastatic spinal tumours who would benefit from post-operative high dose high precision beam therapy upon appropriate and stringent patient selection;  Patient selection should be done via standardised assessment such as the neurological-oncological-mechanical systemic (NOMS) framework; and  The assessment should be carried out by a multidisciplinary team (MDT), which may be inclusive of, but not limited to, radiation oncologists, spine surgeons and interventional radiologists, among others.
Orthopaedics | Spine - Thoracolumbar (TL) and sacral surgery | TL and sacral fusion and fixation implant | TL pedicle screw - Shank, tulip | NuVasive Inc. | RELINE-O Screw, 4.5x25mm 2S Polyaxial | 13014525 | Standalone | DE0500730 | As per HSA registered indication(s) except for radiolucent implants which should be used as follows:  in patients with primary or metastatic spinal tumours who would benefit from post-operative high dose high precision beam therapy upon appropriate and stringent patient selection;  Patient selection should be done via standardised assessment such as the neurological-oncological-mechanical systemic (NOMS) framework; and  The assessment should be carried out by a multidisciplinary team (MDT), which may be inclusive of, but not limited to, radiation oncologists, spine surgeons and interventional radiologists, among others.
Orthopaedics | Spine - Thoracolumbar (TL) and sacral surgery | TL and sacral fusion and fixation implant | TL pedicle screw - Shank, tulip | NuVasive Inc. | RELINE-O Screw, 4.5x25mm 2S Red Uni | 13054525 | Standalone | DE0500730 | As per HSA registered indication(s) except for radiolucent implants which should be used as follows:  in patients with primary or metastatic spinal tumours who would benefit from post-operative high dose high precision beam therapy upon appropriate and stringent patient selection;  Patient selection should be done via standardised assessment such as the neurological-oncological-mechanical systemic (NOMS) framework; and  The assessment should be carried out by a multidisciplinary team (MDT), which may be inclusive of, but not limited to, radiation oncologists, spine surgeons and interventional radiologists, among others.
Orthopaedics | Spine - Thoracolumbar (TL) and sacral surgery | TL and sacral fusion and fixation implant | TL pedicle screw - Shank, tulip | NuVasive Inc. | RELINE-O Screw, 4.5x25mm 2S Red Uni | 13054525A | Standalone | DE0500730 | As per HSA registered indication(s) except for radiolucent implants which should be used as follows:  in patients with primary or metastatic spinal tumours who would benefit from post-operative high dose high precision beam therapy upon appropriate and stringent patient selection;  Patient selection should be done via standardised assessment such as the neurological-oncological-mechanical systemic (NOMS) framework; and  The assessment should be carried out by a multidisciplinary team (MDT), which may be inclusive of, but not limited to, radiation oncologists, spine surgeons and interventional radiologists, among others.
Orthopaedics | Spine - Thoracolumbar (TL) and sacral surgery | TL and sacral fusion and fixation implant | TL pedicle screw - Shank, tulip | NuVasive Inc. | RELINE-O Screw, 4.5x25mm 2S Reduction | 13024525 | Standalone | DE0500730 | As per HSA registered indication(s) except for radiolucent implants which should be used as follows:  in patients with primary or metastatic spinal tumours who would benefit from post-operative high dose high precision beam therapy upon appropriate and stringent patient selection;  Patient selection should be done via standardised assessment such as the neurological-oncological-mechanical systemic (NOMS) framework; and  The assessment should be carried out by a multidisciplinary team (MDT), which may be inclusive of, but not limited to, radiation oncologists, spine surgeons and interventional radiologists, among others.
Orthopaedics | Spine - Thoracolumbar (TL) and sacral surgery | TL and sacral fusion and fixation implant | TL pedicle screw - Shank, tulip | NuVasive Inc. | RELINE-O Screw, 4.5x25mm 2S Uniplanar | 13044525 | Standalone | DE0500730 | As per HSA registered indication(s) except for radiolucent implants which should be used as follows:  in patients with primary or metastatic spinal tumours who would benefit from post-operative high dose high precision beam therapy upon appropriate and stringent patient selection;  Patient selection should be done via standardised assessment such as the neurological-oncological-mechanical systemic (NOMS) framework; and  The assessment should be carried out by a multidisciplinary team (MDT), which may be inclusive of, but not limited to, radiation oncologists, spine surgeons and interventional radiologists, among others.
Orthopaedics | Spine - Thoracolumbar (TL) and sacral surgery | TL and sacral fusion and fixation implant | TL pedicle screw - Shank, tulip | NuVasive Inc. | RELINE-O Screw, 4.5x25mm Traction Poly | 13114525 | Standalone | DE0500730 | As per HSA registered indication(s) except for radiolucent implants which should be used as follows:  in patients with primary or metastatic spinal tumours who would benefit from post-operative high dose high precision beam therapy upon appropriate and stringent patient selection;  Patient selection should be done via standardised assessment such as the neurological-oncological-mechanical systemic (NOMS) framework; and  The assessment should be carried out by a multidisciplinary team (MDT), which may be inclusive of, but not limited to, radiation oncologists, spine surgeons and interventional radiologists, among others.
Orthopaedics | Spine - Thoracolumbar (TL) and sacral surgery | TL and sacral fusion and fixation implant | TL pedicle screw - Shank, tulip | NuVasive Inc. | RELINE-O Screw, 4.5x30mm 2S Monoaxial | 13084530 | Standalone | DE0500730 | As per HSA registered indication(s) except for radiolucent implants which should be used as follows:  in patients with primary or metastatic spinal tumours who would benefit from post-operative high dose high precision beam therapy upon appropriate and stringent patient selection;  Patient selection should be done via standardised assessment such as the neurological-oncological-mechanical systemic (NOMS) framework; and  The assessment should be carried out by a multidisciplinary team (MDT), which may be inclusive of, but not limited to, radiation oncologists, spine surgeons and interventional radiologists, among others.
Orthopaedics | Spine - Thoracolumbar (TL) and sacral surgery | TL and sacral fusion and fixation implant | TL pedicle screw - Shank, tulip | NuVasive Inc. | RELINE-O Screw, 4.5x30mm 2S PLS | 13064530 | Standalone | DE0500730 | As per HSA registered indication(s) except for radiolucent implants which should be used as follows:  in patients with primary or metastatic spinal tumours who would benefit from post-operative high dose high precision beam therapy upon appropriate and stringent patient selection;  Patient selection should be done via standardised assessment such as the neurological-oncological-mechanical systemic (NOMS) framework; and  The assessment should be carried out by a multidisciplinary team (MDT), which may be inclusive of, but not limited to, radiation oncologists, spine surgeons and interventional radiologists, among others.
Orthopaedics | Spine - Thoracolumbar (TL) and sacral surgery | TL and sacral fusion and fixation implant | TL pedicle screw - Shank, tulip | NuVasive Inc. | RELINE-O Screw, 4.5x30mm 2S Polyaxial | 13014530 | Standalone | DE0500730 | As per HSA registered indication(s) except for radiolucent implants which should be used as follows:  in patients with primary or metastatic spinal tumours who would benefit from post-operative high dose high precision beam therapy upon appropriate and stringent patient selection;  Patient selection should be done via standardised assessment such as the neurological-oncological-mechanical systemic (NOMS) framework; and  The assessment should be carried out by a multidisciplinary team (MDT), which may be inclusive of, but not limited to, radiation oncologists, spine surgeons and interventional radiologists, among others.
Orthopaedics | Spine - Thoracolumbar (TL) and sacral surgery | TL and sacral fusion and fixation implant | TL pedicle screw - Shank, tulip | NuVasive Inc. | RELINE-O Screw, 4.5x30mm 2S Red Uni | 13054530 | Standalone | DE0500730 | As per HSA registered indication(s) except for radiolucent implants which should be used as follows:  in patients with primary or metastatic spinal tumours who would benefit from post-operative high dose high precision beam therapy upon appropriate and stringent patient selection;  Patient selection should be done via standardised assessment such as the neurological-oncological-mechanical systemic (NOMS) framework; and  The assessment should be carried out by a multidisciplinary team (MDT), which may be inclusive of, but not limited to, radiation oncologists, spine surgeons and interventional radiologists, among others.
Orthopaedics | Spine - Thoracolumbar (TL) and sacral surgery | TL and sacral fusion and fixation implant | TL pedicle screw - Shank, tulip | NuVasive Inc. | RELINE-O Screw, 4.5x30mm 2S Red Uni | 13054530A | Standalone | DE0500730 | As per HSA registered indication(s) except for radiolucent implants which should be used as follows:  in patients with primary or metastatic spinal tumours who would benefit from post-operative high dose high precision beam therapy upon appropriate and stringent patient selection;  Patient selection should be done via standardised assessment such as the neurological-oncological-mechanical systemic (NOMS) framework; and  The assessment should be carried out by a multidisciplinary team (MDT), which may be inclusive of, but not limited to, radiation oncologists, spine surgeons and interventional radiologists, among others.
Orthopaedics | Spine - Thoracolumbar (TL) and sacral surgery | TL and sacral fusion and fixation implant | TL pedicle screw - Shank, tulip | NuVasive Inc. | RELINE-O Screw, 4.5x30mm 2S Reduction | 13024530 | Standalone | DE0500730 | As per HSA registered indication(s) except for radiolucent implants which should be used as follows:  in patients with primary or metastatic spinal tumours who would benefit from post-operative high dose high precision beam therapy upon appropriate and stringent patient selection;  Patient selection should be done via standardised assessment such as the neurological-oncological-mechanical systemic (NOMS) framework; and  The assessment should be carried out by a multidisciplinary team (MDT), which may be inclusive of, but not limited to, radiation oncologists, spine surgeons and interventional radiologists, among others.
Orthopaedics | Spine - Thoracolumbar (TL) and sacral surgery | TL and sacral fusion and fixation implant | TL pedicle screw - Shank, tulip | NuVasive Inc. | RELINE-O Screw, 4.5x30mm 2S Uniplanar | 13044530 | Standalone | DE0500730 | As per HSA registered indication(s) except for radiolucent implants which should be used as follows:  in patients with primary or metastatic spinal tumours who would benefit from post-operative high dose high precision beam therapy upon appropriate and stringent patient selection;  Patient selection should be done via standardised assessment such as the neurological-oncological-mechanical systemic (NOMS) framework; and  The assessment should be carried out by a multidisciplinary team (MDT), which may be inclusive of, but not limited to, radiation oncologists, spine surgeons and interventional radiologists, among others.
Orthopaedics | Spine - Thoracolumbar (TL) and sacral surgery | TL and sacral fusion and fixation implant | TL pedicle screw - Shank, tulip | NuVasive Inc. | RELINE-O Screw, 4.5x30mm Traction Poly | 13114530 | Standalone | DE0500730 | As per HSA registered indication(s) except for radiolucent implants which should be used as follows:  in patients with primary or metastatic spinal tumours who would benefit from post-operative high dose high precision beam therapy upon appropriate and stringent patient selection;  Patient selection should be done via standardised assessment such as the neurological-oncological-mechanical systemic (NOMS) framework; and  The assessment should be carried out by a multidisciplinary team (MDT), which may be inclusive of, but not limited to, radiation oncologists, spine surgeons and interventional radiologists, among others.
Orthopaedics | Spine - Thoracolumbar (TL) and sacral surgery | TL and sacral fusion and fixation implant | TL pedicle screw - Shank, tulip | NuVasive Inc. | RELINE-O Screw, 4.5x35mm 2S Monoaxial | 13084535 | Standalone | DE0500730 | As per HSA registered indication(s) except for radiolucent implants which should be used as follows:  in patients with primary or metastatic spinal tumours who would benefit from post-operative high dose high precision beam therapy upon appropriate and stringent patient selection;  Patient selection should be done via standardised assessment such as the neurological-oncological-mechanical systemic (NOMS) framework; and  The assessment should be carried out by a multidisciplinary team (MDT), which may be inclusive of, but not limited to, radiation oncologists, spine surgeons and interventional radiologists, among others.
Orthopaedics | Spine - Thoracolumbar (TL) and sacral surgery | TL and sacral fusion and fixation implant | TL pedicle screw - Shank, tulip | NuVasive Inc. | RELINE-O Screw, 4.5x35mm 2S PLS | 13064535 | Standalone | DE0500730 | As per HSA registered indication(s) except for radiolucent implants which should be used as follows:  in patients with primary or metastatic spinal tumours who would benefit from post-operative high dose high precision beam therapy upon appropriate and stringent patient selection;  Patient selection should be done via standardised assessment such as the neurological-oncological-mechanical systemic (NOMS) framework; and  The assessment should be carried out by a multidisciplinary team (MDT), which may be inclusive of, but not limited to, radiation oncologists, spine surgeons and interventional radiologists, among others.
Orthopaedics | Spine - Thoracolumbar (TL) and sacral surgery | TL and sacral fusion and fixation implant | TL pedicle screw - Shank, tulip | NuVasive Inc. | RELINE-O Screw, 4.5x35mm 2S Polyaxial | 13014535 | Standalone | DE0500730 | As per HSA registered indication(s) except for radiolucent implants which should be used as follows:  in patients with primary or metastatic spinal tumours who would benefit from post-operative high dose high precision beam therapy upon appropriate and stringent patient selection;  Patient selection should be done via standardised assessment such as the neurological-oncological-mechanical systemic (NOMS) framework; and  The assessment should be carried out by a multidisciplinary team (MDT), which may be inclusive of, but not limited to, radiation oncologists, spine surgeons and interventional radiologists, among others.
Orthopaedics | Spine - Thoracolumbar (TL) and sacral surgery | TL and sacral fusion and fixation implant | TL pedicle screw - Shank, tulip | NuVasive Inc. | RELINE-O Screw, 4.5x35mm 2S Red Uni | 13054535 | Standalone | DE0500730 | As per HSA registered indication(s) except for radiolucent implants which should be used as follows:  in patients with primary or metastatic spinal tumours who would benefit from post-operative high dose high precision beam therapy upon appropriate and stringent patient selection;  Patient selection should be done via standardised assessment such as the neurological-oncological-mechanical systemic (NOMS) framework; and  The assessment should be carried out by a multidisciplinary team (MDT), which may be inclusive of, but not limited to, radiation oncologists, spine surgeons and interventional radiologists, among others.
Orthopaedics | Spine - Thoracolumbar (TL) and sacral surgery | TL and sacral fusion and fixation implant | TL pedicle screw - Shank, tulip | NuVasive Inc. | RELINE-O Screw, 4.5x35mm 2S Red Uni | 13054535A | Standalone | DE0500730 | As per HSA registered indication(s) except for radiolucent implants which should be used as follows:  in patients with primary or metastatic spinal tumours who would benefit from post-operative high dose high precision beam therapy upon appropriate and stringent patient selection;  Patient selection should be done via standardised assessment such as the neurological-oncological-mechanical systemic (NOMS) framework; and  The assessment should be carried out by a multidisciplinary team (MDT), which may be inclusive of, but not limited to, radiation oncologists, spine surgeons and interventional radiologists, among others.
Orthopaedics | Spine - Thoracolumbar (TL) and sacral surgery | TL and sacral fusion and fixation implant | TL pedicle screw - Shank, tulip | NuVasive Inc. | RELINE-O Screw, 4.5x35mm 2S Reduction | 13024535 | Standalone | DE0500730 | As per HSA registered indication(s) except for radiolucent implants which should be used as follows:  in patients with primary or metastatic spinal tumours who would benefit from post-operative high dose high precision beam therapy upon appropriate and stringent patient selection;  Patient selection should be done via standardised assessment such as the neurological-oncological-mechanical systemic (NOMS) framework; and  The assessment should be carried out by a multidisciplinary team (MDT), which may be inclusive of, but not limited to, radiation oncologists, spine surgeons and interventional radiologists, among others.
Orthopaedics | Spine - Thoracolumbar (TL) and sacral surgery | TL and sacral fusion and fixation implant | TL pedicle screw - Shank, tulip | NuVasive Inc. | RELINE-O Screw, 4.5x35mm 2S Uniplanar | 13044535 | Standalone | DE0500730 | As per HSA registered indication(s) except for radiolucent implants which should be used as follows:  in patients with primary or metastatic spinal tumours who would benefit from post-operative high dose high precision beam therapy upon appropriate and stringent patient selection;  Patient selection should be done via standardised assessment such as the neurological-oncological-mechanical systemic (NOMS) framework; and  The assessment should be carried out by a multidisciplinary team (MDT), which may be inclusive of, but not limited to, radiation oncologists, spine surgeons and interventional radiologists, among others.
Orthopaedics | Spine - Thoracolumbar (TL) and sacral surgery | TL and sacral fusion and fixation implant | TL pedicle screw - Shank, tulip | NuVasive Inc. | RELINE-O Screw, 4.5x35mm Traction Poly | 13114535 | Standalone | DE0500730 | As per HSA registered indication(s) except for radiolucent implants which should be used as follows:  in patients with primary or metastatic spinal tumours who would benefit from post-operative high dose high precision beam therapy upon appropriate and stringent patient selection;  Patient selection should be done via standardised assessment such as the neurological-oncological-mechanical systemic (NOMS) framework; and  The assessment should be carried out by a multidisciplinary team (MDT), which may be inclusive of, but not limited to, radiation oncologists, spine surgeons and interventional radiologists, among others.
Orthopaedics | Spine - Thoracolumbar (TL) and sacral surgery | TL and sacral fusion and fixation implant | TL pedicle screw - Shank, tulip | NuVasive Inc. | RELINE-O Screw, 4.5x40mm 2S Monoaxial | 13084540 | Standalone | DE0500730 | As per HSA registered indication(s) except for radiolucent implants which should be used as follows:  in patients with primary or metastatic spinal tumours who would benefit from post-operative high dose high precision beam therapy upon appropriate and stringent patient selection;  Patient selection should be done via standardised assessment such as the neurological-oncological-mechanical systemic (NOMS) framework; and  The assessment should be carried out by a multidisciplinary team (MDT), which may be inclusive of, but not limited to, radiation oncologists, spine surgeons and interventional radiologists, among others.
Orthopaedics | Spine - Thoracolumbar (TL) and sacral surgery | TL and sacral fusion and fixation implant | TL pedicle screw - Shank, tulip | NuVasive Inc. | RELINE-O Screw, 4.5x40mm 2S PLS | 13064540 | Standalone | DE0500730 | As per HSA registered indication(s) except for radiolucent implants which should be used as follows:  in patients with primary or metastatic spinal tumours who would benefit from post-operative high dose high precision beam therapy upon appropriate and stringent patient selection;  Patient selection should be done via standardised assessment such as the neurological-oncological-mechanical systemic (NOMS) framework; and  The assessment should be carried out by a multidisciplinary team (MDT), which may be inclusive of, but not limited to, radiation oncologists, spine surgeons and interventional radiologists, among others.
Orthopaedics | Spine - Thoracolumbar (TL) and sacral surgery | TL and sacral fusion and fixation implant | TL pedicle screw - Shank, tulip | NuVasive Inc. | RELINE-O Screw, 4.5x40mm 2S Polyaxial | 13014540 | Standalone | DE0500730 | As per HSA registered indication(s) except for radiolucent implants which should be used as follows:  in patients with primary or metastatic spinal tumours who would benefit from post-operative high dose high precision beam therapy upon appropriate and stringent patient selection;  Patient selection should be done via standardised assessment such as the neurological-oncological-mechanical systemic (NOMS) framework; and  The assessment should be carried out by a multidisciplinary team (MDT), which may be inclusive of, but not limited to, radiation oncologists, spine surgeons and interventional radiologists, among others.
Orthopaedics | Spine - Thoracolumbar (TL) and sacral surgery | TL and sacral fusion and fixation implant | TL pedicle screw - Shank, tulip | NuVasive Inc. | RELINE-O Screw, 4.5x40mm 2S Red Uni | 13054540A | Standalone | DE0500730 | As per HSA registered indication(s) except for radiolucent implants which should be used as follows:  in patients with primary or metastatic spinal tumours who would benefit from post-operative high dose high precision beam therapy upon appropriate and stringent patient selection;  Patient selection should be done via standardised assessment such as the neurological-oncological-mechanical systemic (NOMS) framework; and  The assessment should be carried out by a multidisciplinary team (MDT), which may be inclusive of, but not limited to, radiation oncologists, spine surgeons and interventional radiologists, among others.
Orthopaedics | Spine - Thoracolumbar (TL) and sacral surgery | TL and sacral fusion and fixation implant | TL pedicle screw - Shank, tulip | NuVasive Inc. | RELINE-O Screw, 4.5x40mm 2S Red Uni | 13054540 | Standalone | DE0500730 | As per HSA registered indication(s) except for radiolucent implants which should be used as follows:  in patients with primary or metastatic spinal tumours who would benefit from post-operative high dose high precision beam therapy upon appropriate and stringent patient selection;  Patient selection should be done via standardised assessment such as the neurological-oncological-mechanical systemic (NOMS) framework; and  The assessment should be carried out by a multidisciplinary team (MDT), which may be inclusive of, but not limited to, radiation oncologists, spine surgeons and interventional radiologists, among others.
Orthopaedics | Spine - Thoracolumbar (TL) and sacral surgery | TL and sacral fusion and fixation implant | TL pedicle screw - Shank, tulip | NuVasive Inc. | RELINE-O Screw, 4.5x40mm 2S Reduction | 13024540 | Standalone | DE0500730 | As per HSA registered indication(s) except for radiolucent implants which should be used as follows:  in patients with primary or metastatic spinal tumours who would benefit from post-operative high dose high precision beam therapy upon appropriate and stringent patient selection;  Patient selection should be done via standardised assessment such as the neurological-oncological-mechanical systemic (NOMS) framework; and  The assessment should be carried out by a multidisciplinary team (MDT), which may be inclusive of, but not limited to, radiation oncologists, spine surgeons and interventional radiologists, among others.
Orthopaedics | Spine - Thoracolumbar (TL) and sacral surgery | TL and sacral fusion and fixation implant | TL pedicle screw - Shank, tulip | NuVasive Inc. | RELINE-O Screw, 4.5x40mm 2S Uniplanar | 13044540 | Standalone | DE0500730 | As per HSA registered indication(s) except for radiolucent implants which should be used as follows:  in patients with primary or metastatic spinal tumours who would benefit from post-operative high dose high precision beam therapy upon appropriate and stringent patient selection;  Patient selection should be done via standardised assessment such as the neurological-oncological-mechanical systemic (NOMS) framework; and  The assessment should be carried out by a multidisciplinary team (MDT), which may be inclusive of, but not limited to, radiation oncologists, spine surgeons and interventional radiologists, among others.
Orthopaedics | Spine - Thoracolumbar (TL) and sacral surgery | TL and sacral fusion and fixation implant | TL pedicle screw - Shank, tulip | NuVasive Inc. | RELINE-O Screw, 4.5x40mm Traction Poly | 13114540 | Standalone | DE0500730 | As per HSA registered indication(s) except for radiolucent implants which should be used as follows:  in patients with primary or metastatic spinal tumours who would benefit from post-operative high dose high precision beam therapy upon appropriate and stringent patient selection;  Patient selection should be done via standardised assessment such as the neurological-oncological-mechanical systemic (NOMS) framework; and  The assessment should be carried out by a multidisciplinary team (MDT), which may be inclusive of, but not limited to, radiation oncologists, spine surgeons and interventional radiologists, among others.
Orthopaedics | Spine - Thoracolumbar (TL) and sacral surgery | TL and sacral fusion and fixation implant | TL pedicle screw - Shank, tulip | NuVasive Inc. | RELINE-O Screw, 4.5x45mm 2S Monoaxial | 13084545 | Standalone | DE0500730 | As per HSA registered indication(s) except for radiolucent implants which should be used as follows:  in patients with primary or metastatic spinal tumours who would benefit from post-operative high dose high precision beam therapy upon appropriate and stringent patient selection;  Patient selection should be done via standardised assessment such as the neurological-oncological-mechanical systemic (NOMS) framework; and  The assessment should be carried out by a multidisciplinary team (MDT), which may be inclusive of, but not limited to, radiation oncologists, spine surgeons and interventional radiologists, among others.
Orthopaedics | Spine - Thoracolumbar (TL) and sacral surgery | TL and sacral fusion and fixation implant | TL pedicle screw - Shank, tulip | NuVasive Inc. | RELINE-O Screw, 4.5x45mm 2S PLS | 13064545 | Standalone | DE0500730 | As per HSA registered indication(s) except for radiolucent implants which should be used as follows:  in patients with primary or metastatic spinal tumours who would benefit from post-operative high dose high precision beam therapy upon appropriate and stringent patient selection;  Patient selection should be done via standardised assessment such as the neurological-oncological-mechanical systemic (NOMS) framework; and  The assessment should be carried out by a multidisciplinary team (MDT), which may be inclusive of, but not limited to, radiation oncologists, spine surgeons and interventional radiologists, among others.
Orthopaedics | Spine - Thoracolumbar (TL) and sacral surgery | TL and sacral fusion and fixation implant | TL pedicle screw - Shank, tulip | NuVasive Inc. | RELINE-O Screw, 4.5x45mm 2S Polyaxial | 13014545 | Standalone | DE0500730 | As per HSA registered indication(s) except for radiolucent implants which should be used as follows:  in patients with primary or metastatic spinal tumours who would benefit from post-operative high dose high precision beam therapy upon appropriate and stringent patient selection;  Patient selection should be done via standardised assessment such as the neurological-oncological-mechanical systemic (NOMS) framework; and  The assessment should be carried out by a multidisciplinary team (MDT), which may be inclusive of, but not limited to, radiation oncologists, spine surgeons and interventional radiologists, among others.
Orthopaedics | Spine - Thoracolumbar (TL) and sacral surgery | TL and sacral fusion and fixation implant | TL pedicle screw - Shank, tulip | NuVasive Inc. | RELINE-O Screw, 4.5x45mm 2S Red Uni | 13054545 | Standalone | DE0500730 | As per HSA registered indication(s) except for radiolucent implants which should be used as follows:  in patients with primary or metastatic spinal tumours who would benefit from post-operative high dose high precision beam therapy upon appropriate and stringent patient selection;  Patient selection should be done via standardised assessment such as the neurological-oncological-mechanical systemic (NOMS) framework; and  The assessment should be carried out by a multidisciplinary team (MDT), which may be inclusive of, but not limited to, radiation oncologists, spine surgeons and interventional radiologists, among others.
Orthopaedics | Spine - Thoracolumbar (TL) and sacral surgery | TL and sacral fusion and fixation implant | TL pedicle screw - Shank, tulip | NuVasive Inc. | RELINE-O Screw, 4.5x45mm 2S Red Uni | 13054545A | Standalone | DE0500730 | As per HSA registered indication(s) except for radiolucent implants which should be used as follows:  in patients with primary or metastatic spinal tumours who would benefit from post-operative high dose high precision beam therapy upon appropriate and stringent patient selection;  Patient selection should be done via standardised assessment such as the neurological-oncological-mechanical systemic (NOMS) framework; and  The assessment should be carried out by a multidisciplinary team (MDT), which may be inclusive of, but not limited to, radiation oncologists, spine surgeons and interventional radiologists, among others.
Orthopaedics | Spine - Thoracolumbar (TL) and sacral surgery | TL and sacral fusion and fixation implant | TL pedicle screw - Shank, tulip | NuVasive Inc. | RELINE-O Screw, 4.5x45mm 2S Reduction | 13024545 | Standalone | DE0500730 | As per HSA registered indication(s) except for radiolucent implants which should be used as follows:  in patients with primary or metastatic spinal tumours who would benefit from post-operative high dose high precision beam therapy upon appropriate and stringent patient selection;  Patient selection should be done via standardised assessment such as the neurological-oncological-mechanical systemic (NOMS) framework; and  The assessment should be carried out by a multidisciplinary team (MDT), which may be inclusive of, but not limited to, radiation oncologists, spine surgeons and interventional radiologists, among others.
Orthopaedics | Spine - Thoracolumbar (TL) and sacral surgery | TL and sacral fusion and fixation implant | TL pedicle screw - Shank, tulip | NuVasive Inc. | RELINE-O Screw, 4.5x45mm 2S Uniplanar | 13044545 | Standalone | DE0500730 | As per HSA registered indication(s) except for radiolucent implants which should be used as follows:  in patients with primary or metastatic spinal tumours who would benefit from post-operative high dose high precision beam therapy upon appropriate and stringent patient selection;  Patient selection should be done via standardised assessment such as the neurological-oncological-mechanical systemic (NOMS) framework; and  The assessment should be carried out by a multidisciplinary team (MDT), which may be inclusive of, but not limited to, radiation oncologists, spine surgeons and interventional radiologists, among others.
Orthopaedics | Spine - Thoracolumbar (TL) and sacral surgery | TL and sacral fusion and fixation implant | TL pedicle screw - Shank, tulip | NuVasive Inc. | RELINE-O Screw, 4.5x45mm Traction Poly | 13114545 | Standalone | DE0500730 | As per HSA registered indication(s) except for radiolucent implants which should be used as follows:  in patients with primary or metastatic spinal tumours who would benefit from post-operative high dose high precision beam therapy upon appropriate and stringent patient selection;  Patient selection should be done via standardised assessment such as the neurological-oncological-mechanical systemic (NOMS) framework; and  The assessment should be carried out by a multidisciplinary team (MDT), which may be inclusive of, but not limited to, radiation oncologists, spine surgeons and interventional radiologists, among others.
Orthopaedics | Spine - Thoracolumbar (TL) and sacral surgery | TL and sacral fusion and fixation implant | TL pedicle screw - Shank, tulip | NuVasive Inc. | RELINE-O Screw, 4.5x50mm 2S Polyaxial | 13014550 | Standalone | DE0500730 | As per HSA registered indication(s) except for radiolucent implants which should be used as follows:  in patients with primary or metastatic spinal tumours who would benefit from post-operative high dose high precision beam therapy upon appropriate and stringent patient selection;  Patient selection should be done via standardised assessment such as the neurological-oncological-mechanical systemic (NOMS) framework; and  The assessment should be carried out by a multidisciplinary team (MDT), which may be inclusive of, but not limited to, radiation oncologists, spine surgeons and interventional radiologists, among others.
Orthopaedics | Spine - Thoracolumbar (TL) and sacral surgery | TL and sacral fusion and fixation implant | TL pedicle screw - Shank, tulip | NuVasive Inc. | RELINE-O Screw, 4.5x50mm 2S Red Uni | 13054550A | Standalone | DE0500730 | As per HSA registered indication(s) except for radiolucent implants which should be used as follows:  in patients with primary or metastatic spinal tumours who would benefit from post-operative high dose high precision beam therapy upon appropriate and stringent patient selection;  Patient selection should be done via standardised assessment such as the neurological-oncological-mechanical systemic (NOMS) framework; and  The assessment should be carried out by a multidisciplinary team (MDT), which may be inclusive of, but not limited to, radiation oncologists, spine surgeons and interventional radiologists, among others.
Orthopaedics | Spine - Thoracolumbar (TL) and sacral surgery | TL and sacral fusion and fixation implant | TL pedicle screw - Shank, tulip | NuVasive Inc. | RELINE-O Screw, 4.5x50mm 2S Reduction | 13024550 | Standalone | DE0500730 | As per HSA registered indication(s) except for radiolucent implants which should be used as follows:  in patients with primary or metastatic spinal tumours who would benefit from post-operative high dose high precision beam therapy upon appropriate and stringent patient selection;  Patient selection should be done via standardised assessment such as the neurological-oncological-mechanical systemic (NOMS) framework; and  The assessment should be carried out by a multidisciplinary team (MDT), which may be inclusive of, but not limited to, radiation oncologists, spine surgeons and interventional radiologists, among others.
Orthopaedics | Spine - Thoracolumbar (TL) and sacral surgery | TL and sacral fusion and fixation implant | TL pedicle screw - Shank, tulip | NuVasive Inc. | RELINE-O Screw, 4.5x50mm 2S Uniplanar | 13044550 | Standalone | DE0500730 | As per HSA registered indication(s) except for radiolucent implants which should be used as follows:  in patients with primary or metastatic spinal tumours who would benefit from post-operative high dose high precision beam therapy upon appropriate and stringent patient selection;  Patient selection should be done via standardised assessment such as the neurological-oncological-mechanical systemic (NOMS) framework; and  The assessment should be carried out by a multidisciplinary team (MDT), which may be inclusive of, but not limited to, radiation oncologists, spine surgeons and interventional radiologists, among others.
Orthopaedics | Spine - Thoracolumbar (TL) and sacral surgery | TL and sacral fusion and fixation implant | TL pedicle screw - Shank, tulip | NuVasive Inc. | RELINE-O Screw, 4.5x50mm Traction Poly | 13114550 | Standalone | DE0500730 | As per HSA registered indication(s) except for radiolucent implants which should be used as follows:  in patients with primary or metastatic spinal tumours who would benefit from post-operative high dose high precision beam therapy upon appropriate and stringent patient selection;  Patient selection should be done via standardised assessment such as the neurological-oncological-mechanical systemic (NOMS) framework; and  The assessment should be carried out by a multidisciplinary team (MDT), which may be inclusive of, but not limited to, radiation oncologists, spine surgeons and interventional radiologists, among others.
Orthopaedics | Spine - Thoracolumbar (TL) and sacral surgery | TL and sacral fusion and fixation implant | TL pedicle screw - Shank, tulip | NuVasive Inc. | RELINE-O Screw, 4.5x55mm 2S Polyaxial | 13014555 | Standalone | DE0500730 | As per HSA registered indication(s) except for radiolucent implants which should be used as follows:  in patients with primary or metastatic spinal tumours who would benefit from post-operative high dose high precision beam therapy upon appropriate and stringent patient selection;  Patient selection should be done via standardised assessment such as the neurological-oncological-mechanical systemic (NOMS) framework; and  The assessment should be carried out by a multidisciplinary team (MDT), which may be inclusive of, but not limited to, radiation oncologists, spine surgeons and interventional radiologists, among others.
Orthopaedics | Spine - Thoracolumbar (TL) and sacral surgery | TL and sacral fusion and fixation implant | TL pedicle screw - Shank, tulip | NuVasive Inc. | RELINE-O Screw, 4.5x55mm 2S Red Uni | 13054555A | Standalone | DE0500730 | As per HSA registered indication(s) except for radiolucent implants which should be used as follows:  in patients with primary or metastatic spinal tumours who would benefit from post-operative high dose high precision beam therapy upon appropriate and stringent patient selection;  Patient selection should be done via standardised assessment such as the neurological-oncological-mechanical systemic (NOMS) framework; and  The assessment should be carried out by a multidisciplinary team (MDT), which may be inclusive of, but not limited to, radiation oncologists, spine surgeons and interventional radiologists, among others.
Orthopaedics | Spine - Thoracolumbar (TL) and sacral surgery | TL and sacral fusion and fixation implant | TL pedicle screw - Shank, tulip | NuVasive Inc. | RELINE-O Screw, 4.5x55mm 2S Reduction | 13024555 | Standalone | DE0500730 | As per HSA registered indication(s) except for radiolucent implants which should be used as follows:  in patients with primary or metastatic spinal tumours who would benefit from post-operative high dose high precision beam therapy upon appropriate and stringent patient selection;  Patient selection should be done via standardised assessment such as the neurological-oncological-mechanical systemic (NOMS) framework; and  The assessment should be carried out by a multidisciplinary team (MDT), which may be inclusive of, but not limited to, radiation oncologists, spine surgeons and interventional radiologists, among others.
Orthopaedics | Spine - Thoracolumbar (TL) and sacral surgery | TL and sacral fusion and fixation implant | TL pedicle screw - Shank, tulip | NuVasive Inc. | RELINE-O Screw, 4.5x55mm Traction Poly | 13114555 | Standalone | DE0500730 | As per HSA registered indication(s) except for radiolucent implants which should be used as follows:  in patients with primary or metastatic spinal tumours who would benefit from post-operative high dose high precision beam therapy upon appropriate and stringent patient selection;  Patient selection should be done via standardised assessment such as the neurological-oncological-mechanical systemic (NOMS) framework; and  The assessment should be carried out by a multidisciplinary team (MDT), which may be inclusive of, but not limited to, radiation oncologists, spine surgeons and interventional radiologists, among others.
Orthopaedics | Spine - Thoracolumbar (TL) and sacral surgery | TL and sacral fusion and fixation implant | TL pedicle screw - Shank, tulip | NuVasive Inc. | RELINE-O Screw, 5.0x20mm 2S Polyaxial | 13015020 | Standalone | DE0500730 | As per HSA registered indication(s) except for radiolucent implants which should be used as follows:  in patients with primary or metastatic spinal tumours who would benefit from post-operative high dose high precision beam therapy upon appropriate and stringent patient selection;  Patient selection should be done via standardised assessment such as the neurological-oncological-mechanical systemic (NOMS) framework; and  The assessment should be carried out by a multidisciplinary team (MDT), which may be inclusive of, but not limited to, radiation oncologists, spine surgeons and interventional radiologists, among others.
Orthopaedics | Spine - Thoracolumbar (TL) and sacral surgery | TL and sacral fusion and fixation implant | TL pedicle screw - Shank, tulip | NuVasive Inc. | RELINE-O Screw, 5.0x20mm 2S Uniplanar | 13045020 | Standalone | DE0500730 | As per HSA registered indication(s) except for radiolucent implants which should be used as follows:  in patients with primary or metastatic spinal tumours who would benefit from post-operative high dose high precision beam therapy upon appropriate and stringent patient selection;  Patient selection should be done via standardised assessment such as the neurological-oncological-mechanical systemic (NOMS) framework; and  The assessment should be carried out by a multidisciplinary team (MDT), which may be inclusive of, but not limited to, radiation oncologists, spine surgeons and interventional radiologists, among others.
Orthopaedics | Spine - Thoracolumbar (TL) and sacral surgery | TL and sacral fusion and fixation implant | TL pedicle screw - Shank, tulip | NuVasive Inc. | RELINE-O Screw, 5.0x25mm 2S Polyaxial | 13015025 | Standalone | DE0500730 | As per HSA registered indication(s) except for radiolucent implants which should be used as follows:  in patients with primary or metastatic spinal tumours who would benefit from post-operative high dose high precision beam therapy upon appropriate and stringent patient selection;  Patient selection should be done via standardised assessment such as the neurological-oncological-mechanical systemic (NOMS) framework; and  The assessment should be carried out by a multidisciplinary team (MDT), which may be inclusive of, but not limited to, radiation oncologists, spine surgeons and interventional radiologists, among others.
Orthopaedics | Spine - Thoracolumbar (TL) and sacral surgery | TL and sacral fusion and fixation implant | TL pedicle screw - Shank, tulip | NuVasive Inc. | RELINE-O Screw, 5.0x25mm 2S Red Uni | 13055025A | Standalone | DE0500730 | As per HSA registered indication(s) except for radiolucent implants which should be used as follows:  in patients with primary or metastatic spinal tumours who would benefit from post-operative high dose high precision beam therapy upon appropriate and stringent patient selection;  Patient selection should be done via standardised assessment such as the neurological-oncological-mechanical systemic (NOMS) framework; and  The assessment should be carried out by a multidisciplinary team (MDT), which may be inclusive of, but not limited to, radiation oncologists, spine surgeons and interventional radiologists, among others.
Orthopaedics | Spine - Thoracolumbar (TL) and sacral surgery | TL and sacral fusion and fixation implant | TL pedicle screw - Shank, tulip | NuVasive Inc. | RELINE-O Screw, 5.0x25mm 2S Uniplanar | 13045025 | Standalone | DE0500730 | As per HSA registered indication(s) except for radiolucent implants which should be used as follows:  in patients with primary or metastatic spinal tumours who would benefit from post-operative high dose high precision beam therapy upon appropriate and stringent patient selection;  Patient selection should be done via standardised assessment such as the neurological-oncological-mechanical systemic (NOMS) framework; and  The assessment should be carried out by a multidisciplinary team (MDT), which may be inclusive of, but not limited to, radiation oncologists, spine surgeons and interventional radiologists, among others.
Orthopaedics | Spine - Thoracolumbar (TL) and sacral surgery | TL and sacral fusion and fixation implant | TL pedicle screw - Shank, tulip | NuVasive Inc. | RELINE-O Screw, 5.0x25mm Traction Poly | 13115025 | Standalone | DE0500730 | As per HSA registered indication(s) except for radiolucent implants which should be used as follows:  in patients with primary or metastatic spinal tumours who would benefit from post-operative high dose high precision beam therapy upon appropriate and stringent patient selection;  Patient selection should be done via standardised assessment such as the neurological-oncological-mechanical systemic (NOMS) framework; and  The assessment should be carried out by a multidisciplinary team (MDT), which may be inclusive of, but not limited to, radiation oncologists, spine surgeons and interventional radiologists, among others.
Orthopaedics | Spine - Thoracolumbar (TL) and sacral surgery | TL and sacral fusion and fixation implant | TL pedicle screw - Shank, tulip | NuVasive Inc. | RELINE-O Screw, 5.0x30mm 2S Polyaxial | 13015030 | Standalone | DE0500730 | As per HSA registered indication(s) except for radiolucent implants which should be used as follows:  in patients with primary or metastatic spinal tumours who would benefit from post-operative high dose high precision beam therapy upon appropriate and stringent patient selection;  Patient selection should be done via standardised assessment such as the neurological-oncological-mechanical systemic (NOMS) framework; and  The assessment should be carried out by a multidisciplinary team (MDT), which may be inclusive of, but not limited to, radiation oncologists, spine surgeons and interventional radiologists, among others.
Orthopaedics | Spine - Thoracolumbar (TL) and sacral surgery | TL and sacral fusion and fixation implant | TL pedicle screw - Shank, tulip | NuVasive Inc. | RELINE-O Screw, 5.0x30mm 2S Red Uni | 13055030 | Standalone | DE0500730 | As per HSA registered indication(s) except for radiolucent implants which should be used as follows:  in patients with primary or metastatic spinal tumours who would benefit from post-operative high dose high precision beam therapy upon appropriate and stringent patient selection;  Patient selection should be done via standardised assessment such as the neurological-oncological-mechanical systemic (NOMS) framework; and  The assessment should be carried out by a multidisciplinary team (MDT), which may be inclusive of, but not limited to, radiation oncologists, spine surgeons and interventional radiologists, among others.
Orthopaedics | Spine - Thoracolumbar (TL) and sacral surgery | TL and sacral fusion and fixation implant | TL pedicle screw - Shank, tulip | NuVasive Inc. | RELINE-O Screw, 5.0x30mm 2S Red Uni | 13055030A | Standalone | DE0500730 | As per HSA registered indication(s) except for radiolucent implants which should be used as follows:  in patients with primary or metastatic spinal tumours who would benefit from post-operative high dose high precision beam therapy upon appropriate and stringent patient selection;  Patient selection should be done via standardised assessment such as the neurological-oncological-mechanical systemic (NOMS) framework; and  The assessment should be carried out by a multidisciplinary team (MDT), which may be inclusive of, but not limited to, radiation oncologists, spine surgeons and interventional radiologists, among others.
Orthopaedics | Spine - Thoracolumbar (TL) and sacral surgery | TL and sacral fusion and fixation implant | TL pedicle screw - Shank, tulip | NuVasive Inc. | RELINE-O Screw, 5.0x30mm 2S Reduction | 13025030 | Standalone | DE0500730 | As per HSA registered indication(s) except for radiolucent implants which should be used as follows:  in patients with primary or metastatic spinal tumours who would benefit from post-operative high dose high precision beam therapy upon appropriate and stringent patient selection;  Patient selection should be done via standardised assessment such as the neurological-oncological-mechanical systemic (NOMS) framework; and  The assessment should be carried out by a multidisciplinary team (MDT), which may be inclusive of, but not limited to, radiation oncologists, spine surgeons and interventional radiologists, among others.
Orthopaedics | Spine - Thoracolumbar (TL) and sacral surgery | TL and sacral fusion and fixation implant | TL pedicle screw - Shank, tulip | NuVasive Inc. | RELINE-O Screw, 5.0x30mm 2S Uniplanar | 13045030 | Standalone | DE0500730 | As per HSA registered indication(s) except for radiolucent implants which should be used as follows:  in patients with primary or metastatic spinal tumours who would benefit from post-operative high dose high precision beam therapy upon appropriate and stringent patient selection;  Patient selection should be done via standardised assessment such as the neurological-oncological-mechanical systemic (NOMS) framework; and  The assessment should be carried out by a multidisciplinary team (MDT), which may be inclusive of, but not limited to, radiation oncologists, spine surgeons and interventional radiologists, among others.
Orthopaedics | Spine - Thoracolumbar (TL) and sacral surgery | TL and sacral fusion and fixation implant | TL pedicle screw - Shank, tulip | NuVasive Inc. | RELINE-O Screw, 5.0x30mm Traction Poly | 13115030 | Standalone | DE0500730 | As per HSA registered indication(s) except for radiolucent implants which should be used as follows:  in patients with primary or metastatic spinal tumours who would benefit from post-operative high dose high precision beam therapy upon appropriate and stringent patient selection;  Patient selection should be done via standardised assessment such as the neurological-oncological-mechanical systemic (NOMS) framework; and  The assessment should be carried out by a multidisciplinary team (MDT), which may be inclusive of, but not limited to, radiation oncologists, spine surgeons and interventional radiologists, among others.
Orthopaedics | Spine - Thoracolumbar (TL) and sacral surgery | TL and sacral fusion and fixation implant | TL pedicle screw - Shank, tulip | NuVasive Inc. | RELINE-O Screw, 5.0x35mm 2S Polyaxial | 13015035 | Standalone | DE0500730 | As per HSA registered indication(s) except for radiolucent implants which should be used as follows:  in patients with primary or metastatic spinal tumours who would benefit from post-operative high dose high precision beam therapy upon appropriate and stringent patient selection;  Patient selection should be done via standardised assessment such as the neurological-oncological-mechanical systemic (NOMS) framework; and  The assessment should be carried out by a multidisciplinary team (MDT), which may be inclusive of, but not limited to, radiation oncologists, spine surgeons and interventional radiologists, among others.
Orthopaedics | Spine - Thoracolumbar (TL) and sacral surgery | TL and sacral fusion and fixation implant | TL pedicle screw - Shank, tulip | NuVasive Inc. | RELINE-O Screw, 5.0x35mm 2S Red Uni | 13055035 | Standalone | DE0500730 | As per HSA registered indication(s) except for radiolucent implants which should be used as follows:  in patients with primary or metastatic spinal tumours who would benefit from post-operative high dose high precision beam therapy upon appropriate and stringent patient selection;  Patient selection should be done via standardised assessment such as the neurological-oncological-mechanical systemic (NOMS) framework; and  The assessment should be carried out by a multidisciplinary team (MDT), which may be inclusive of, but not limited to, radiation oncologists, spine surgeons and interventional radiologists, among others.
Orthopaedics | Spine - Thoracolumbar (TL) and sacral surgery | TL and sacral fusion and fixation implant | TL pedicle screw - Shank, tulip | NuVasive Inc. | RELINE-O Screw, 5.0x35mm 2S Red Uni | 13055035A | Standalone | DE0500730 | As per HSA registered indication(s) except for radiolucent implants which should be used as follows:  in patients with primary or metastatic spinal tumours who would benefit from post-operative high dose high precision beam therapy upon appropriate and stringent patient selection;  Patient selection should be done via standardised assessment such as the neurological-oncological-mechanical systemic (NOMS) framework; and  The assessment should be carried out by a multidisciplinary team (MDT), which may be inclusive of, but not limited to, radiation oncologists, spine surgeons and interventional radiologists, among others.
Orthopaedics | Spine - Thoracolumbar (TL) and sacral surgery | TL and sacral fusion and fixation implant | TL pedicle screw - Shank, tulip | NuVasive Inc. | RELINE-O Screw, 5.0x35mm 2S Reduction | 13025035 | Standalone | DE0500730 | As per HSA registered indication(s) except for radiolucent implants which should be used as follows:  in patients with primary or metastatic spinal tumours who would benefit from post-operative high dose high precision beam therapy upon appropriate and stringent patient selection;  Patient selection should be done via standardised assessment such as the neurological-oncological-mechanical systemic (NOMS) framework; and  The assessment should be carried out by a multidisciplinary team (MDT), which may be inclusive of, but not limited to, radiation oncologists, spine surgeons and interventional radiologists, among others.
Orthopaedics | Spine - Thoracolumbar (TL) and sacral surgery | TL and sacral fusion and fixation implant | TL pedicle screw - Shank, tulip | NuVasive Inc. | RELINE-O Screw, 5.0x35mm 2S Uniplanar | 13045035 | Standalone | DE0500730 | As per HSA registered indication(s) except for radiolucent implants which should be used as follows:  in patients with primary or metastatic spinal tumours who would benefit from post-operative high dose high precision beam therapy upon appropriate and stringent patient selection;  Patient selection should be done via standardised assessment such as the neurological-oncological-mechanical systemic (NOMS) framework; and  The assessment should be carried out by a multidisciplinary team (MDT), which may be inclusive of, but not limited to, radiation oncologists, spine surgeons and interventional radiologists, among others.
Orthopaedics | Spine - Thoracolumbar (TL) and sacral surgery | TL and sacral fusion and fixation implant | TL pedicle screw - Shank, tulip | NuVasive Inc. | RELINE-O Screw, 5.0x35mm Traction Poly | 13115035 | Standalone | DE0500730 | As per HSA registered indication(s) except for radiolucent implants which should be used as follows:  in patients with primary or metastatic spinal tumours who would benefit from post-operative high dose high precision beam therapy upon appropriate and stringent patient selection;  Patient selection should be done via standardised assessment such as the neurological-oncological-mechanical systemic (NOMS) framework; and  The assessment should be carried out by a multidisciplinary team (MDT), which may be inclusive of, but not limited to, radiation oncologists, spine surgeons and interventional radiologists, among others.
Orthopaedics | Spine - Thoracolumbar (TL) and sacral surgery | TL and sacral fusion and fixation implant | TL pedicle screw - Shank, tulip | NuVasive Inc. | RELINE-O Screw, 5.0x40mm 2S Polyaxial | 13015040 | Standalone | DE0500730 | As per HSA registered indication(s) except for radiolucent implants which should be used as follows:  in patients with primary or metastatic spinal tumours who would benefit from post-operative high dose high precision beam therapy upon appropriate and stringent patient selection;  Patient selection should be done via standardised assessment such as the neurological-oncological-mechanical systemic (NOMS) framework; and  The assessment should be carried out by a multidisciplinary team (MDT), which may be inclusive of, but not limited to, radiation oncologists, spine surgeons and interventional radiologists, among others.
Orthopaedics | Spine - Thoracolumbar (TL) and sacral surgery | TL and sacral fusion and fixation implant | TL pedicle screw - Shank, tulip | NuVasive Inc. | RELINE-O Screw, 5.0x40mm 2S Red Uni | 13055040 | Standalone | DE0500730 | As per HSA registered indication(s) except for radiolucent implants which should be used as follows:  in patients with primary or metastatic spinal tumours who would benefit from post-operative high dose high precision beam therapy upon appropriate and stringent patient selection;  Patient selection should be done via standardised assessment such as the neurological-oncological-mechanical systemic (NOMS) framework; and  The assessment should be carried out by a multidisciplinary team (MDT), which may be inclusive of, but not limited to, radiation oncologists, spine surgeons and interventional radiologists, among others.
Orthopaedics | Spine - Thoracolumbar (TL) and sacral surgery | TL and sacral fusion and fixation implant | TL pedicle screw - Shank, tulip | NuVasive Inc. | RELINE-O Screw, 5.0x40mm 2S Red Uni | 13055040A | Standalone | DE0500730 | As per HSA registered indication(s) except for radiolucent implants which should be used as follows:  in patients with primary or metastatic spinal tumours who would benefit from post-operative high dose high precision beam therapy upon appropriate and stringent patient selection;  Patient selection should be done via standardised assessment such as the neurological-oncological-mechanical systemic (NOMS) framework; and  The assessment should be carried out by a multidisciplinary team (MDT), which may be inclusive of, but not limited to, radiation oncologists, spine surgeons and interventional radiologists, among others.
Orthopaedics | Spine - Thoracolumbar (TL) and sacral surgery | TL and sacral fusion and fixation implant | TL pedicle screw - Shank, tulip | NuVasive Inc. | RELINE-O Screw, 5.0x40mm 2S Reduction | 13025040 | Standalone | DE0500730 | As per HSA registered indication(s) except for radiolucent implants which should be used as follows:  in patients with primary or metastatic spinal tumours who would benefit from post-operative high dose high precision beam therapy upon appropriate and stringent patient selection;  Patient selection should be done via standardised assessment such as the neurological-oncological-mechanical systemic (NOMS) framework; and  The assessment should be carried out by a multidisciplinary team (MDT), which may be inclusive of, but not limited to, radiation oncologists, spine surgeons and interventional radiologists, among others.
Orthopaedics | Spine - Thoracolumbar (TL) and sacral surgery | TL and sacral fusion and fixation implant | TL pedicle screw - Shank, tulip | NuVasive Inc. | RELINE-O Screw, 5.0x40mm 2S Uniplanar | 13045040 | Standalone | DE0500730 | As per HSA registered indication(s) except for radiolucent implants which should be used as follows:  in patients with primary or metastatic spinal tumours who would benefit from post-operative high dose high precision beam therapy upon appropriate and stringent patient selection;  Patient selection should be done via standardised assessment such as the neurological-oncological-mechanical systemic (NOMS) framework; and  The assessment should be carried out by a multidisciplinary team (MDT), which may be inclusive of, but not limited to, radiation oncologists, spine surgeons and interventional radiologists, among others.
Orthopaedics | Spine - Thoracolumbar (TL) and sacral surgery | TL and sacral fusion and fixation implant | TL pedicle screw - Shank, tulip | NuVasive Inc. | RELINE-O Screw, 5.0x40mm Traction Poly | 13115040 | Standalone | DE0500730 | As per HSA registered indication(s) except for radiolucent implants which should be used as follows:  in patients with primary or metastatic spinal tumours who would benefit from post-operative high dose high precision beam therapy upon appropriate and stringent patient selection;  Patient selection should be done via standardised assessment such as the neurological-oncological-mechanical systemic (NOMS) framework; and  The assessment should be carried out by a multidisciplinary team (MDT), which may be inclusive of, but not limited to, radiation oncologists, spine surgeons and interventional radiologists, among others.
Orthopaedics | Spine - Thoracolumbar (TL) and sacral surgery | TL and sacral fusion and fixation implant | TL pedicle screw - Shank, tulip | NuVasive Inc. | RELINE-O Screw, 5.0x45mm 2S Polyaxial | 13015045 | Standalone | DE0500730 | As per HSA registered indication(s) except for radiolucent implants which should be used as follows:  in patients with primary or metastatic spinal tumours who would benefit from post-operative high dose high precision beam therapy upon appropriate and stringent patient selection;  Patient selection should be done via standardised assessment such as the neurological-oncological-mechanical systemic (NOMS) framework; and  The assessment should be carried out by a multidisciplinary team (MDT), which may be inclusive of, but not limited to, radiation oncologists, spine surgeons and interventional radiologists, among others.
Orthopaedics | Spine - Thoracolumbar (TL) and sacral surgery | TL and sacral fusion and fixation implant | TL pedicle screw - Shank, tulip | NuVasive Inc. | RELINE-O Screw, 5.0x45mm 2S Red Uni | 13055045 | Standalone | DE0500730 | As per HSA registered indication(s) except for radiolucent implants which should be used as follows:  in patients with primary or metastatic spinal tumours who would benefit from post-operative high dose high precision beam therapy upon appropriate and stringent patient selection;  Patient selection should be done via standardised assessment such as the neurological-oncological-mechanical systemic (NOMS) framework; and  The assessment should be carried out by a multidisciplinary team (MDT), which may be inclusive of, but not limited to, radiation oncologists, spine surgeons and interventional radiologists, among others.
Orthopaedics | Spine - Thoracolumbar (TL) and sacral surgery | TL and sacral fusion and fixation implant | TL pedicle screw - Shank, tulip | NuVasive Inc. | RELINE-O Screw, 5.0x45mm 2S Red Uni | 13055045A | Standalone | DE0500730 | As per HSA registered indication(s) except for radiolucent implants which should be used as follows:  in patients with primary or metastatic spinal tumours who would benefit from post-operative high dose high precision beam therapy upon appropriate and stringent patient selection;  Patient selection should be done via standardised assessment such as the neurological-oncological-mechanical systemic (NOMS) framework; and  The assessment should be carried out by a multidisciplinary team (MDT), which may be inclusive of, but not limited to, radiation oncologists, spine surgeons and interventional radiologists, among others.
Orthopaedics | Spine - Thoracolumbar (TL) and sacral surgery | TL and sacral fusion and fixation implant | TL pedicle screw - Shank, tulip | NuVasive Inc. | RELINE-O Screw, 5.0x45mm 2S Uniplanar | 13045045 | Standalone | DE0500730 | As per HSA registered indication(s) except for radiolucent implants which should be used as follows:  in patients with primary or metastatic spinal tumours who would benefit from post-operative high dose high precision beam therapy upon appropriate and stringent patient selection;  Patient selection should be done via standardised assessment such as the neurological-oncological-mechanical systemic (NOMS) framework; and  The assessment should be carried out by a multidisciplinary team (MDT), which may be inclusive of, but not limited to, radiation oncologists, spine surgeons and interventional radiologists, among others.
Orthopaedics | Spine - Thoracolumbar (TL) and sacral surgery | TL and sacral fusion and fixation implant | TL pedicle screw - Shank, tulip | NuVasive Inc. | RELINE-O Screw, 5.0x45mm Traction Poly | 13115045 | Standalone | DE0500730 | As per HSA registered indication(s) except for radiolucent implants which should be used as follows:  in patients with primary or metastatic spinal tumours who would benefit from post-operative high dose high precision beam therapy upon appropriate and stringent patient selection;  Patient selection should be done via standardised assessment such as the neurological-oncological-mechanical systemic (NOMS) framework; and  The assessment should be carried out by a multidisciplinary team (MDT), which may be inclusive of, but not limited to, radiation oncologists, spine surgeons and interventional radiologists, among others.
Orthopaedics | Spine - Thoracolumbar (TL) and sacral surgery | TL and sacral fusion and fixation implant | TL pedicle screw - Shank, tulip | NuVasive Inc. | RELINE-O Screw, 5.0x50mm 2S Polyaxial | 13015050 | Standalone | DE0500730 | As per HSA registered indication(s) except for radiolucent implants which should be used as follows:  in patients with primary or metastatic spinal tumours who would benefit from post-operative high dose high precision beam therapy upon appropriate and stringent patient selection;  Patient selection should be done via standardised assessment such as the neurological-oncological-mechanical systemic (NOMS) framework; and  The assessment should be carried out by a multidisciplinary team (MDT), which may be inclusive of, but not limited to, radiation oncologists, spine surgeons and interventional radiologists, among others.
Orthopaedics | Spine - Thoracolumbar (TL) and sacral surgery | TL and sacral fusion and fixation implant | TL pedicle screw - Shank, tulip | NuVasive Inc. | RELINE-O Screw, 5.0x50mm 2S Red Uni | 13055050A | Standalone | DE0500730 | As per HSA registered indication(s) except for radiolucent implants which should be used as follows:  in patients with primary or metastatic spinal tumours who would benefit from post-operative high dose high precision beam therapy upon appropriate and stringent patient selection;  Patient selection should be done via standardised assessment such as the neurological-oncological-mechanical systemic (NOMS) framework; and  The assessment should be carried out by a multidisciplinary team (MDT), which may be inclusive of, but not limited to, radiation oncologists, spine surgeons and interventional radiologists, among others.
Orthopaedics | Spine - Thoracolumbar (TL) and sacral surgery | TL and sacral fusion and fixation implant | TL pedicle screw - Shank, tulip | NuVasive Inc. | RELINE-O Screw, 5.0x50mm Traction Poly | 13115050 | Standalone | DE0500730 | As per HSA registered indication(s) except for radiolucent implants which should be used as follows:  in patients with primary or metastatic spinal tumours who would benefit from post-operative high dose high precision beam therapy upon appropriate and stringent patient selection;  Patient selection should be done via standardised assessment such as the neurological-oncological-mechanical systemic (NOMS) framework; and  The assessment should be carried out by a multidisciplinary team (MDT), which may be inclusive of, but not limited to, radiation oncologists, spine surgeons and interventional radiologists, among others.
Orthopaedics | Spine - Thoracolumbar (TL) and sacral surgery | TL and sacral fusion and fixation implant | TL pedicle screw - Shank, tulip | NuVasive Inc. | RELINE-O Screw, 5.0x55mm 2S Polyaxial | 13015055 | Standalone | DE0500730 | As per HSA registered indication(s) except for radiolucent implants which should be used as follows:  in patients with primary or metastatic spinal tumours who would benefit from post-operative high dose high precision beam therapy upon appropriate and stringent patient selection;  Patient selection should be done via standardised assessment such as the neurological-oncological-mechanical systemic (NOMS) framework; and  The assessment should be carried out by a multidisciplinary team (MDT), which may be inclusive of, but not limited to, radiation oncologists, spine surgeons and interventional radiologists, among others.
Orthopaedics | Spine - Thoracolumbar (TL) and sacral surgery | TL and sacral fusion and fixation implant | TL pedicle screw - Shank, tulip | NuVasive Inc. | RELINE-O Screw, 5.0x55mm 2S Red Uni | 13055055A | Standalone | DE0500730 | As per HSA registered indication(s) except for radiolucent implants which should be used as follows:  in patients with primary or metastatic spinal tumours who would benefit from post-operative high dose high precision beam therapy upon appropriate and stringent patient selection;  Patient selection should be done via standardised assessment such as the neurological-oncological-mechanical systemic (NOMS) framework; and  The assessment should be carried out by a multidisciplinary team (MDT), which may be inclusive of, but not limited to, radiation oncologists, spine surgeons and interventional radiologists, among others.
Orthopaedics | Spine - Thoracolumbar (TL) and sacral surgery | TL and sacral fusion and fixation implant | TL pedicle screw - Shank, tulip | NuVasive Inc. | RELINE-O Screw, 5.0x55mm Traction Poly | 13115055 | Standalone | DE0500730 | As per HSA registered indication(s) except for radiolucent implants which should be used as follows:  in patients with primary or metastatic spinal tumours who would benefit from post-operative high dose high precision beam therapy upon appropriate and stringent patient selection;  Patient selection should be done via standardised assessment such as the neurological-oncological-mechanical systemic (NOMS) framework; and  The assessment should be carried out by a multidisciplinary team (MDT), which may be inclusive of, but not limited to, radiation oncologists, spine surgeons and interventional radiologists, among others.
Orthopaedics | Spine - Thoracolumbar (TL) and sacral surgery | TL and sacral fusion and fixation implant | TL pedicle screw - Shank, tulip | NuVasive Inc. | RELINE-O Screw, 5.0x60mm 2S Poly Iliac | 13015060 | Standalone | DE0500730 | As per HSA registered indication(s) except for radiolucent implants which should be used as follows:  in patients with primary or metastatic spinal tumours who would benefit from post-operative high dose high precision beam therapy upon appropriate and stringent patient selection;  Patient selection should be done via standardised assessment such as the neurological-oncological-mechanical systemic (NOMS) framework; and  The assessment should be carried out by a multidisciplinary team (MDT), which may be inclusive of, but not limited to, radiation oncologists, spine surgeons and interventional radiologists, among others.
Orthopaedics | Spine - Thoracolumbar (TL) and sacral surgery | TL and sacral fusion and fixation implant | TL pedicle screw - Shank, tulip | NuVasive Inc. | RELINE-O Screw, 5.5x20mm 2S Polyaxial | 13015520 | Standalone | DE0500730 | As per HSA registered indication(s) except for radiolucent implants which should be used as follows:  in patients with primary or metastatic spinal tumours who would benefit from post-operative high dose high precision beam therapy upon appropriate and stringent patient selection;  Patient selection should be done via standardised assessment such as the neurological-oncological-mechanical systemic (NOMS) framework; and  The assessment should be carried out by a multidisciplinary team (MDT), which may be inclusive of, but not limited to, radiation oncologists, spine surgeons and interventional radiologists, among others.
Orthopaedics | Spine - Thoracolumbar (TL) and sacral surgery | TL and sacral fusion and fixation implant | TL pedicle screw - Shank, tulip | NuVasive Inc. | RELINE-O Screw, 5.5x20mm 2S Uniplanar | 13045520 | Standalone | DE0500730 | As per HSA registered indication(s) except for radiolucent implants which should be used as follows:  in patients with primary or metastatic spinal tumours who would benefit from post-operative high dose high precision beam therapy upon appropriate and stringent patient selection;  Patient selection should be done via standardised assessment such as the neurological-oncological-mechanical systemic (NOMS) framework; and  The assessment should be carried out by a multidisciplinary team (MDT), which may be inclusive of, but not limited to, radiation oncologists, spine surgeons and interventional radiologists, among others.
Orthopaedics | Spine - Thoracolumbar (TL) and sacral surgery | TL and sacral fusion and fixation implant | TL pedicle screw - Shank, tulip | NuVasive Inc. | RELINE-O Screw, 5.5x25mm 2S Polyaxial | 13015525 | Standalone | DE0500730 | As per HSA registered indication(s) except for radiolucent implants which should be used as follows:  in patients with primary or metastatic spinal tumours who would benefit from post-operative high dose high precision beam therapy upon appropriate and stringent patient selection;  Patient selection should be done via standardised assessment such as the neurological-oncological-mechanical systemic (NOMS) framework; and  The assessment should be carried out by a multidisciplinary team (MDT), which may be inclusive of, but not limited to, radiation oncologists, spine surgeons and interventional radiologists, among others.
Orthopaedics | Spine - Thoracolumbar (TL) and sacral surgery | TL and sacral fusion and fixation implant | TL pedicle screw - Shank, tulip | NuVasive Inc. | RELINE-O Screw, 5.5x25mm 2S Red Uni | 13055525 | Standalone | DE0500730 | As per HSA registered indication(s) except for radiolucent implants which should be used as follows:  in patients with primary or metastatic spinal tumours who would benefit from post-operative high dose high precision beam therapy upon appropriate and stringent patient selection;  Patient selection should be done via standardised assessment such as the neurological-oncological-mechanical systemic (NOMS) framework; and  The assessment should be carried out by a multidisciplinary team (MDT), which may be inclusive of, but not limited to, radiation oncologists, spine surgeons and interventional radiologists, among others.
Orthopaedics | Spine - Thoracolumbar (TL) and sacral surgery | TL and sacral fusion and fixation implant | TL pedicle screw - Shank, tulip | NuVasive Inc. | RELINE-O Screw, 5.5x25mm 2S Red Uni | 13055525A | Standalone | DE0500730 | As per HSA registered indication(s) except for radiolucent implants which should be used as follows:  in patients with primary or metastatic spinal tumours who would benefit from post-operative high dose high precision beam therapy upon appropriate and stringent patient selection;  Patient selection should be done via standardised assessment such as the neurological-oncological-mechanical systemic (NOMS) framework; and  The assessment should be carried out by a multidisciplinary team (MDT), which may be inclusive of, but not limited to, radiation oncologists, spine surgeons and interventional radiologists, among others.
Orthopaedics | Spine - Thoracolumbar (TL) and sacral surgery | TL and sacral fusion and fixation implant | TL pedicle screw - Shank, tulip | NuVasive Inc. | RELINE-O Screw, 5.5x25mm 2S Reduction | 13025525 | Standalone | DE0500730 | As per HSA registered indication(s) except for radiolucent implants which should be used as follows:  in patients with primary or metastatic spinal tumours who would benefit from post-operative high dose high precision beam therapy upon appropriate and stringent patient selection;  Patient selection should be done via standardised assessment such as the neurological-oncological-mechanical systemic (NOMS) framework; and  The assessment should be carried out by a multidisciplinary team (MDT), which may be inclusive of, but not limited to, radiation oncologists, spine surgeons and interventional radiologists, among others.
Orthopaedics | Spine - Thoracolumbar (TL) and sacral surgery | TL and sacral fusion and fixation implant | TL pedicle screw - Shank, tulip | NuVasive Inc. | RELINE-O Screw, 5.5x25mm 2S Uniplanar | 13045525 | Standalone | DE0500730 | As per HSA registered indication(s) except for radiolucent implants which should be used as follows:  in patients with primary or metastatic spinal tumours who would benefit from post-operative high dose high precision beam therapy upon appropriate and stringent patient selection;  Patient selection should be done via standardised assessment such as the neurological-oncological-mechanical systemic (NOMS) framework; and  The assessment should be carried out by a multidisciplinary team (MDT), which may be inclusive of, but not limited to, radiation oncologists, spine surgeons and interventional radiologists, among others.
Orthopaedics | Spine - Thoracolumbar (TL) and sacral surgery | TL and sacral fusion and fixation implant | TL pedicle screw - Shank, tulip | NuVasive Inc. | RELINE-O Screw, 5.5x25mm Traction Poly | 13115525 | Standalone | DE0500730 | As per HSA registered indication(s) except for radiolucent implants which should be used as follows:  in patients with primary or metastatic spinal tumours who would benefit from post-operative high dose high precision beam therapy upon appropriate and stringent patient selection;  Patient selection should be done via standardised assessment such as the neurological-oncological-mechanical systemic (NOMS) framework; and  The assessment should be carried out by a multidisciplinary team (MDT), which may be inclusive of, but not limited to, radiation oncologists, spine surgeons and interventional radiologists, among others.
Orthopaedics | Spine - Thoracolumbar (TL) and sacral surgery | TL and sacral fusion and fixation implant | TL pedicle screw - Shank, tulip | NuVasive Inc. | RELINE-O Screw, 5.5x30mm 2S Monoaxial | 13085530 | Standalone | DE0500730 | As per HSA registered indication(s) except for radiolucent implants which should be used as follows:  in patients with primary or metastatic spinal tumours who would benefit from post-operative high dose high precision beam therapy upon appropriate and stringent patient selection;  Patient selection should be done via standardised assessment such as the neurological-oncological-mechanical systemic (NOMS) framework; and  The assessment should be carried out by a multidisciplinary team (MDT), which may be inclusive of, but not limited to, radiation oncologists, spine surgeons and interventional radiologists, among others.
Orthopaedics | Spine - Thoracolumbar (TL) and sacral surgery | TL and sacral fusion and fixation implant | TL pedicle screw - Shank, tulip | NuVasive Inc. | RELINE-O Screw, 5.5x30mm 2S PLS | 13065530 | Standalone | DE0500730 | As per HSA registered indication(s) except for radiolucent implants which should be used as follows:  in patients with primary or metastatic spinal tumours who would benefit from post-operative high dose high precision beam therapy upon appropriate and stringent patient selection;  Patient selection should be done via standardised assessment such as the neurological-oncological-mechanical systemic (NOMS) framework; and  The assessment should be carried out by a multidisciplinary team (MDT), which may be inclusive of, but not limited to, radiation oncologists, spine surgeons and interventional radiologists, among others.
Orthopaedics | Spine - Thoracolumbar (TL) and sacral surgery | TL and sacral fusion and fixation implant | TL pedicle screw - Shank, tulip | NuVasive Inc. | RELINE-O Screw, 5.5x30mm 2S Polyaxial | 13015530 | Standalone | DE0500730 | As per HSA registered indication(s) except for radiolucent implants which should be used as follows:  in patients with primary or metastatic spinal tumours who would benefit from post-operative high dose high precision beam therapy upon appropriate and stringent patient selection;  Patient selection should be done via standardised assessment such as the neurological-oncological-mechanical systemic (NOMS) framework; and  The assessment should be carried out by a multidisciplinary team (MDT), which may be inclusive of, but not limited to, radiation oncologists, spine surgeons and interventional radiologists, among others.
Orthopaedics | Spine - Thoracolumbar (TL) and sacral surgery | TL and sacral fusion and fixation implant | TL pedicle screw - Shank, tulip | NuVasive Inc. | RELINE-O Screw, 5.5x30mm 2S Red Uni | 13055530 | Standalone | DE0500730 | As per HSA registered indication(s) except for radiolucent implants which should be used as follows:  in patients with primary or metastatic spinal tumours who would benefit from post-operative high dose high precision beam therapy upon appropriate and stringent patient selection;  Patient selection should be done via standardised assessment such as the neurological-oncological-mechanical systemic (NOMS) framework; and  The assessment should be carried out by a multidisciplinary team (MDT), which may be inclusive of, but not limited to, radiation oncologists, spine surgeons and interventional radiologists, among others.
Orthopaedics | Spine - Thoracolumbar (TL) and sacral surgery | TL and sacral fusion and fixation implant | TL pedicle screw - Shank, tulip | NuVasive Inc. | RELINE-O Screw, 5.5x30mm 2S Red Uni | 13055530A | Standalone | DE0500730 | As per HSA registered indication(s) except for radiolucent implants which should be used as follows:  in patients with primary or metastatic spinal tumours who would benefit from post-operative high dose high precision beam therapy upon appropriate and stringent patient selection;  Patient selection should be done via standardised assessment such as the neurological-oncological-mechanical systemic (NOMS) framework; and  The assessment should be carried out by a multidisciplinary team (MDT), which may be inclusive of, but not limited to, radiation oncologists, spine surgeons and interventional radiologists, among others.
Orthopaedics | Spine - Thoracolumbar (TL) and sacral surgery | TL and sacral fusion and fixation implant | TL pedicle screw - Shank, tulip | NuVasive Inc. | RELINE-O Screw, 5.5x30mm 2S Reduction | 13025530 | Standalone | DE0500730 | As per HSA registered indication(s) except for radiolucent implants which should be used as follows:  in patients with primary or metastatic spinal tumours who would benefit from post-operative high dose high precision beam therapy upon appropriate and stringent patient selection;  Patient selection should be done via standardised assessment such as the neurological-oncological-mechanical systemic (NOMS) framework; and  The assessment should be carried out by a multidisciplinary team (MDT), which may be inclusive of, but not limited to, radiation oncologists, spine surgeons and interventional radiologists, among others.
Orthopaedics | Spine - Thoracolumbar (TL) and sacral surgery | TL and sacral fusion and fixation implant | TL pedicle screw - Shank, tulip | NuVasive Inc. | RELINE-O Screw, 5.5x30mm 2S Uniplanar | 13045530 | Standalone | DE0500730 | As per HSA registered indication(s) except for radiolucent implants which should be used as follows:  in patients with primary or metastatic spinal tumours who would benefit from post-operative high dose high precision beam therapy upon appropriate and stringent patient selection;  Patient selection should be done via standardised assessment such as the neurological-oncological-mechanical systemic (NOMS) framework; and  The assessment should be carried out by a multidisciplinary team (MDT), which may be inclusive of, but not limited to, radiation oncologists, spine surgeons and interventional radiologists, among others.
Orthopaedics | Spine - Thoracolumbar (TL) and sacral surgery | TL and sacral fusion and fixation implant | TL pedicle screw - Shank, tulip | NuVasive Inc. | RELINE-O Screw, 5.5x30mm Traction Poly | 13115530 | Standalone | DE0500730 | As per HSA registered indication(s) except for radiolucent implants which should be used as follows:  in patients with primary or metastatic spinal tumours who would benefit from post-operative high dose high precision beam therapy upon appropriate and stringent patient selection;  Patient selection should be done via standardised assessment such as the neurological-oncological-mechanical systemic (NOMS) framework; and  The assessment should be carried out by a multidisciplinary team (MDT), which may be inclusive of, but not limited to, radiation oncologists, spine surgeons and interventional radiologists, among others.
Orthopaedics | Spine - Thoracolumbar (TL) and sacral surgery | TL and sacral fusion and fixation implant | TL pedicle screw - Shank, tulip | NuVasive Inc. | RELINE-O Screw, 5.5x35mm 2S Monoaxial | 13085535 | Standalone | DE0500730 | As per HSA registered indication(s) except for radiolucent implants which should be used as follows:  in patients with primary or metastatic spinal tumours who would benefit from post-operative high dose high precision beam therapy upon appropriate and stringent patient selection;  Patient selection should be done via standardised assessment such as the neurological-oncological-mechanical systemic (NOMS) framework; and  The assessment should be carried out by a multidisciplinary team (MDT), which may be inclusive of, but not limited to, radiation oncologists, spine surgeons and interventional radiologists, among others.
Orthopaedics | Spine - Thoracolumbar (TL) and sacral surgery | TL and sacral fusion and fixation implant | TL pedicle screw - Shank, tulip | NuVasive Inc. | RELINE-O Screw, 5.5x35mm 2S PLS | 13065535 | Standalone | DE0500730 | As per HSA registered indication(s) except for radiolucent implants which should be used as follows:  in patients with primary or metastatic spinal tumours who would benefit from post-operative high dose high precision beam therapy upon appropriate and stringent patient selection;  Patient selection should be done via standardised assessment such as the neurological-oncological-mechanical systemic (NOMS) framework; and  The assessment should be carried out by a multidisciplinary team (MDT), which may be inclusive of, but not limited to, radiation oncologists, spine surgeons and interventional radiologists, among others.
Orthopaedics | Spine - Thoracolumbar (TL) and sacral surgery | TL and sacral fusion and fixation implant | TL pedicle screw - Shank, tulip | NuVasive Inc. | RELINE-O Screw, 5.5x35mm 2S Polyaxial | 13015535 | Standalone | DE0500730 | As per HSA registered indication(s) except for radiolucent implants which should be used as follows:  in patients with primary or metastatic spinal tumours who would benefit from post-operative high dose high precision beam therapy upon appropriate and stringent patient selection;  Patient selection should be done via standardised assessment such as the neurological-oncological-mechanical systemic (NOMS) framework; and  The assessment should be carried out by a multidisciplinary team (MDT), which may be inclusive of, but not limited to, radiation oncologists, spine surgeons and interventional radiologists, among others.
Orthopaedics | Spine - Thoracolumbar (TL) and sacral surgery | TL and sacral fusion and fixation implant | TL pedicle screw - Shank, tulip | NuVasive Inc. | RELINE-O Screw, 5.5x35mm 2S Red Uni | 13055535 | Standalone | DE0500730 | As per HSA registered indication(s) except for radiolucent implants which should be used as follows:  in patients with primary or metastatic spinal tumours who would benefit from post-operative high dose high precision beam therapy upon appropriate and stringent patient selection;  Patient selection should be done via standardised assessment such as the neurological-oncological-mechanical systemic (NOMS) framework; and  The assessment should be carried out by a multidisciplinary team (MDT), which may be inclusive of, but not limited to, radiation oncologists, spine surgeons and interventional radiologists, among others.
Orthopaedics | Spine - Thoracolumbar (TL) and sacral surgery | TL and sacral fusion and fixation implant | TL pedicle screw - Shank, tulip | NuVasive Inc. | RELINE-O Screw, 5.5x35mm 2S Red Uni | 13055535A | Standalone | DE0500730 | As per HSA registered indication(s) except for radiolucent implants which should be used as follows:  in patients with primary or metastatic spinal tumours who would benefit from post-operative high dose high precision beam therapy upon appropriate and stringent patient selection;  Patient selection should be done via standardised assessment such as the neurological-oncological-mechanical systemic (NOMS) framework; and  The assessment should be carried out by a multidisciplinary team (MDT), which may be inclusive of, but not limited to, radiation oncologists, spine surgeons and interventional radiologists, among others.
Orthopaedics | Spine - Thoracolumbar (TL) and sacral surgery | TL and sacral fusion and fixation implant | TL pedicle screw - Shank, tulip | NuVasive Inc. | RELINE-O Screw, 5.5x35mm 2S Reduction | 13025535 | Standalone | DE0500730 | As per HSA registered indication(s) except for radiolucent implants which should be used as follows:  in patients with primary or metastatic spinal tumours who would benefit from post-operative high dose high precision beam therapy upon appropriate and stringent patient selection;  Patient selection should be done via standardised assessment such as the neurological-oncological-mechanical systemic (NOMS) framework; and  The assessment should be carried out by a multidisciplinary team (MDT), which may be inclusive of, but not limited to, radiation oncologists, spine surgeons and interventional radiologists, among others.
Orthopaedics | Spine - Thoracolumbar (TL) and sacral surgery | TL and sacral fusion and fixation implant | TL pedicle screw - Shank, tulip | NuVasive Inc. | RELINE-O Screw, 5.5x35mm 2S Uniplanar | 13045535 | Standalone | DE0500730 | As per HSA registered indication(s) except for radiolucent implants which should be used as follows:  in patients with primary or metastatic spinal tumours who would benefit from post-operative high dose high precision beam therapy upon appropriate and stringent patient selection;  Patient selection should be done via standardised assessment such as the neurological-oncological-mechanical systemic (NOMS) framework; and  The assessment should be carried out by a multidisciplinary team (MDT), which may be inclusive of, but not limited to, radiation oncologists, spine surgeons and interventional radiologists, among others.
Orthopaedics | Spine - Thoracolumbar (TL) and sacral surgery | TL and sacral fusion and fixation implant | TL pedicle screw - Shank, tulip | NuVasive Inc. | RELINE-O Screw, 5.5x35mm Dbl Fen Poly | 13215535 | Standalone | DE0500730 | As per HSA registered indication(s) except for radiolucent implants which should be used as follows:  in patients with primary or metastatic spinal tumours who would benefit from post-operative high dose high precision beam therapy upon appropriate and stringent patient selection;  Patient selection should be done via standardised assessment such as the neurological-oncological-mechanical systemic (NOMS) framework; and  The assessment should be carried out by a multidisciplinary team (MDT), which may be inclusive of, but not limited to, radiation oncologists, spine surgeons and interventional radiologists, among others.
Orthopaedics | Spine - Thoracolumbar (TL) and sacral surgery | TL and sacral fusion and fixation implant | TL pedicle screw - Shank, tulip | NuVasive Inc. | RELINE-O Screw, 5.5x35mm Traction Poly | 13115535 | Standalone | DE0500730 | As per HSA registered indication(s) except for radiolucent implants which should be used as follows:  in patients with primary or metastatic spinal tumours who would benefit from post-operative high dose high precision beam therapy upon appropriate and stringent patient selection;  Patient selection should be done via standardised assessment such as the neurological-oncological-mechanical systemic (NOMS) framework; and  The assessment should be carried out by a multidisciplinary team (MDT), which may be inclusive of, but not limited to, radiation oncologists, spine surgeons and interventional radiologists, among others.
Orthopaedics | Spine - Thoracolumbar (TL) and sacral surgery | TL and sacral fusion and fixation implant | TL pedicle screw - Shank, tulip | NuVasive Inc. | RELINE-O Screw, 5.5x40mm 2S Monoaxial | 13085540 | Standalone | DE0500730 | As per HSA registered indication(s) except for radiolucent implants which should be used as follows:  in patients with primary or metastatic spinal tumours who would benefit from post-operative high dose high precision beam therapy upon appropriate and stringent patient selection;  Patient selection should be done via standardised assessment such as the neurological-oncological-mechanical systemic (NOMS) framework; and  The assessment should be carried out by a multidisciplinary team (MDT), which may be inclusive of, but not limited to, radiation oncologists, spine surgeons and interventional radiologists, among others.
Orthopaedics | Spine - Thoracolumbar (TL) and sacral surgery | TL and sacral fusion and fixation implant | TL pedicle screw - Shank, tulip | NuVasive Inc. | RELINE-O Screw, 5.5x40mm 2S PLS | 13065540 | Standalone | DE0500730 | As per HSA registered indication(s) except for radiolucent implants which should be used as follows:  in patients with primary or metastatic spinal tumours who would benefit from post-operative high dose high precision beam therapy upon appropriate and stringent patient selection;  Patient selection should be done via standardised assessment such as the neurological-oncological-mechanical systemic (NOMS) framework; and  The assessment should be carried out by a multidisciplinary team (MDT), which may be inclusive of, but not limited to, radiation oncologists, spine surgeons and interventional radiologists, among others.
Orthopaedics | Spine - Thoracolumbar (TL) and sacral surgery | TL and sacral fusion and fixation implant | TL pedicle screw - Shank, tulip | NuVasive Inc. | RELINE-O Screw, 5.5x40mm 2S Polyaxial | 13015540 | Standalone | DE0500730 | As per HSA registered indication(s) except for radiolucent implants which should be used as follows:  in patients with primary or metastatic spinal tumours who would benefit from post-operative high dose high precision beam therapy upon appropriate and stringent patient selection;  Patient selection should be done via standardised assessment such as the neurological-oncological-mechanical systemic (NOMS) framework; and  The assessment should be carried out by a multidisciplinary team (MDT), which may be inclusive of, but not limited to, radiation oncologists, spine surgeons and interventional radiologists, among others.
Orthopaedics | Spine - Thoracolumbar (TL) and sacral surgery | TL and sacral fusion and fixation implant | TL pedicle screw - Shank, tulip | NuVasive Inc. | RELINE-O Screw, 5.5x40mm 2S Red Uni | 13055540 | Standalone | DE0500730 | As per HSA registered indication(s) except for radiolucent implants which should be used as follows:  in patients with primary or metastatic spinal tumours who would benefit from post-operative high dose high precision beam therapy upon appropriate and stringent patient selection;  Patient selection should be done via standardised assessment such as the neurological-oncological-mechanical systemic (NOMS) framework; and  The assessment should be carried out by a multidisciplinary team (MDT), which may be inclusive of, but not limited to, radiation oncologists, spine surgeons and interventional radiologists, among others.
Orthopaedics | Spine - Thoracolumbar (TL) and sacral surgery | TL and sacral fusion and fixation implant | TL pedicle screw - Shank, tulip | NuVasive Inc. | RELINE-O Screw, 5.5x40mm 2S Red Uni | 13055540A | Standalone | DE0500730 | As per HSA registered indication(s) except for radiolucent implants which should be used as follows:  in patients with primary or metastatic spinal tumours who would benefit from post-operative high dose high precision beam therapy upon appropriate and stringent patient selection;  Patient selection should be done via standardised assessment such as the neurological-oncological-mechanical systemic (NOMS) framework; and  The assessment should be carried out by a multidisciplinary team (MDT), which may be inclusive of, but not limited to, radiation oncologists, spine surgeons and interventional radiologists, among others.
Orthopaedics | Spine - Thoracolumbar (TL) and sacral surgery | TL and sacral fusion and fixation implant | TL pedicle screw - Shank, tulip | NuVasive Inc. | RELINE-O Screw, 5.5x40mm 2S Reduction | 13025540 | Standalone | DE0500730 | As per HSA registered indication(s) except for radiolucent implants which should be used as follows:  in patients with primary or metastatic spinal tumours who would benefit from post-operative high dose high precision beam therapy upon appropriate and stringent patient selection;  Patient selection should be done via standardised assessment such as the neurological-oncological-mechanical systemic (NOMS) framework; and  The assessment should be carried out by a multidisciplinary team (MDT), which may be inclusive of, but not limited to, radiation oncologists, spine surgeons and interventional radiologists, among others.
Orthopaedics | Spine - Thoracolumbar (TL) and sacral surgery | TL and sacral fusion and fixation implant | TL pedicle screw - Shank, tulip | NuVasive Inc. | RELINE-O Screw, 5.5x40mm 2S Uniplanar | 13045540 | Standalone | DE0500730 | As per HSA registered indication(s) except for radiolucent implants which should be used as follows:  in patients with primary or metastatic spinal tumours who would benefit from post-operative high dose high precision beam therapy upon appropriate and stringent patient selection;  Patient selection should be done via standardised assessment such as the neurological-oncological-mechanical systemic (NOMS) framework; and  The assessment should be carried out by a multidisciplinary team (MDT), which may be inclusive of, but not limited to, radiation oncologists, spine surgeons and interventional radiologists, among others.
Orthopaedics | Spine - Thoracolumbar (TL) and sacral surgery | TL and sacral fusion and fixation implant | TL pedicle screw - Shank, tulip | NuVasive Inc. | RELINE-O Screw, 5.5x40mm Dbl Fen Poly | 13215540 | Standalone | DE0500730 | As per HSA registered indication(s) except for radiolucent implants which should be used as follows:  in patients with primary or metastatic spinal tumours who would benefit from post-operative high dose high precision beam therapy upon appropriate and stringent patient selection;  Patient selection should be done via standardised assessment such as the neurological-oncological-mechanical systemic (NOMS) framework; and  The assessment should be carried out by a multidisciplinary team (MDT), which may be inclusive of, but not limited to, radiation oncologists, spine surgeons and interventional radiologists, among others.
Orthopaedics | Spine - Thoracolumbar (TL) and sacral surgery | TL and sacral fusion and fixation implant | TL pedicle screw - Shank, tulip | NuVasive Inc. | RELINE-O Screw, 5.5x40mm Traction Poly | 13115540 | Standalone | DE0500730 | As per HSA registered indication(s) except for radiolucent implants which should be used as follows:  in patients with primary or metastatic spinal tumours who would benefit from post-operative high dose high precision beam therapy upon appropriate and stringent patient selection;  Patient selection should be done via standardised assessment such as the neurological-oncological-mechanical systemic (NOMS) framework; and  The assessment should be carried out by a multidisciplinary team (MDT), which may be inclusive of, but not limited to, radiation oncologists, spine surgeons and interventional radiologists, among others.
Orthopaedics | Spine - Thoracolumbar (TL) and sacral surgery | TL and sacral fusion and fixation implant | TL pedicle screw - Shank, tulip | NuVasive Inc. | RELINE-O Screw, 5.5x45mm 2S Monoaxial | 13085545 | Standalone | DE0500730 | As per HSA registered indication(s) except for radiolucent implants which should be used as follows:  in patients with primary or metastatic spinal tumours who would benefit from post-operative high dose high precision beam therapy upon appropriate and stringent patient selection;  Patient selection should be done via standardised assessment such as the neurological-oncological-mechanical systemic (NOMS) framework; and  The assessment should be carried out by a multidisciplinary team (MDT), which may be inclusive of, but not limited to, radiation oncologists, spine surgeons and interventional radiologists, among others.
Orthopaedics | Spine - Thoracolumbar (TL) and sacral surgery | TL and sacral fusion and fixation implant | TL pedicle screw - Shank, tulip | NuVasive Inc. | RELINE-O Screw, 5.5x45mm 2S PLS | 13065545 | Standalone | DE0500730 | As per HSA registered indication(s) except for radiolucent implants which should be used as follows:  in patients with primary or metastatic spinal tumours who would benefit from post-operative high dose high precision beam therapy upon appropriate and stringent patient selection;  Patient selection should be done via standardised assessment such as the neurological-oncological-mechanical systemic (NOMS) framework; and  The assessment should be carried out by a multidisciplinary team (MDT), which may be inclusive of, but not limited to, radiation oncologists, spine surgeons and interventional radiologists, among others.
Orthopaedics | Spine - Thoracolumbar (TL) and sacral surgery | TL and sacral fusion and fixation implant | TL pedicle screw - Shank, tulip | NuVasive Inc. | RELINE-O Screw, 5.5x45mm 2S Polyaxial | 13015545 | Standalone | DE0500730 | As per HSA registered indication(s) except for radiolucent implants which should be used as follows:  in patients with primary or metastatic spinal tumours who would benefit from post-operative high dose high precision beam therapy upon appropriate and stringent patient selection;  Patient selection should be done via standardised assessment such as the neurological-oncological-mechanical systemic (NOMS) framework; and  The assessment should be carried out by a multidisciplinary team (MDT), which may be inclusive of, but not limited to, radiation oncologists, spine surgeons and interventional radiologists, among others.
Orthopaedics | Spine - Thoracolumbar (TL) and sacral surgery | TL and sacral fusion and fixation implant | TL pedicle screw - Shank, tulip | NuVasive Inc. | RELINE-O Screw, 5.5x45mm 2S Red Uni | 13055545 | Standalone | DE0500730 | As per HSA registered indication(s) except for radiolucent implants which should be used as follows:  in patients with primary or metastatic spinal tumours who would benefit from post-operative high dose high precision beam therapy upon appropriate and stringent patient selection;  Patient selection should be done via standardised assessment such as the neurological-oncological-mechanical systemic (NOMS) framework; and  The assessment should be carried out by a multidisciplinary team (MDT), which may be inclusive of, but not limited to, radiation oncologists, spine surgeons and interventional radiologists, among others.
Orthopaedics | Spine - Thoracolumbar (TL) and sacral surgery | TL and sacral fusion and fixation implant | TL pedicle screw - Shank, tulip | NuVasive Inc. | RELINE-O Screw, 5.5x45mm 2S Red Uni | 13055545A | Standalone | DE0500730 | As per HSA registered indication(s) except for radiolucent implants which should be used as follows:  in patients with primary or metastatic spinal tumours who would benefit from post-operative high dose high precision beam therapy upon appropriate and stringent patient selection;  Patient selection should be done via standardised assessment such as the neurological-oncological-mechanical systemic (NOMS) framework; and  The assessment should be carried out by a multidisciplinary team (MDT), which may be inclusive of, but not limited to, radiation oncologists, spine surgeons and interventional radiologists, among others.
Orthopaedics | Spine - Thoracolumbar (TL) and sacral surgery | TL and sacral fusion and fixation implant | TL pedicle screw - Shank, tulip | NuVasive Inc. | RELINE-O Screw, 5.5x45mm 2S Reduction | 13025545 | Standalone | DE0500730 | As per HSA registered indication(s) except for radiolucent implants which should be used as follows:  in patients with primary or metastatic spinal tumours who would benefit from post-operative high dose high precision beam therapy upon appropriate and stringent patient selection;  Patient selection should be done via standardised assessment such as the neurological-oncological-mechanical systemic (NOMS) framework; and  The assessment should be carried out by a multidisciplinary team (MDT), which may be inclusive of, but not limited to, radiation oncologists, spine surgeons and interventional radiologists, among others.
Orthopaedics | Spine - Thoracolumbar (TL) and sacral surgery | TL and sacral fusion and fixation implant | TL pedicle screw - Shank, tulip | NuVasive Inc. | RELINE-O Screw, 5.5x45mm 2S Uniplanar | 13045545 | Standalone | DE0500730 | As per HSA registered indication(s) except for radiolucent implants which should be used as follows:  in patients with primary or metastatic spinal tumours who would benefit from post-operative high dose high precision beam therapy upon appropriate and stringent patient selection;  Patient selection should be done via standardised assessment such as the neurological-oncological-mechanical systemic (NOMS) framework; and  The assessment should be carried out by a multidisciplinary team (MDT), which may be inclusive of, but not limited to, radiation oncologists, spine surgeons and interventional radiologists, among others.
Orthopaedics | Spine - Thoracolumbar (TL) and sacral surgery | TL and sacral fusion and fixation implant | TL pedicle screw - Shank, tulip | NuVasive Inc. | RELINE-O Screw, 5.5x45mm Dbl Fen Poly | 13215545 | Standalone | DE0500730 | As per HSA registered indication(s) except for radiolucent implants which should be used as follows:  in patients with primary or metastatic spinal tumours who would benefit from post-operative high dose high precision beam therapy upon appropriate and stringent patient selection;  Patient selection should be done via standardised assessment such as the neurological-oncological-mechanical systemic (NOMS) framework; and  The assessment should be carried out by a multidisciplinary team (MDT), which may be inclusive of, but not limited to, radiation oncologists, spine surgeons and interventional radiologists, among others.
Orthopaedics | Spine - Thoracolumbar (TL) and sacral surgery | TL and sacral fusion and fixation implant | TL pedicle screw - Shank, tulip | NuVasive Inc. | RELINE-O Screw, 5.5x45mm Traction Poly | 13115545 | Standalone | DE0500730 | As per HSA registered indication(s) except for radiolucent implants which should be used as follows:  in patients with primary or metastatic spinal tumours who would benefit from post-operative high dose high precision beam therapy upon appropriate and stringent patient selection;  Patient selection should be done via standardised assessment such as the neurological-oncological-mechanical systemic (NOMS) framework; and  The assessment should be carried out by a multidisciplinary team (MDT), which may be inclusive of, but not limited to, radiation oncologists, spine surgeons and interventional radiologists, among others.
Orthopaedics | Spine - Thoracolumbar (TL) and sacral surgery | TL and sacral fusion and fixation implant | TL pedicle screw - Shank, tulip | NuVasive Inc. | RELINE-O Screw, 5.5x50mm 2S Monoaxial | 13085550 | Standalone | DE0500730 | As per HSA registered indication(s) except for radiolucent implants which should be used as follows:  in patients with primary or metastatic spinal tumours who would benefit from post-operative high dose high precision beam therapy upon appropriate and stringent patient selection;  Patient selection should be done via standardised assessment such as the neurological-oncological-mechanical systemic (NOMS) framework; and  The assessment should be carried out by a multidisciplinary team (MDT), which may be inclusive of, but not limited to, radiation oncologists, spine surgeons and interventional radiologists, among others.
Orthopaedics | Spine - Thoracolumbar (TL) and sacral surgery | TL and sacral fusion and fixation implant | TL pedicle screw - Shank, tulip | NuVasive Inc. | RELINE-O Screw, 5.5x50mm 2S PLS | 13065550 | Standalone | DE0500730 | As per HSA registered indication(s) except for radiolucent implants which should be used as follows:  in patients with primary or metastatic spinal tumours who would benefit from post-operative high dose high precision beam therapy upon appropriate and stringent patient selection;  Patient selection should be done via standardised assessment such as the neurological-oncological-mechanical systemic (NOMS) framework; and  The assessment should be carried out by a multidisciplinary team (MDT), which may be inclusive of, but not limited to, radiation oncologists, spine surgeons and interventional radiologists, among others.
Orthopaedics | Spine - Thoracolumbar (TL) and sacral surgery | TL and sacral fusion and fixation implant | TL pedicle screw - Shank, tulip | NuVasive Inc. | RELINE-O Screw, 5.5x50mm 2S Polyaxial | 13015550 | Standalone | DE0500730 | As per HSA registered indication(s) except for radiolucent implants which should be used as follows:  in patients with primary or metastatic spinal tumours who would benefit from post-operative high dose high precision beam therapy upon appropriate and stringent patient selection;  Patient selection should be done via standardised assessment such as the neurological-oncological-mechanical systemic (NOMS) framework; and  The assessment should be carried out by a multidisciplinary team (MDT), which may be inclusive of, but not limited to, radiation oncologists, spine surgeons and interventional radiologists, among others.
Orthopaedics | Spine - Thoracolumbar (TL) and sacral surgery | TL and sacral fusion and fixation implant | TL pedicle screw - Shank, tulip | NuVasive Inc. | RELINE-O Screw, 5.5x50mm 2S Red Uni | 13055550 | Standalone | DE0500730 | As per HSA registered indication(s) except for radiolucent implants which should be used as follows:  in patients with primary or metastatic spinal tumours who would benefit from post-operative high dose high precision beam therapy upon appropriate and stringent patient selection;  Patient selection should be done via standardised assessment such as the neurological-oncological-mechanical systemic (NOMS) framework; and  The assessment should be carried out by a multidisciplinary team (MDT), which may be inclusive of, but not limited to, radiation oncologists, spine surgeons and interventional radiologists, among others.
Orthopaedics | Spine - Thoracolumbar (TL) and sacral surgery | TL and sacral fusion and fixation implant | TL pedicle screw - Shank, tulip | NuVasive Inc. | RELINE-O Screw, 5.5x50mm 2S Red Uni | 13055550A | Standalone | DE0500730 | As per HSA registered indication(s) except for radiolucent implants which should be used as follows:  in patients with primary or metastatic spinal tumours who would benefit from post-operative high dose high precision beam therapy upon appropriate and stringent patient selection;  Patient selection should be done via standardised assessment such as the neurological-oncological-mechanical systemic (NOMS) framework; and  The assessment should be carried out by a multidisciplinary team (MDT), which may be inclusive of, but not limited to, radiation oncologists, spine surgeons and interventional radiologists, among others.
Orthopaedics | Spine - Thoracolumbar (TL) and sacral surgery | TL and sacral fusion and fixation implant | TL pedicle screw - Shank, tulip | NuVasive Inc. | RELINE-O Screw, 5.5x50mm 2S Reduction | 13025550 | Standalone | DE0500730 | As per HSA registered indication(s) except for radiolucent implants which should be used as follows:  in patients with primary or metastatic spinal tumours who would benefit from post-operative high dose high precision beam therapy upon appropriate and stringent patient selection;  Patient selection should be done via standardised assessment such as the neurological-oncological-mechanical systemic (NOMS) framework; and  The assessment should be carried out by a multidisciplinary team (MDT), which may be inclusive of, but not limited to, radiation oncologists, spine surgeons and interventional radiologists, among others.
Orthopaedics | Spine - Thoracolumbar (TL) and sacral surgery | TL and sacral fusion and fixation implant | TL pedicle screw - Shank, tulip | NuVasive Inc. | RELINE-O Screw, 5.5x50mm 2S Uniplanar | 13045550 | Standalone | DE0500730 | As per HSA registered indication(s) except for radiolucent implants which should be used as follows:  in patients with primary or metastatic spinal tumours who would benefit from post-operative high dose high precision beam therapy upon appropriate and stringent patient selection;  Patient selection should be done via standardised assessment such as the neurological-oncological-mechanical systemic (NOMS) framework; and  The assessment should be carried out by a multidisciplinary team (MDT), which may be inclusive of, but not limited to, radiation oncologists, spine surgeons and interventional radiologists, among others.
Orthopaedics | Spine - Thoracolumbar (TL) and sacral surgery | TL and sacral fusion and fixation implant | TL pedicle screw - Shank, tulip | NuVasive Inc. | RELINE-O Screw, 5.5x50mm Dbl Fen Poly | 13215550 | Standalone | DE0500730 | As per HSA registered indication(s) except for radiolucent implants which should be used as follows:  in patients with primary or metastatic spinal tumours who would benefit from post-operative high dose high precision beam therapy upon appropriate and stringent patient selection;  Patient selection should be done via standardised assessment such as the neurological-oncological-mechanical systemic (NOMS) framework; and  The assessment should be carried out by a multidisciplinary team (MDT), which may be inclusive of, but not limited to, radiation oncologists, spine surgeons and interventional radiologists, among others.
Orthopaedics | Spine - Thoracolumbar (TL) and sacral surgery | TL and sacral fusion and fixation implant | TL pedicle screw - Shank, tulip | NuVasive Inc. | RELINE-O Screw, 5.5x50mm Traction Poly | 13115550 | Standalone | DE0500730 | As per HSA registered indication(s) except for radiolucent implants which should be used as follows:  in patients with primary or metastatic spinal tumours who would benefit from post-operative high dose high precision beam therapy upon appropriate and stringent patient selection;  Patient selection should be done via standardised assessment such as the neurological-oncological-mechanical systemic (NOMS) framework; and  The assessment should be carried out by a multidisciplinary team (MDT), which may be inclusive of, but not limited to, radiation oncologists, spine surgeons and interventional radiologists, among others.
Orthopaedics | Spine - Thoracolumbar (TL) and sacral surgery | TL and sacral fusion and fixation implant | TL pedicle screw - Shank, tulip | NuVasive Inc. | RELINE-O Screw, 5.5x55mm 2S Monoaxial | 13085555 | Standalone | DE0500730 | As per HSA registered indication(s) except for radiolucent implants which should be used as follows:  in patients with primary or metastatic spinal tumours who would benefit from post-operative high dose high precision beam therapy upon appropriate and stringent patient selection;  Patient selection should be done via standardised assessment such as the neurological-oncological-mechanical systemic (NOMS) framework; and  The assessment should be carried out by a multidisciplinary team (MDT), which may be inclusive of, but not limited to, radiation oncologists, spine surgeons and interventional radiologists, among others.
Orthopaedics | Spine - Thoracolumbar (TL) and sacral surgery | TL and sacral fusion and fixation implant | TL pedicle screw - Shank, tulip | NuVasive Inc. | RELINE-O Screw, 5.5x55mm 2S Polyaxial | 13015555 | Standalone | DE0500730 | As per HSA registered indication(s) except for radiolucent implants which should be used as follows:  in patients with primary or metastatic spinal tumours who would benefit from post-operative high dose high precision beam therapy upon appropriate and stringent patient selection;  Patient selection should be done via standardised assessment such as the neurological-oncological-mechanical systemic (NOMS) framework; and  The assessment should be carried out by a multidisciplinary team (MDT), which may be inclusive of, but not limited to, radiation oncologists, spine surgeons and interventional radiologists, among others.
Orthopaedics | Spine - Thoracolumbar (TL) and sacral surgery | TL and sacral fusion and fixation implant | TL pedicle screw - Shank, tulip | NuVasive Inc. | RELINE-O Screw, 5.5x55mm 2S Red Uni | 13055555 | Standalone | DE0500730 | As per HSA registered indication(s) except for radiolucent implants which should be used as follows:  in patients with primary or metastatic spinal tumours who would benefit from post-operative high dose high precision beam therapy upon appropriate and stringent patient selection;  Patient selection should be done via standardised assessment such as the neurological-oncological-mechanical systemic (NOMS) framework; and  The assessment should be carried out by a multidisciplinary team (MDT), which may be inclusive of, but not limited to, radiation oncologists, spine surgeons and interventional radiologists, among others.
Orthopaedics | Spine - Thoracolumbar (TL) and sacral surgery | TL and sacral fusion and fixation implant | TL pedicle screw - Shank, tulip | NuVasive Inc. | RELINE-O Screw, 5.5x55mm 2S Red Uni | 13055555A | Standalone | DE0500730 | As per HSA registered indication(s) except for radiolucent implants which should be used as follows:  in patients with primary or metastatic spinal tumours who would benefit from post-operative high dose high precision beam therapy upon appropriate and stringent patient selection;  Patient selection should be done via standardised assessment such as the neurological-oncological-mechanical systemic (NOMS) framework; and  The assessment should be carried out by a multidisciplinary team (MDT), which may be inclusive of, but not limited to, radiation oncologists, spine surgeons and interventional radiologists, among others.
Orthopaedics | Spine - Thoracolumbar (TL) and sacral surgery | TL and sacral fusion and fixation implant | TL pedicle screw - Shank, tulip | NuVasive Inc. | RELINE-O Screw, 5.5x55mm 2S Reduction | 13025555 | Standalone | DE0500730 | As per HSA registered indication(s) except for radiolucent implants which should be used as follows:  in patients with primary or metastatic spinal tumours who would benefit from post-operative high dose high precision beam therapy upon appropriate and stringent patient selection;  Patient selection should be done via standardised assessment such as the neurological-oncological-mechanical systemic (NOMS) framework; and  The assessment should be carried out by a multidisciplinary team (MDT), which may be inclusive of, but not limited to, radiation oncologists, spine surgeons and interventional radiologists, among others.
Orthopaedics | Spine - Thoracolumbar (TL) and sacral surgery | TL and sacral fusion and fixation implant | TL pedicle screw - Shank, tulip | NuVasive Inc. | RELINE-O Screw, 5.5x55mm 2S Uniplanar | 13045555 | Standalone | DE0500730 | As per HSA registered indication(s) except for radiolucent implants which should be used as follows:  in patients with primary or metastatic spinal tumours who would benefit from post-operative high dose high precision beam therapy upon appropriate and stringent patient selection;  Patient selection should be done via standardised assessment such as the neurological-oncological-mechanical systemic (NOMS) framework; and  The assessment should be carried out by a multidisciplinary team (MDT), which may be inclusive of, but not limited to, radiation oncologists, spine surgeons and interventional radiologists, among others.
Orthopaedics | Spine - Thoracolumbar (TL) and sacral surgery | TL and sacral fusion and fixation implant | TL pedicle screw - Shank, tulip | NuVasive Inc. | RELINE-O Screw, 5.5x55mm Dbl Fen Poly | 13215555 | Standalone | DE0500730 | As per HSA registered indication(s) except for radiolucent implants which should be used as follows:  in patients with primary or metastatic spinal tumours who would benefit from post-operative high dose high precision beam therapy upon appropriate and stringent patient selection;  Patient selection should be done via standardised assessment such as the neurological-oncological-mechanical systemic (NOMS) framework; and  The assessment should be carried out by a multidisciplinary team (MDT), which may be inclusive of, but not limited to, radiation oncologists, spine surgeons and interventional radiologists, among others.
Orthopaedics | Spine - Thoracolumbar (TL) and sacral surgery | TL and sacral fusion and fixation implant | TL pedicle screw - Shank, tulip | NuVasive Inc. | RELINE-O Screw, 5.5x55mm Traction Poly | 13115555 | Standalone | DE0500730 | As per HSA registered indication(s) except for radiolucent implants which should be used as follows:  in patients with primary or metastatic spinal tumours who would benefit from post-operative high dose high precision beam therapy upon appropriate and stringent patient selection;  Patient selection should be done via standardised assessment such as the neurological-oncological-mechanical systemic (NOMS) framework; and  The assessment should be carried out by a multidisciplinary team (MDT), which may be inclusive of, but not limited to, radiation oncologists, spine surgeons and interventional radiologists, among others.
Orthopaedics | Spine - Thoracolumbar (TL) and sacral surgery | TL and sacral fusion and fixation implant | TL pedicle screw - Shank, tulip | NuVasive Inc. | RELINE-O Screw, 5.5x60mm 2S Monoaxial | 13085560 | Standalone | DE0500730 | As per HSA registered indication(s) except for radiolucent implants which should be used as follows:  in patients with primary or metastatic spinal tumours who would benefit from post-operative high dose high precision beam therapy upon appropriate and stringent patient selection;  Patient selection should be done via standardised assessment such as the neurological-oncological-mechanical systemic (NOMS) framework; and  The assessment should be carried out by a multidisciplinary team (MDT), which may be inclusive of, but not limited to, radiation oncologists, spine surgeons and interventional radiologists, among others.
Orthopaedics | Spine - Thoracolumbar (TL) and sacral surgery | TL and sacral fusion and fixation implant | TL pedicle screw - Shank, tulip | NuVasive Inc. | RELINE-O Screw, 5.5x60mm 2S Poly Iliac | 13015560 | Standalone | DE0500730 | As per HSA registered indication(s) except for radiolucent implants which should be used as follows:  in patients with primary or metastatic spinal tumours who would benefit from post-operative high dose high precision beam therapy upon appropriate and stringent patient selection;  Patient selection should be done via standardised assessment such as the neurological-oncological-mechanical systemic (NOMS) framework; and  The assessment should be carried out by a multidisciplinary team (MDT), which may be inclusive of, but not limited to, radiation oncologists, spine surgeons and interventional radiologists, among others.
Orthopaedics | Spine - Thoracolumbar (TL) and sacral surgery | TL and sacral fusion and fixation implant | TL pedicle screw - Shank, tulip | NuVasive Inc. | RELINE-O Screw, 5.5x60mm 2S Red Uni | 13055560A | Standalone | DE0500730 | As per HSA registered indication(s) except for radiolucent implants which should be used as follows:  in patients with primary or metastatic spinal tumours who would benefit from post-operative high dose high precision beam therapy upon appropriate and stringent patient selection;  Patient selection should be done via standardised assessment such as the neurological-oncological-mechanical systemic (NOMS) framework; and  The assessment should be carried out by a multidisciplinary team (MDT), which may be inclusive of, but not limited to, radiation oncologists, spine surgeons and interventional radiologists, among others.
Orthopaedics | Spine - Thoracolumbar (TL) and sacral surgery | TL and sacral fusion and fixation implant | TL pedicle screw - Shank, tulip | NuVasive Inc. | RELINE-O Screw, 5.5x60mm Traction Poly | 13115560 | Standalone | DE0500730 | As per HSA registered indication(s) except for radiolucent implants which should be used as follows:  in patients with primary or metastatic spinal tumours who would benefit from post-operative high dose high precision beam therapy upon appropriate and stringent patient selection;  Patient selection should be done via standardised assessment such as the neurological-oncological-mechanical systemic (NOMS) framework; and  The assessment should be carried out by a multidisciplinary team (MDT), which may be inclusive of, but not limited to, radiation oncologists, spine surgeons and interventional radiologists, among others.
Orthopaedics | Spine - Thoracolumbar (TL) and sacral surgery | TL and sacral fusion and fixation implant | TL pedicle screw - Shank, tulip | NuVasive Inc. | RELINE-O Screw, 5.5x65mm 2S Poly Iliac | 13015565 | Standalone | DE0500730 | As per HSA registered indication(s) except for radiolucent implants which should be used as follows:  in patients with primary or metastatic spinal tumours who would benefit from post-operative high dose high precision beam therapy upon appropriate and stringent patient selection;  Patient selection should be done via standardised assessment such as the neurological-oncological-mechanical systemic (NOMS) framework; and  The assessment should be carried out by a multidisciplinary team (MDT), which may be inclusive of, but not limited to, radiation oncologists, spine surgeons and interventional radiologists, among others.
Orthopaedics | Spine - Thoracolumbar (TL) and sacral surgery | TL and sacral fusion and fixation implant | TL pedicle screw - Shank, tulip | NuVasive Inc. | RELINE-O Screw, 6.0x25mm 2S Red Uni | 13056025A | Standalone | DE0500730 | As per HSA registered indication(s) except for radiolucent implants which should be used as follows:  in patients with primary or metastatic spinal tumours who would benefit from post-operative high dose high precision beam therapy upon appropriate and stringent patient selection;  Patient selection should be done via standardised assessment such as the neurological-oncological-mechanical systemic (NOMS) framework; and  The assessment should be carried out by a multidisciplinary team (MDT), which may be inclusive of, but not limited to, radiation oncologists, spine surgeons and interventional radiologists, among others.
Orthopaedics | Spine - Thoracolumbar (TL) and sacral surgery | TL and sacral fusion and fixation implant | TL pedicle screw - Shank, tulip | NuVasive Inc. | RELINE-O Screw, 6.0x25mm 2S Uniplanar | 13046025 | Standalone | DE0500730 | As per HSA registered indication(s) except for radiolucent implants which should be used as follows:  in patients with primary or metastatic spinal tumours who would benefit from post-operative high dose high precision beam therapy upon appropriate and stringent patient selection;  Patient selection should be done via standardised assessment such as the neurological-oncological-mechanical systemic (NOMS) framework; and  The assessment should be carried out by a multidisciplinary team (MDT), which may be inclusive of, but not limited to, radiation oncologists, spine surgeons and interventional radiologists, among others.
Orthopaedics | Spine - Thoracolumbar (TL) and sacral surgery | TL and sacral fusion and fixation implant | TL pedicle screw - Shank, tulip | NuVasive Inc. | RELINE-O Screw, 6.0x30mm 2S Polyaxial | 13016030 | Standalone | DE0500730 | As per HSA registered indication(s) except for radiolucent implants which should be used as follows:  in patients with primary or metastatic spinal tumours who would benefit from post-operative high dose high precision beam therapy upon appropriate and stringent patient selection;  Patient selection should be done via standardised assessment such as the neurological-oncological-mechanical systemic (NOMS) framework; and  The assessment should be carried out by a multidisciplinary team (MDT), which may be inclusive of, but not limited to, radiation oncologists, spine surgeons and interventional radiologists, among others.
Orthopaedics | Spine - Thoracolumbar (TL) and sacral surgery | TL and sacral fusion and fixation implant | TL pedicle screw - Shank, tulip | NuVasive Inc. | RELINE-O Screw, 6.0x30mm 2S Red Uni | 13056030A | Standalone | DE0500730 | As per HSA registered indication(s) except for radiolucent implants which should be used as follows:  in patients with primary or metastatic spinal tumours who would benefit from post-operative high dose high precision beam therapy upon appropriate and stringent patient selection;  Patient selection should be done via standardised assessment such as the neurological-oncological-mechanical systemic (NOMS) framework; and  The assessment should be carried out by a multidisciplinary team (MDT), which may be inclusive of, but not limited to, radiation oncologists, spine surgeons and interventional radiologists, among others.
Orthopaedics | Spine - Thoracolumbar (TL) and sacral surgery | TL and sacral fusion and fixation implant | TL pedicle screw - Shank, tulip | NuVasive Inc. | RELINE-O Screw, 6.0x30mm 2S Uniplanar | 13046030 | Standalone | DE0500730 | As per HSA registered indication(s) except for radiolucent implants which should be used as follows:  in patients with primary or metastatic spinal tumours who would benefit from post-operative high dose high precision beam therapy upon appropriate and stringent patient selection;  Patient selection should be done via standardised assessment such as the neurological-oncological-mechanical systemic (NOMS) framework; and  The assessment should be carried out by a multidisciplinary team (MDT), which may be inclusive of, but not limited to, radiation oncologists, spine surgeons and interventional radiologists, among others.
Orthopaedics | Spine - Thoracolumbar (TL) and sacral surgery | TL and sacral fusion and fixation implant | TL pedicle screw - Shank, tulip | NuVasive Inc. | RELINE-O Screw, 6.0x35mm 2S Polyaxial | 13016035 | Standalone | DE0500730 | As per HSA registered indication(s) except for radiolucent implants which should be used as follows:  in patients with primary or metastatic spinal tumours who would benefit from post-operative high dose high precision beam therapy upon appropriate and stringent patient selection;  Patient selection should be done via standardised assessment such as the neurological-oncological-mechanical systemic (NOMS) framework; and  The assessment should be carried out by a multidisciplinary team (MDT), which may be inclusive of, but not limited to, radiation oncologists, spine surgeons and interventional radiologists, among others.
Orthopaedics | Spine - Thoracolumbar (TL) and sacral surgery | TL and sacral fusion and fixation implant | TL pedicle screw - Shank, tulip | NuVasive Inc. | RELINE-O Screw, 6.0x35mm 2S Red Uni | 13056035A | Standalone | DE0500730 | As per HSA registered indication(s) except for radiolucent implants which should be used as follows:  in patients with primary or metastatic spinal tumours who would benefit from post-operative high dose high precision beam therapy upon appropriate and stringent patient selection;  Patient selection should be done via standardised assessment such as the neurological-oncological-mechanical systemic (NOMS) framework; and  The assessment should be carried out by a multidisciplinary team (MDT), which may be inclusive of, but not limited to, radiation oncologists, spine surgeons and interventional radiologists, among others.
Orthopaedics | Spine - Thoracolumbar (TL) and sacral surgery | TL and sacral fusion and fixation implant | TL pedicle screw - Shank, tulip | NuVasive Inc. | RELINE-O Screw, 6.0x35mm 2S Uniplanar | 13046035 | Standalone | DE0500730 | As per HSA registered indication(s) except for radiolucent implants which should be used as follows:  in patients with primary or metastatic spinal tumours who would benefit from post-operative high dose high precision beam therapy upon appropriate and stringent patient selection;  Patient selection should be done via standardised assessment such as the neurological-oncological-mechanical systemic (NOMS) framework; and  The assessment should be carried out by a multidisciplinary team (MDT), which may be inclusive of, but not limited to, radiation oncologists, spine surgeons and interventional radiologists, among others.
Orthopaedics | Spine - Thoracolumbar (TL) and sacral surgery | TL and sacral fusion and fixation implant | TL pedicle screw - Shank, tulip | NuVasive Inc. | RELINE-O Screw, 6.0x40mm 2S Polyaxial | 13016040 | Standalone | DE0500730 | As per HSA registered indication(s) except for radiolucent implants which should be used as follows:  in patients with primary or metastatic spinal tumours who would benefit from post-operative high dose high precision beam therapy upon appropriate and stringent patient selection;  Patient selection should be done via standardised assessment such as the neurological-oncological-mechanical systemic (NOMS) framework; and  The assessment should be carried out by a multidisciplinary team (MDT), which may be inclusive of, but not limited to, radiation oncologists, spine surgeons and interventional radiologists, among others.
Orthopaedics | Spine - Thoracolumbar (TL) and sacral surgery | TL and sacral fusion and fixation implant | TL pedicle screw - Shank, tulip | NuVasive Inc. | RELINE-O Screw, 6.0x40mm 2S Red Uni | 13056040A | Standalone | DE0500730 | As per HSA registered indication(s) except for radiolucent implants which should be used as follows:  in patients with primary or metastatic spinal tumours who would benefit from post-operative high dose high precision beam therapy upon appropriate and stringent patient selection;  Patient selection should be done via standardised assessment such as the neurological-oncological-mechanical systemic (NOMS) framework; and  The assessment should be carried out by a multidisciplinary team (MDT), which may be inclusive of, but not limited to, radiation oncologists, spine surgeons and interventional radiologists, among others.
Orthopaedics | Spine - Thoracolumbar (TL) and sacral surgery | TL and sacral fusion and fixation implant | TL pedicle screw - Shank, tulip | NuVasive Inc. | RELINE-O Screw, 6.0x40mm 2S Uniplanar | 13046040 | Standalone | DE0500730 | As per HSA registered indication(s) except for radiolucent implants which should be used as follows:  in patients with primary or metastatic spinal tumours who would benefit from post-operative high dose high precision beam therapy upon appropriate and stringent patient selection;  Patient selection should be done via standardised assessment such as the neurological-oncological-mechanical systemic (NOMS) framework; and  The assessment should be carried out by a multidisciplinary team (MDT), which may be inclusive of, but not limited to, radiation oncologists, spine surgeons and interventional radiologists, among others.
Orthopaedics | Spine - Thoracolumbar (TL) and sacral surgery | TL and sacral fusion and fixation implant | TL pedicle screw - Shank, tulip | NuVasive Inc. | RELINE-O Screw, 6.0x45mm 2S Polyaxial | 13016045 | Standalone | DE0500730 | As per HSA registered indication(s) except for radiolucent implants which should be used as follows:  in patients with primary or metastatic spinal tumours who would benefit from post-operative high dose high precision beam therapy upon appropriate and stringent patient selection;  Patient selection should be done via standardised assessment such as the neurological-oncological-mechanical systemic (NOMS) framework; and  The assessment should be carried out by a multidisciplinary team (MDT), which may be inclusive of, but not limited to, radiation oncologists, spine surgeons and interventional radiologists, among others.
Orthopaedics | Spine - Thoracolumbar (TL) and sacral surgery | TL and sacral fusion and fixation implant | TL pedicle screw - Shank, tulip | NuVasive Inc. | RELINE-O Screw, 6.0x45mm 2S Red Uni | 13056045A | Standalone | DE0500730 | As per HSA registered indication(s) except for radiolucent implants which should be used as follows:  in patients with primary or metastatic spinal tumours who would benefit from post-operative high dose high precision beam therapy upon appropriate and stringent patient selection;  Patient selection should be done via standardised assessment such as the neurological-oncological-mechanical systemic (NOMS) framework; and  The assessment should be carried out by a multidisciplinary team (MDT), which may be inclusive of, but not limited to, radiation oncologists, spine surgeons and interventional radiologists, among others.
Orthopaedics | Spine - Thoracolumbar (TL) and sacral surgery | TL and sacral fusion and fixation implant | TL pedicle screw - Shank, tulip | NuVasive Inc. | RELINE-O Screw, 6.0x45mm 2S Uniplanar | 13046045 | Standalone | DE0500730 | As per HSA registered indication(s) except for radiolucent implants which should be used as follows:  in patients with primary or metastatic spinal tumours who would benefit from post-operative high dose high precision beam therapy upon appropriate and stringent patient selection;  Patient selection should be done via standardised assessment such as the neurological-oncological-mechanical systemic (NOMS) framework; and  The assessment should be carried out by a multidisciplinary team (MDT), which may be inclusive of, but not limited to, radiation oncologists, spine surgeons and interventional radiologists, among others.
Orthopaedics | Spine - Thoracolumbar (TL) and sacral surgery | TL and sacral fusion and fixation implant | TL pedicle screw - Shank, tulip | NuVasive Inc. | RELINE-O Screw, 6.0x50mm 2S Polyaxial | 13016050 | Standalone | DE0500730 | As per HSA registered indication(s) except for radiolucent implants which should be used as follows:  in patients with primary or metastatic spinal tumours who would benefit from post-operative high dose high precision beam therapy upon appropriate and stringent patient selection;  Patient selection should be done via standardised assessment such as the neurological-oncological-mechanical systemic (NOMS) framework; and  The assessment should be carried out by a multidisciplinary team (MDT), which may be inclusive of, but not limited to, radiation oncologists, spine surgeons and interventional radiologists, among others.
Orthopaedics | Spine - Thoracolumbar (TL) and sacral surgery | TL and sacral fusion and fixation implant | TL pedicle screw - Shank, tulip | NuVasive Inc. | RELINE-O Screw, 6.0x50mm 2S Red Uni | 13056050A | Standalone | DE0500730 | As per HSA registered indication(s) except for radiolucent implants which should be used as follows:  in patients with primary or metastatic spinal tumours who would benefit from post-operative high dose high precision beam therapy upon appropriate and stringent patient selection;  Patient selection should be done via standardised assessment such as the neurological-oncological-mechanical systemic (NOMS) framework; and  The assessment should be carried out by a multidisciplinary team (MDT), which may be inclusive of, but not limited to, radiation oncologists, spine surgeons and interventional radiologists, among others.
Orthopaedics | Spine - Thoracolumbar (TL) and sacral surgery | TL and sacral fusion and fixation implant | TL pedicle screw - Shank, tulip | NuVasive Inc. | RELINE-O Screw, 6.0x50mm 2S Uniplanar | 13046050 | Standalone | DE0500730 | As per HSA registered indication(s) except for radiolucent implants which should be used as follows:  in patients with primary or metastatic spinal tumours who would benefit from post-operative high dose high precision beam therapy upon appropriate and stringent patient selection;  Patient selection should be done via standardised assessment such as the neurological-oncological-mechanical systemic (NOMS) framework; and  The assessment should be carried out by a multidisciplinary team (MDT), which may be inclusive of, but not limited to, radiation oncologists, spine surgeons and interventional radiologists, among others.
Orthopaedics | Spine - Thoracolumbar (TL) and sacral surgery | TL and sacral fusion and fixation implant | TL pedicle screw - Shank, tulip | NuVasive Inc. | RELINE-O Screw, 6.0x55mm 2S Polyaxial | 13016055 | Standalone | DE0500730 | As per HSA registered indication(s) except for radiolucent implants which should be used as follows:  in patients with primary or metastatic spinal tumours who would benefit from post-operative high dose high precision beam therapy upon appropriate and stringent patient selection;  Patient selection should be done via standardised assessment such as the neurological-oncological-mechanical systemic (NOMS) framework; and  The assessment should be carried out by a multidisciplinary team (MDT), which may be inclusive of, but not limited to, radiation oncologists, spine surgeons and interventional radiologists, among others.
Orthopaedics | Spine - Thoracolumbar (TL) and sacral surgery | TL and sacral fusion and fixation implant | TL pedicle screw - Shank, tulip | NuVasive Inc. | RELINE-O Screw, 6.0x55mm 2S Red Uni | 13056055A | Standalone | DE0500730 | As per HSA registered indication(s) except for radiolucent implants which should be used as follows:  in patients with primary or metastatic spinal tumours who would benefit from post-operative high dose high precision beam therapy upon appropriate and stringent patient selection;  Patient selection should be done via standardised assessment such as the neurological-oncological-mechanical systemic (NOMS) framework; and  The assessment should be carried out by a multidisciplinary team (MDT), which may be inclusive of, but not limited to, radiation oncologists, spine surgeons and interventional radiologists, among others.
Orthopaedics | Spine - Thoracolumbar (TL) and sacral surgery | TL and sacral fusion and fixation implant | TL pedicle screw - Shank, tulip | NuVasive Inc. | RELINE-O Screw, 6.0x60mm 2S Poly Iliac | 13016060 | Standalone | DE0500730 | As per HSA registered indication(s) except for radiolucent implants which should be used as follows:  in patients with primary or metastatic spinal tumours who would benefit from post-operative high dose high precision beam therapy upon appropriate and stringent patient selection;  Patient selection should be done via standardised assessment such as the neurological-oncological-mechanical systemic (NOMS) framework; and  The assessment should be carried out by a multidisciplinary team (MDT), which may be inclusive of, but not limited to, radiation oncologists, spine surgeons and interventional radiologists, among others.
Orthopaedics | Spine - Thoracolumbar (TL) and sacral surgery | TL and sacral fusion and fixation implant | TL pedicle screw - Shank, tulip | NuVasive Inc. | RELINE-O Screw, 6.0x60mm 2S Red Uni | 13056060A | Standalone | DE0500730 | As per HSA registered indication(s) except for radiolucent implants which should be used as follows:  in patients with primary or metastatic spinal tumours who would benefit from post-operative high dose high precision beam therapy upon appropriate and stringent patient selection;  Patient selection should be done via standardised assessment such as the neurological-oncological-mechanical systemic (NOMS) framework; and  The assessment should be carried out by a multidisciplinary team (MDT), which may be inclusive of, but not limited to, radiation oncologists, spine surgeons and interventional radiologists, among others.
Orthopaedics | Spine - Thoracolumbar (TL) and sacral surgery | TL and sacral fusion and fixation implant | TL pedicle screw - Shank, tulip | NuVasive Inc. | RELINE-O Screw, 6.5x100mm 2S Iliac Clsd | 13036510 | Standalone | DE0500730 | As per HSA registered indication(s) except for radiolucent implants which should be used as follows:  in patients with primary or metastatic spinal tumours who would benefit from post-operative high dose high precision beam therapy upon appropriate and stringent patient selection;  Patient selection should be done via standardised assessment such as the neurological-oncological-mechanical systemic (NOMS) framework; and  The assessment should be carried out by a multidisciplinary team (MDT), which may be inclusive of, but not limited to, radiation oncologists, spine surgeons and interventional radiologists, among others.
Orthopaedics | Spine - Thoracolumbar (TL) and sacral surgery | TL and sacral fusion and fixation implant | TL pedicle screw - Shank, tulip | NuVasive Inc. | RELINE-O Screw, 6.5x100mm 2S Poly Iliac | 13016510 | Standalone | DE0500730 | As per HSA registered indication(s) except for radiolucent implants which should be used as follows:  in patients with primary or metastatic spinal tumours who would benefit from post-operative high dose high precision beam therapy upon appropriate and stringent patient selection;  Patient selection should be done via standardised assessment such as the neurological-oncological-mechanical systemic (NOMS) framework; and  The assessment should be carried out by a multidisciplinary team (MDT), which may be inclusive of, but not limited to, radiation oncologists, spine surgeons and interventional radiologists, among others.
Orthopaedics | Spine - Thoracolumbar (TL) and sacral surgery | TL and sacral fusion and fixation implant | TL pedicle screw - Shank, tulip | NuVasive Inc. | RELINE-O Screw, 6.5x20mm 2S Polyaxial | 13016520 | Standalone | DE0500730 | As per HSA registered indication(s) except for radiolucent implants which should be used as follows:  in patients with primary or metastatic spinal tumours who would benefit from post-operative high dose high precision beam therapy upon appropriate and stringent patient selection;  Patient selection should be done via standardised assessment such as the neurological-oncological-mechanical systemic (NOMS) framework; and  The assessment should be carried out by a multidisciplinary team (MDT), which may be inclusive of, but not limited to, radiation oncologists, spine surgeons and interventional radiologists, among others.
Orthopaedics | Spine - Thoracolumbar (TL) and sacral surgery | TL and sacral fusion and fixation implant | TL pedicle screw - Shank, tulip | NuVasive Inc. | RELINE-O Screw, 6.5x25mm 2S Polyaxial | 13016525 | Standalone | DE0500730 | As per HSA registered indication(s) except for radiolucent implants which should be used as follows:  in patients with primary or metastatic spinal tumours who would benefit from post-operative high dose high precision beam therapy upon appropriate and stringent patient selection;  Patient selection should be done via standardised assessment such as the neurological-oncological-mechanical systemic (NOMS) framework; and  The assessment should be carried out by a multidisciplinary team (MDT), which may be inclusive of, but not limited to, radiation oncologists, spine surgeons and interventional radiologists, among others.
Orthopaedics | Spine - Thoracolumbar (TL) and sacral surgery | TL and sacral fusion and fixation implant | TL pedicle screw - Shank, tulip | NuVasive Inc. | RELINE-O Screw, 6.5x25mm 2S Uniplanar | 13046525 | Standalone | DE0500730 | As per HSA registered indication(s) except for radiolucent implants which should be used as follows:  in patients with primary or metastatic spinal tumours who would benefit from post-operative high dose high precision beam therapy upon appropriate and stringent patient selection;  Patient selection should be done via standardised assessment such as the neurological-oncological-mechanical systemic (NOMS) framework; and  The assessment should be carried out by a multidisciplinary team (MDT), which may be inclusive of, but not limited to, radiation oncologists, spine surgeons and interventional radiologists, among others.
Orthopaedics | Spine - Thoracolumbar (TL) and sacral surgery | TL and sacral fusion and fixation implant | TL pedicle screw - Shank, tulip | NuVasive Inc. | RELINE-O Screw, 6.5x30mm 2S Monoaxial | 13086530 | Standalone | DE0500730 | As per HSA registered indication(s) except for radiolucent implants which should be used as follows:  in patients with primary or metastatic spinal tumours who would benefit from post-operative high dose high precision beam therapy upon appropriate and stringent patient selection;  Patient selection should be done via standardised assessment such as the neurological-oncological-mechanical systemic (NOMS) framework; and  The assessment should be carried out by a multidisciplinary team (MDT), which may be inclusive of, but not limited to, radiation oncologists, spine surgeons and interventional radiologists, among others.
Orthopaedics | Spine - Thoracolumbar (TL) and sacral surgery | TL and sacral fusion and fixation implant | TL pedicle screw - Shank, tulip | NuVasive Inc. | RELINE-O Screw, 6.5x30mm 2S PLS | 13066530 | Standalone | DE0500730 | As per HSA registered indication(s) except for radiolucent implants which should be used as follows:  in patients with primary or metastatic spinal tumours who would benefit from post-operative high dose high precision beam therapy upon appropriate and stringent patient selection;  Patient selection should be done via standardised assessment such as the neurological-oncological-mechanical systemic (NOMS) framework; and  The assessment should be carried out by a multidisciplinary team (MDT), which may be inclusive of, but not limited to, radiation oncologists, spine surgeons and interventional radiologists, among others.
Orthopaedics | Spine - Thoracolumbar (TL) and sacral surgery | TL and sacral fusion and fixation implant | TL pedicle screw - Shank, tulip | NuVasive Inc. | RELINE-O Screw, 6.5x30mm 2S Polyaxial | 13016530 | Standalone | DE0500730 | As per HSA registered indication(s) except for radiolucent implants which should be used as follows:  in patients with primary or metastatic spinal tumours who would benefit from post-operative high dose high precision beam therapy upon appropriate and stringent patient selection;  Patient selection should be done via standardised assessment such as the neurological-oncological-mechanical systemic (NOMS) framework; and  The assessment should be carried out by a multidisciplinary team (MDT), which may be inclusive of, but not limited to, radiation oncologists, spine surgeons and interventional radiologists, among others.
Orthopaedics | Spine - Thoracolumbar (TL) and sacral surgery | TL and sacral fusion and fixation implant | TL pedicle screw - Shank, tulip | NuVasive Inc. | RELINE-O Screw, 6.5x30mm 2S Red Uni | 13056530 | Standalone | DE0500730 | As per HSA registered indication(s) except for radiolucent implants which should be used as follows:  in patients with primary or metastatic spinal tumours who would benefit from post-operative high dose high precision beam therapy upon appropriate and stringent patient selection;  Patient selection should be done via standardised assessment such as the neurological-oncological-mechanical systemic (NOMS) framework; and  The assessment should be carried out by a multidisciplinary team (MDT), which may be inclusive of, but not limited to, radiation oncologists, spine surgeons and interventional radiologists, among others.
Orthopaedics | Spine - Thoracolumbar (TL) and sacral surgery | TL and sacral fusion and fixation implant | TL pedicle screw - Shank, tulip | NuVasive Inc. | RELINE-O Screw, 6.5x30mm 2S Red Uni | 13056530A | Standalone | DE0500730 | As per HSA registered indication(s) except for radiolucent implants which should be used as follows:  in patients with primary or metastatic spinal tumours who would benefit from post-operative high dose high precision beam therapy upon appropriate and stringent patient selection;  Patient selection should be done via standardised assessment such as the neurological-oncological-mechanical systemic (NOMS) framework; and  The assessment should be carried out by a multidisciplinary team (MDT), which may be inclusive of, but not limited to, radiation oncologists, spine surgeons and interventional radiologists, among others.
Orthopaedics | Spine - Thoracolumbar (TL) and sacral surgery | TL and sacral fusion and fixation implant | TL pedicle screw - Shank, tulip | NuVasive Inc. | RELINE-O Screw, 6.5x30mm 2S Reduction | 13026530 | Standalone | DE0500730 | As per HSA registered indication(s) except for radiolucent implants which should be used as follows:  in patients with primary or metastatic spinal tumours who would benefit from post-operative high dose high precision beam therapy upon appropriate and stringent patient selection;  Patient selection should be done via standardised assessment such as the neurological-oncological-mechanical systemic (NOMS) framework; and  The assessment should be carried out by a multidisciplinary team (MDT), which may be inclusive of, but not limited to, radiation oncologists, spine surgeons and interventional radiologists, among others.
Orthopaedics | Spine - Thoracolumbar (TL) and sacral surgery | TL and sacral fusion and fixation implant | TL pedicle screw - Shank, tulip | NuVasive Inc. | RELINE-O Screw, 6.5x30mm 2S Uniplanar | 13046530 | Standalone | DE0500730 | As per HSA registered indication(s) except for radiolucent implants which should be used as follows:  in patients with primary or metastatic spinal tumours who would benefit from post-operative high dose high precision beam therapy upon appropriate and stringent patient selection;  Patient selection should be done via standardised assessment such as the neurological-oncological-mechanical systemic (NOMS) framework; and  The assessment should be carried out by a multidisciplinary team (MDT), which may be inclusive of, but not limited to, radiation oncologists, spine surgeons and interventional radiologists, among others.
Orthopaedics | Spine - Thoracolumbar (TL) and sacral surgery | TL and sacral fusion and fixation implant | TL pedicle screw - Shank, tulip | NuVasive Inc. | RELINE-O Screw, 6.5x30mm Traction Poly | 13116530 | Standalone | DE0500730 | As per HSA registered indication(s) except for radiolucent implants which should be used as follows:  in patients with primary or metastatic spinal tumours who would benefit from post-operative high dose high precision beam therapy upon appropriate and stringent patient selection;  Patient selection should be done via standardised assessment such as the neurological-oncological-mechanical systemic (NOMS) framework; and  The assessment should be carried out by a multidisciplinary team (MDT), which may be inclusive of, but not limited to, radiation oncologists, spine surgeons and interventional radiologists, among others.
Orthopaedics | Spine - Thoracolumbar (TL) and sacral surgery | TL and sacral fusion and fixation implant | TL pedicle screw - Shank, tulip | NuVasive Inc. | RELINE-O Screw, 6.5x35mm 2S Monoaxial | 13086535 | Standalone | DE0500730 | As per HSA registered indication(s) except for radiolucent implants which should be used as follows:  in patients with primary or metastatic spinal tumours who would benefit from post-operative high dose high precision beam therapy upon appropriate and stringent patient selection;  Patient selection should be done via standardised assessment such as the neurological-oncological-mechanical systemic (NOMS) framework; and  The assessment should be carried out by a multidisciplinary team (MDT), which may be inclusive of, but not limited to, radiation oncologists, spine surgeons and interventional radiologists, among others.
Orthopaedics | Spine - Thoracolumbar (TL) and sacral surgery | TL and sacral fusion and fixation implant | TL pedicle screw - Shank, tulip | NuVasive Inc. | RELINE-O Screw, 6.5x35mm 2S PLS | 13066535 | Standalone | DE0500730 | As per HSA registered indication(s) except for radiolucent implants which should be used as follows:  in patients with primary or metastatic spinal tumours who would benefit from post-operative high dose high precision beam therapy upon appropriate and stringent patient selection;  Patient selection should be done via standardised assessment such as the neurological-oncological-mechanical systemic (NOMS) framework; and  The assessment should be carried out by a multidisciplinary team (MDT), which may be inclusive of, but not limited to, radiation oncologists, spine surgeons and interventional radiologists, among others.
Orthopaedics | Spine - Thoracolumbar (TL) and sacral surgery | TL and sacral fusion and fixation implant | TL pedicle screw - Shank, tulip | NuVasive Inc. | RELINE-O Screw, 6.5x35mm 2S Polyaxial | 13016535 | Standalone | DE0500730 | As per HSA registered indication(s) except for radiolucent implants which should be used as follows:  in patients with primary or metastatic spinal tumours who would benefit from post-operative high dose high precision beam therapy upon appropriate and stringent patient selection;  Patient selection should be done via standardised assessment such as the neurological-oncological-mechanical systemic (NOMS) framework; and  The assessment should be carried out by a multidisciplinary team (MDT), which may be inclusive of, but not limited to, radiation oncologists, spine surgeons and interventional radiologists, among others.
Orthopaedics | Spine - Thoracolumbar (TL) and sacral surgery | TL and sacral fusion and fixation implant | TL pedicle screw - Shank, tulip | NuVasive Inc. | RELINE-O Screw, 6.5x35mm 2S Red Uni | 13056535 | Standalone | DE0500730 | As per HSA registered indication(s) except for radiolucent implants which should be used as follows:  in patients with primary or metastatic spinal tumours who would benefit from post-operative high dose high precision beam therapy upon appropriate and stringent patient selection;  Patient selection should be done via standardised assessment such as the neurological-oncological-mechanical systemic (NOMS) framework; and  The assessment should be carried out by a multidisciplinary team (MDT), which may be inclusive of, but not limited to, radiation oncologists, spine surgeons and interventional radiologists, among others.
Orthopaedics | Spine - Thoracolumbar (TL) and sacral surgery | TL and sacral fusion and fixation implant | TL pedicle screw - Shank, tulip | NuVasive Inc. | RELINE-O Screw, 6.5x35mm 2S Red Uni | 13056535A | Standalone | DE0500730 | As per HSA registered indication(s) except for radiolucent implants which should be used as follows:  in patients with primary or metastatic spinal tumours who would benefit from post-operative high dose high precision beam therapy upon appropriate and stringent patient selection;  Patient selection should be done via standardised assessment such as the neurological-oncological-mechanical systemic (NOMS) framework; and  The assessment should be carried out by a multidisciplinary team (MDT), which may be inclusive of, but not limited to, radiation oncologists, spine surgeons and interventional radiologists, among others.
Orthopaedics | Spine - Thoracolumbar (TL) and sacral surgery | TL and sacral fusion and fixation implant | TL pedicle screw - Shank, tulip | NuVasive Inc. | RELINE-O Screw, 6.5x35mm 2S Reduction | 13026535 | Standalone | DE0500730 | As per HSA registered indication(s) except for radiolucent implants which should be used as follows:  in patients with primary or metastatic spinal tumours who would benefit from post-operative high dose high precision beam therapy upon appropriate and stringent patient selection;  Patient selection should be done via standardised assessment such as the neurological-oncological-mechanical systemic (NOMS) framework; and  The assessment should be carried out by a multidisciplinary team (MDT), which may be inclusive of, but not limited to, radiation oncologists, spine surgeons and interventional radiologists, among others.
Orthopaedics | Spine - Thoracolumbar (TL) and sacral surgery | TL and sacral fusion and fixation implant | TL pedicle screw - Shank, tulip | NuVasive Inc. | RELINE-O Screw, 6.5x35mm 2S Uniplanar | 13046535 | Standalone | DE0500730 | As per HSA registered indication(s) except for radiolucent implants which should be used as follows:  in patients with primary or metastatic spinal tumours who would benefit from post-operative high dose high precision beam therapy upon appropriate and stringent patient selection;  Patient selection should be done via standardised assessment such as the neurological-oncological-mechanical systemic (NOMS) framework; and  The assessment should be carried out by a multidisciplinary team (MDT), which may be inclusive of, but not limited to, radiation oncologists, spine surgeons and interventional radiologists, among others.
Orthopaedics | Spine - Thoracolumbar (TL) and sacral surgery | TL and sacral fusion and fixation implant | TL pedicle screw - Shank, tulip | NuVasive Inc. | RELINE-O Screw, 6.5x35mm Dbl Fen Poly | 13216535 | Standalone | DE0500730 | As per HSA registered indication(s) except for radiolucent implants which should be used as follows:  in patients with primary or metastatic spinal tumours who would benefit from post-operative high dose high precision beam therapy upon appropriate and stringent patient selection;  Patient selection should be done via standardised assessment such as the neurological-oncological-mechanical systemic (NOMS) framework; and  The assessment should be carried out by a multidisciplinary team (MDT), which may be inclusive of, but not limited to, radiation oncologists, spine surgeons and interventional radiologists, among others.
Orthopaedics | Spine - Thoracolumbar (TL) and sacral surgery | TL and sacral fusion and fixation implant | TL pedicle screw - Shank, tulip | NuVasive Inc. | RELINE-O Screw, 6.5x35mm Traction Poly | 13116535 | Standalone | DE0500730 | As per HSA registered indication(s) except for radiolucent implants which should be used as follows:  in patients with primary or metastatic spinal tumours who would benefit from post-operative high dose high precision beam therapy upon appropriate and stringent patient selection;  Patient selection should be done via standardised assessment such as the neurological-oncological-mechanical systemic (NOMS) framework; and  The assessment should be carried out by a multidisciplinary team (MDT), which may be inclusive of, but not limited to, radiation oncologists, spine surgeons and interventional radiologists, among others.
Orthopaedics | Spine - Thoracolumbar (TL) and sacral surgery | TL and sacral fusion and fixation implant | TL pedicle screw - Shank, tulip | NuVasive Inc. | RELINE-O Screw, 6.5x40mm 2S Monoaxial | 13086540 | Standalone | DE0500730 | As per HSA registered indication(s) except for radiolucent implants which should be used as follows:  in patients with primary or metastatic spinal tumours who would benefit from post-operative high dose high precision beam therapy upon appropriate and stringent patient selection;  Patient selection should be done via standardised assessment such as the neurological-oncological-mechanical systemic (NOMS) framework; and  The assessment should be carried out by a multidisciplinary team (MDT), which may be inclusive of, but not limited to, radiation oncologists, spine surgeons and interventional radiologists, among others.
Orthopaedics | Spine - Thoracolumbar (TL) and sacral surgery | TL and sacral fusion and fixation implant | TL pedicle screw - Shank, tulip | NuVasive Inc. | RELINE-O Screw, 6.5x40mm 2S PLS | 13066540 | Standalone | DE0500730 | As per HSA registered indication(s) except for radiolucent implants which should be used as follows:  in patients with primary or metastatic spinal tumours who would benefit from post-operative high dose high precision beam therapy upon appropriate and stringent patient selection;  Patient selection should be done via standardised assessment such as the neurological-oncological-mechanical systemic (NOMS) framework; and  The assessment should be carried out by a multidisciplinary team (MDT), which may be inclusive of, but not limited to, radiation oncologists, spine surgeons and interventional radiologists, among others.
Orthopaedics | Spine - Thoracolumbar (TL) and sacral surgery | TL and sacral fusion and fixation implant | TL pedicle screw - Shank, tulip | NuVasive Inc. | RELINE-O Screw, 6.5x40mm 2S Polyaxial | 13016540 | Standalone | DE0500730 | As per HSA registered indication(s) except for radiolucent implants which should be used as follows:  in patients with primary or metastatic spinal tumours who would benefit from post-operative high dose high precision beam therapy upon appropriate and stringent patient selection;  Patient selection should be done via standardised assessment such as the neurological-oncological-mechanical systemic (NOMS) framework; and  The assessment should be carried out by a multidisciplinary team (MDT), which may be inclusive of, but not limited to, radiation oncologists, spine surgeons and interventional radiologists, among others.
Orthopaedics | Spine - Thoracolumbar (TL) and sacral surgery | TL and sacral fusion and fixation implant | TL pedicle screw - Shank, tulip | NuVasive Inc. | RELINE-O Screw, 6.5x40mm 2S Red Uni | 13056540 | Standalone | DE0500730 | As per HSA registered indication(s) except for radiolucent implants which should be used as follows:  in patients with primary or metastatic spinal tumours who would benefit from post-operative high dose high precision beam therapy upon appropriate and stringent patient selection;  Patient selection should be done via standardised assessment such as the neurological-oncological-mechanical systemic (NOMS) framework; and  The assessment should be carried out by a multidisciplinary team (MDT), which may be inclusive of, but not limited to, radiation oncologists, spine surgeons and interventional radiologists, among others.
Orthopaedics | Spine - Thoracolumbar (TL) and sacral surgery | TL and sacral fusion and fixation implant | TL pedicle screw - Shank, tulip | NuVasive Inc. | RELINE-O Screw, 6.5x40mm 2S Red Uni | 13056540A | Standalone | DE0500730 | As per HSA registered indication(s) except for radiolucent implants which should be used as follows:  in patients with primary or metastatic spinal tumours who would benefit from post-operative high dose high precision beam therapy upon appropriate and stringent patient selection;  Patient selection should be done via standardised assessment such as the neurological-oncological-mechanical systemic (NOMS) framework; and  The assessment should be carried out by a multidisciplinary team (MDT), which may be inclusive of, but not limited to, radiation oncologists, spine surgeons and interventional radiologists, among others.
Orthopaedics | Spine - Thoracolumbar (TL) and sacral surgery | TL and sacral fusion and fixation implant | TL pedicle screw - Shank, tulip | NuVasive Inc. | RELINE-O Screw, 6.5x40mm 2S Reduction | 13026540 | Standalone | DE0500730 | As per HSA registered indication(s) except for radiolucent implants which should be used as follows:  in patients with primary or metastatic spinal tumours who would benefit from post-operative high dose high precision beam therapy upon appropriate and stringent patient selection;  Patient selection should be done via standardised assessment such as the neurological-oncological-mechanical systemic (NOMS) framework; and  The assessment should be carried out by a multidisciplinary team (MDT), which may be inclusive of, but not limited to, radiation oncologists, spine surgeons and interventional radiologists, among others.
Orthopaedics | Spine - Thoracolumbar (TL) and sacral surgery | TL and sacral fusion and fixation implant | TL pedicle screw - Shank, tulip | NuVasive Inc. | RELINE-O Screw, 6.5x40mm 2S Uniplanar | 13046540 | Standalone | DE0500730 | As per HSA registered indication(s) except for radiolucent implants which should be used as follows:  in patients with primary or metastatic spinal tumours who would benefit from post-operative high dose high precision beam therapy upon appropriate and stringent patient selection;  Patient selection should be done via standardised assessment such as the neurological-oncological-mechanical systemic (NOMS) framework; and  The assessment should be carried out by a multidisciplinary team (MDT), which may be inclusive of, but not limited to, radiation oncologists, spine surgeons and interventional radiologists, among others.
Orthopaedics | Spine - Thoracolumbar (TL) and sacral surgery | TL and sacral fusion and fixation implant | TL pedicle screw - Shank, tulip | NuVasive Inc. | RELINE-O Screw, 6.5x40mm Dbl Fen Poly | 13216540 | Standalone | DE0500730 | As per HSA registered indication(s) except for radiolucent implants which should be used as follows:  in patients with primary or metastatic spinal tumours who would benefit from post-operative high dose high precision beam therapy upon appropriate and stringent patient selection;  Patient selection should be done via standardised assessment such as the neurological-oncological-mechanical systemic (NOMS) framework; and  The assessment should be carried out by a multidisciplinary team (MDT), which may be inclusive of, but not limited to, radiation oncologists, spine surgeons and interventional radiologists, among others.
Orthopaedics | Spine - Thoracolumbar (TL) and sacral surgery | TL and sacral fusion and fixation implant | TL pedicle screw - Shank, tulip | NuVasive Inc. | RELINE-O Screw, 6.5x40mm Traction Poly | 13116540 | Standalone | DE0500730 | As per HSA registered indication(s) except for radiolucent implants which should be used as follows:  in patients with primary or metastatic spinal tumours who would benefit from post-operative high dose high precision beam therapy upon appropriate and stringent patient selection;  Patient selection should be done via standardised assessment such as the neurological-oncological-mechanical systemic (NOMS) framework; and  The assessment should be carried out by a multidisciplinary team (MDT), which may be inclusive of, but not limited to, radiation oncologists, spine surgeons and interventional radiologists, among others.
Orthopaedics | Spine - Thoracolumbar (TL) and sacral surgery | TL and sacral fusion and fixation implant | TL pedicle screw - Shank, tulip | NuVasive Inc. | RELINE-O Screw, 6.5x45mm 2S Monoaxial | 13086545 | Standalone | DE0500730 | As per HSA registered indication(s) except for radiolucent implants which should be used as follows:  in patients with primary or metastatic spinal tumours who would benefit from post-operative high dose high precision beam therapy upon appropriate and stringent patient selection;  Patient selection should be done via standardised assessment such as the neurological-oncological-mechanical systemic (NOMS) framework; and  The assessment should be carried out by a multidisciplinary team (MDT), which may be inclusive of, but not limited to, radiation oncologists, spine surgeons and interventional radiologists, among others.
Orthopaedics | Spine - Thoracolumbar (TL) and sacral surgery | TL and sacral fusion and fixation implant | TL pedicle screw - Shank, tulip | NuVasive Inc. | RELINE-O Screw, 6.5x45mm 2S PLS | 13066545 | Standalone | DE0500730 | As per HSA registered indication(s) except for radiolucent implants which should be used as follows:  in patients with primary or metastatic spinal tumours who would benefit from post-operative high dose high precision beam therapy upon appropriate and stringent patient selection;  Patient selection should be done via standardised assessment such as the neurological-oncological-mechanical systemic (NOMS) framework; and  The assessment should be carried out by a multidisciplinary team (MDT), which may be inclusive of, but not limited to, radiation oncologists, spine surgeons and interventional radiologists, among others.
Orthopaedics | Spine - Thoracolumbar (TL) and sacral surgery | TL and sacral fusion and fixation implant | TL pedicle screw - Shank, tulip | NuVasive Inc. | RELINE-O Screw, 6.5x45mm 2S Polyaxial | 13016545 | Standalone | DE0500730 | As per HSA registered indication(s) except for radiolucent implants which should be used as follows:  in patients with primary or metastatic spinal tumours who would benefit from post-operative high dose high precision beam therapy upon appropriate and stringent patient selection;  Patient selection should be done via standardised assessment such as the neurological-oncological-mechanical systemic (NOMS) framework; and  The assessment should be carried out by a multidisciplinary team (MDT), which may be inclusive of, but not limited to, radiation oncologists, spine surgeons and interventional radiologists, among others.
Orthopaedics | Spine - Thoracolumbar (TL) and sacral surgery | TL and sacral fusion and fixation implant | TL pedicle screw - Shank, tulip | NuVasive Inc. | RELINE-O Screw, 6.5x45mm 2S Red Uni | 13056545 | Standalone | DE0500730 | As per HSA registered indication(s) except for radiolucent implants which should be used as follows:  in patients with primary or metastatic spinal tumours who would benefit from post-operative high dose high precision beam therapy upon appropriate and stringent patient selection;  Patient selection should be done via standardised assessment such as the neurological-oncological-mechanical systemic (NOMS) framework; and  The assessment should be carried out by a multidisciplinary team (MDT), which may be inclusive of, but not limited to, radiation oncologists, spine surgeons and interventional radiologists, among others.
Orthopaedics | Spine - Thoracolumbar (TL) and sacral surgery | TL and sacral fusion and fixation implant | TL pedicle screw - Shank, tulip | NuVasive Inc. | RELINE-O Screw, 6.5x45mm 2S Red Uni | 13056545A | Standalone | DE0500730 | As per HSA registered indication(s) except for radiolucent implants which should be used as follows:  in patients with primary or metastatic spinal tumours who would benefit from post-operative high dose high precision beam therapy upon appropriate and stringent patient selection;  Patient selection should be done via standardised assessment such as the neurological-oncological-mechanical systemic (NOMS) framework; and  The assessment should be carried out by a multidisciplinary team (MDT), which may be inclusive of, but not limited to, radiation oncologists, spine surgeons and interventional radiologists, among others.
Orthopaedics | Spine - Thoracolumbar (TL) and sacral surgery | TL and sacral fusion and fixation implant | TL pedicle screw - Shank, tulip | NuVasive Inc. | RELINE-O Screw, 6.5x45mm 2S Reduction | 13026545 | Standalone | DE0500730 | As per HSA registered indication(s) except for radiolucent implants which should be used as follows:  in patients with primary or metastatic spinal tumours who would benefit from post-operative high dose high precision beam therapy upon appropriate and stringent patient selection;  Patient selection should be done via standardised assessment such as the neurological-oncological-mechanical systemic (NOMS) framework; and  The assessment should be carried out by a multidisciplinary team (MDT), which may be inclusive of, but not limited to, radiation oncologists, spine surgeons and interventional radiologists, among others.
Orthopaedics | Spine - Thoracolumbar (TL) and sacral surgery | TL and sacral fusion and fixation implant | TL pedicle screw - Shank, tulip | NuVasive Inc. | RELINE-O Screw, 6.5x45mm 2S Uniplanar | 13046545 | Standalone | DE0500730 | As per HSA registered indication(s) except for radiolucent implants which should be used as follows:  in patients with primary or metastatic spinal tumours who would benefit from post-operative high dose high precision beam therapy upon appropriate and stringent patient selection;  Patient selection should be done via standardised assessment such as the neurological-oncological-mechanical systemic (NOMS) framework; and  The assessment should be carried out by a multidisciplinary team (MDT), which may be inclusive of, but not limited to, radiation oncologists, spine surgeons and interventional radiologists, among others.
Orthopaedics | Spine - Thoracolumbar (TL) and sacral surgery | TL and sacral fusion and fixation implant | TL pedicle screw - Shank, tulip | NuVasive Inc. | RELINE-O Screw, 6.5x45mm Dbl Fen Poly | 13216545 | Standalone | DE0500730 | As per HSA registered indication(s) except for radiolucent implants which should be used as follows:  in patients with primary or metastatic spinal tumours who would benefit from post-operative high dose high precision beam therapy upon appropriate and stringent patient selection;  Patient selection should be done via standardised assessment such as the neurological-oncological-mechanical systemic (NOMS) framework; and  The assessment should be carried out by a multidisciplinary team (MDT), which may be inclusive of, but not limited to, radiation oncologists, spine surgeons and interventional radiologists, among others.
Orthopaedics | Spine - Thoracolumbar (TL) and sacral surgery | TL and sacral fusion and fixation implant | TL pedicle screw - Shank, tulip | NuVasive Inc. | RELINE-O Screw, 6.5x45mm Traction Poly | 13116545 | Standalone | DE0500730 | As per HSA registered indication(s) except for radiolucent implants which should be used as follows:  in patients with primary or metastatic spinal tumours who would benefit from post-operative high dose high precision beam therapy upon appropriate and stringent patient selection;  Patient selection should be done via standardised assessment such as the neurological-oncological-mechanical systemic (NOMS) framework; and  The assessment should be carried out by a multidisciplinary team (MDT), which may be inclusive of, but not limited to, radiation oncologists, spine surgeons and interventional radiologists, among others.
Orthopaedics | Spine - Thoracolumbar (TL) and sacral surgery | TL and sacral fusion and fixation implant | TL pedicle screw - Shank, tulip | NuVasive Inc. | RELINE-O Screw, 6.5x50mm 2S Monoaxial | 13086550 | Standalone | DE0500730 | As per HSA registered indication(s) except for radiolucent implants which should be used as follows:  in patients with primary or metastatic spinal tumours who would benefit from post-operative high dose high precision beam therapy upon appropriate and stringent patient selection;  Patient selection should be done via standardised assessment such as the neurological-oncological-mechanical systemic (NOMS) framework; and  The assessment should be carried out by a multidisciplinary team (MDT), which may be inclusive of, but not limited to, radiation oncologists, spine surgeons and interventional radiologists, among others.
Orthopaedics | Spine - Thoracolumbar (TL) and sacral surgery | TL and sacral fusion and fixation implant | TL pedicle screw - Shank, tulip | NuVasive Inc. | RELINE-O Screw, 6.5x50mm 2S PLS | 13066550 | Standalone | DE0500730 | As per HSA registered indication(s) except for radiolucent implants which should be used as follows:  in patients with primary or metastatic spinal tumours who would benefit from post-operative high dose high precision beam therapy upon appropriate and stringent patient selection;  Patient selection should be done via standardised assessment such as the neurological-oncological-mechanical systemic (NOMS) framework; and  The assessment should be carried out by a multidisciplinary team (MDT), which may be inclusive of, but not limited to, radiation oncologists, spine surgeons and interventional radiologists, among others.
Orthopaedics | Spine - Thoracolumbar (TL) and sacral surgery | TL and sacral fusion and fixation implant | TL pedicle screw - Shank, tulip | NuVasive Inc. | RELINE-O Screw, 6.5x50mm 2S Polyaxial | 13016550 | Standalone | DE0500730 | As per HSA registered indication(s) except for radiolucent implants which should be used as follows:  in patients with primary or metastatic spinal tumours who would benefit from post-operative high dose high precision beam therapy upon appropriate and stringent patient selection;  Patient selection should be done via standardised assessment such as the neurological-oncological-mechanical systemic (NOMS) framework; and  The assessment should be carried out by a multidisciplinary team (MDT), which may be inclusive of, but not limited to, radiation oncologists, spine surgeons and interventional radiologists, among others.
Orthopaedics | Spine - Thoracolumbar (TL) and sacral surgery | TL and sacral fusion and fixation implant | TL pedicle screw - Shank, tulip | NuVasive Inc. | RELINE-O Screw, 6.5x50mm 2S Red Uni | 13056550 | Standalone | DE0500730 | As per HSA registered indication(s) except for radiolucent implants which should be used as follows:  in patients with primary or metastatic spinal tumours who would benefit from post-operative high dose high precision beam therapy upon appropriate and stringent patient selection;  Patient selection should be done via standardised assessment such as the neurological-oncological-mechanical systemic (NOMS) framework; and  The assessment should be carried out by a multidisciplinary team (MDT), which may be inclusive of, but not limited to, radiation oncologists, spine surgeons and interventional radiologists, among others.
Orthopaedics | Spine - Thoracolumbar (TL) and sacral surgery | TL and sacral fusion and fixation implant | TL pedicle screw - Shank, tulip | NuVasive Inc. | RELINE-O Screw, 6.5x50mm 2S Red Uni | 13056550A | Standalone | DE0500730 | As per HSA registered indication(s) except for radiolucent implants which should be used as follows:  in patients with primary or metastatic spinal tumours who would benefit from post-operative high dose high precision beam therapy upon appropriate and stringent patient selection;  Patient selection should be done via standardised assessment such as the neurological-oncological-mechanical systemic (NOMS) framework; and  The assessment should be carried out by a multidisciplinary team (MDT), which may be inclusive of, but not limited to, radiation oncologists, spine surgeons and interventional radiologists, among others.
Orthopaedics | Spine - Thoracolumbar (TL) and sacral surgery | TL and sacral fusion and fixation implant | TL pedicle screw - Shank, tulip | NuVasive Inc. | RELINE-O Screw, 6.5x50mm 2S Reduction | 13026550 | Standalone | DE0500730 | As per HSA registered indication(s) except for radiolucent implants which should be used as follows:  in patients with primary or metastatic spinal tumours who would benefit from post-operative high dose high precision beam therapy upon appropriate and stringent patient selection;  Patient selection should be done via standardised assessment such as the neurological-oncological-mechanical systemic (NOMS) framework; and  The assessment should be carried out by a multidisciplinary team (MDT), which may be inclusive of, but not limited to, radiation oncologists, spine surgeons and interventional radiologists, among others.
Orthopaedics | Spine - Thoracolumbar (TL) and sacral surgery | TL and sacral fusion and fixation implant | TL pedicle screw - Shank, tulip | NuVasive Inc. | RELINE-O Screw, 6.5x50mm 2S Uniplanar | 13046550 | Standalone | DE0500730 | As per HSA registered indication(s) except for radiolucent implants which should be used as follows:  in patients with primary or metastatic spinal tumours who would benefit from post-operative high dose high precision beam therapy upon appropriate and stringent patient selection;  Patient selection should be done via standardised assessment such as the neurological-oncological-mechanical systemic (NOMS) framework; and  The assessment should be carried out by a multidisciplinary team (MDT), which may be inclusive of, but not limited to, radiation oncologists, spine surgeons and interventional radiologists, among others.
Orthopaedics | Spine - Thoracolumbar (TL) and sacral surgery | TL and sacral fusion and fixation implant | TL pedicle screw - Shank, tulip | NuVasive Inc. | RELINE-O Screw, 6.5x50mm Dbl Fen Poly | 13216550 | Standalone | DE0500730 | As per HSA registered indication(s) except for radiolucent implants which should be used as follows:  in patients with primary or metastatic spinal tumours who would benefit from post-operative high dose high precision beam therapy upon appropriate and stringent patient selection;  Patient selection should be done via standardised assessment such as the neurological-oncological-mechanical systemic (NOMS) framework; and  The assessment should be carried out by a multidisciplinary team (MDT), which may be inclusive of, but not limited to, radiation oncologists, spine surgeons and interventional radiologists, among others.
Orthopaedics | Spine - Thoracolumbar (TL) and sacral surgery | TL and sacral fusion and fixation implant | TL pedicle screw - Shank, tulip | NuVasive Inc. | RELINE-O Screw, 6.5x50mm Traction Poly | 13116550 | Standalone | DE0500730 | As per HSA registered indication(s) except for radiolucent implants which should be used as follows:  in patients with primary or metastatic spinal tumours who would benefit from post-operative high dose high precision beam therapy upon appropriate and stringent patient selection;  Patient selection should be done via standardised assessment such as the neurological-oncological-mechanical systemic (NOMS) framework; and  The assessment should be carried out by a multidisciplinary team (MDT), which may be inclusive of, but not limited to, radiation oncologists, spine surgeons and interventional radiologists, among others.
Orthopaedics | Spine - Thoracolumbar (TL) and sacral surgery | TL and sacral fusion and fixation implant | TL pedicle screw - Shank, tulip | NuVasive Inc. | RELINE-O Screw, 6.5x55mm 2S Monoaxial | 13086555 | Standalone | DE0500730 | As per HSA registered indication(s) except for radiolucent implants which should be used as follows:  in patients with primary or metastatic spinal tumours who would benefit from post-operative high dose high precision beam therapy upon appropriate and stringent patient selection;  Patient selection should be done via standardised assessment such as the neurological-oncological-mechanical systemic (NOMS) framework; and  The assessment should be carried out by a multidisciplinary team (MDT), which may be inclusive of, but not limited to, radiation oncologists, spine surgeons and interventional radiologists, among others.
Orthopaedics | Spine - Thoracolumbar (TL) and sacral surgery | TL and sacral fusion and fixation implant | TL pedicle screw - Shank, tulip | NuVasive Inc. | RELINE-O Screw, 6.5x55mm 2S Polyaxial | 13016555 | Standalone | DE0500730 | As per HSA registered indication(s) except for radiolucent implants which should be used as follows:  in patients with primary or metastatic spinal tumours who would benefit from post-operative high dose high precision beam therapy upon appropriate and stringent patient selection;  Patient selection should be done via standardised assessment such as the neurological-oncological-mechanical systemic (NOMS) framework; and  The assessment should be carried out by a multidisciplinary team (MDT), which may be inclusive of, but not limited to, radiation oncologists, spine surgeons and interventional radiologists, among others.
Orthopaedics | Spine - Thoracolumbar (TL) and sacral surgery | TL and sacral fusion and fixation implant | TL pedicle screw - Shank, tulip | NuVasive Inc. | RELINE-O Screw, 6.5x55mm 2S Red Uni | 13056555 | Standalone | DE0500730 | As per HSA registered indication(s) except for radiolucent implants which should be used as follows:  in patients with primary or metastatic spinal tumours who would benefit from post-operative high dose high precision beam therapy upon appropriate and stringent patient selection;  Patient selection should be done via standardised assessment such as the neurological-oncological-mechanical systemic (NOMS) framework; and  The assessment should be carried out by a multidisciplinary team (MDT), which may be inclusive of, but not limited to, radiation oncologists, spine surgeons and interventional radiologists, among others.
Orthopaedics | Spine - Thoracolumbar (TL) and sacral surgery | TL and sacral fusion and fixation implant | TL pedicle screw - Shank, tulip | NuVasive Inc. | RELINE-O Screw, 6.5x55mm 2S Red Uni | 13056555A | Standalone | DE0500730 | As per HSA registered indication(s) except for radiolucent implants which should be used as follows:  in patients with primary or metastatic spinal tumours who would benefit from post-operative high dose high precision beam therapy upon appropriate and stringent patient selection;  Patient selection should be done via standardised assessment such as the neurological-oncological-mechanical systemic (NOMS) framework; and  The assessment should be carried out by a multidisciplinary team (MDT), which may be inclusive of, but not limited to, radiation oncologists, spine surgeons and interventional radiologists, among others.
Orthopaedics | Spine - Thoracolumbar (TL) and sacral surgery | TL and sacral fusion and fixation implant | TL pedicle screw - Shank, tulip | NuVasive Inc. | RELINE-O Screw, 6.5x55mm 2S Reduction | 13026555 | Standalone | DE0500730 | As per HSA registered indication(s) except for radiolucent implants which should be used as follows:  in patients with primary or metastatic spinal tumours who would benefit from post-operative high dose high precision beam therapy upon appropriate and stringent patient selection;  Patient selection should be done via standardised assessment such as the neurological-oncological-mechanical systemic (NOMS) framework; and  The assessment should be carried out by a multidisciplinary team (MDT), which may be inclusive of, but not limited to, radiation oncologists, spine surgeons and interventional radiologists, among others.
Orthopaedics | Spine - Thoracolumbar (TL) and sacral surgery | TL and sacral fusion and fixation implant | TL pedicle screw - Shank, tulip | NuVasive Inc. | RELINE-O Screw, 6.5x55mm 2S Uniplanar | 13046555 | Standalone | DE0500730 | As per HSA registered indication(s) except for radiolucent implants which should be used as follows:  in patients with primary or metastatic spinal tumours who would benefit from post-operative high dose high precision beam therapy upon appropriate and stringent patient selection;  Patient selection should be done via standardised assessment such as the neurological-oncological-mechanical systemic (NOMS) framework; and  The assessment should be carried out by a multidisciplinary team (MDT), which may be inclusive of, but not limited to, radiation oncologists, spine surgeons and interventional radiologists, among others.
Orthopaedics | Spine - Thoracolumbar (TL) and sacral surgery | TL and sacral fusion and fixation implant | TL pedicle screw - Shank, tulip | NuVasive Inc. | RELINE-O Screw, 6.5x55mm Dbl Fen Poly | 13216555 | Standalone | DE0500730 | As per HSA registered indication(s) except for radiolucent implants which should be used as follows:  in patients with primary or metastatic spinal tumours who would benefit from post-operative high dose high precision beam therapy upon appropriate and stringent patient selection;  Patient selection should be done via standardised assessment such as the neurological-oncological-mechanical systemic (NOMS) framework; and  The assessment should be carried out by a multidisciplinary team (MDT), which may be inclusive of, but not limited to, radiation oncologists, spine surgeons and interventional radiologists, among others.
Orthopaedics | Spine - Thoracolumbar (TL) and sacral surgery | TL and sacral fusion and fixation implant | TL pedicle screw - Shank, tulip | NuVasive Inc. | RELINE-O Screw, 6.5x55mm Traction Poly | 13116555 | Standalone | DE0500730 | As per HSA registered indication(s) except for radiolucent implants which should be used as follows:  in patients with primary or metastatic spinal tumours who would benefit from post-operative high dose high precision beam therapy upon appropriate and stringent patient selection;  Patient selection should be done via standardised assessment such as the neurological-oncological-mechanical systemic (NOMS) framework; and  The assessment should be carried out by a multidisciplinary team (MDT), which may be inclusive of, but not limited to, radiation oncologists, spine surgeons and interventional radiologists, among others.
Orthopaedics | Spine - Thoracolumbar (TL) and sacral surgery | TL and sacral fusion and fixation implant | TL pedicle screw - Shank, tulip | NuVasive Inc. | RELINE-O Screw, 6.5x60mm 2S Iliac Closed | 13036560 | Standalone | DE0500730 | As per HSA registered indication(s) except for radiolucent implants which should be used as follows:  in patients with primary or metastatic spinal tumours who would benefit from post-operative high dose high precision beam therapy upon appropriate and stringent patient selection;  Patient selection should be done via standardised assessment such as the neurological-oncological-mechanical systemic (NOMS) framework; and  The assessment should be carried out by a multidisciplinary team (MDT), which may be inclusive of, but not limited to, radiation oncologists, spine surgeons and interventional radiologists, among others.
Orthopaedics | Spine - Thoracolumbar (TL) and sacral surgery | TL and sacral fusion and fixation implant | TL pedicle screw - Shank, tulip | NuVasive Inc. | RELINE-O Screw, 6.5x60mm 2S Monoaxial | 13086560 | Standalone | DE0500730 | As per HSA registered indication(s) except for radiolucent implants which should be used as follows:  in patients with primary or metastatic spinal tumours who would benefit from post-operative high dose high precision beam therapy upon appropriate and stringent patient selection;  Patient selection should be done via standardised assessment such as the neurological-oncological-mechanical systemic (NOMS) framework; and  The assessment should be carried out by a multidisciplinary team (MDT), which may be inclusive of, but not limited to, radiation oncologists, spine surgeons and interventional radiologists, among others.
Orthopaedics | Spine - Thoracolumbar (TL) and sacral surgery | TL and sacral fusion and fixation implant | TL pedicle screw - Shank, tulip | NuVasive Inc. | RELINE-O Screw, 6.5x60mm 2S Poly Iliac | 13016560 | Standalone | DE0500730 | As per HSA registered indication(s) except for radiolucent implants which should be used as follows:  in patients with primary or metastatic spinal tumours who would benefit from post-operative high dose high precision beam therapy upon appropriate and stringent patient selection;  Patient selection should be done via standardised assessment such as the neurological-oncological-mechanical systemic (NOMS) framework; and  The assessment should be carried out by a multidisciplinary team (MDT), which may be inclusive of, but not limited to, radiation oncologists, spine surgeons and interventional radiologists, among others.
Orthopaedics | Spine - Thoracolumbar (TL) and sacral surgery | TL and sacral fusion and fixation implant | TL pedicle screw - Shank, tulip | NuVasive Inc. | RELINE-O Screw, 6.5x60mm 2S Red Uni | 13056560A | Standalone | DE0500730 | As per HSA registered indication(s) except for radiolucent implants which should be used as follows:  in patients with primary or metastatic spinal tumours who would benefit from post-operative high dose high precision beam therapy upon appropriate and stringent patient selection;  Patient selection should be done via standardised assessment such as the neurological-oncological-mechanical systemic (NOMS) framework; and  The assessment should be carried out by a multidisciplinary team (MDT), which may be inclusive of, but not limited to, radiation oncologists, spine surgeons and interventional radiologists, among others.
Orthopaedics | Spine - Thoracolumbar (TL) and sacral surgery | TL and sacral fusion and fixation implant | TL pedicle screw - Shank, tulip | NuVasive Inc. | RELINE-O Screw, 6.5x60mm 2S Reduction | 13026560 | Standalone | DE0500730 | As per HSA registered indication(s) except for radiolucent implants which should be used as follows:  in patients with primary or metastatic spinal tumours who would benefit from post-operative high dose high precision beam therapy upon appropriate and stringent patient selection;  Patient selection should be done via standardised assessment such as the neurological-oncological-mechanical systemic (NOMS) framework; and  The assessment should be carried out by a multidisciplinary team (MDT), which may be inclusive of, but not limited to, radiation oncologists, spine surgeons and interventional radiologists, among others.
Orthopaedics | Spine - Thoracolumbar (TL) and sacral surgery | TL and sacral fusion and fixation implant | TL pedicle screw - Shank, tulip | NuVasive Inc. | RELINE-O Screw, 6.5x60mm Traction Poly | 13116560 | Standalone | DE0500730 | As per HSA registered indication(s) except for radiolucent implants which should be used as follows:  in patients with primary or metastatic spinal tumours who would benefit from post-operative high dose high precision beam therapy upon appropriate and stringent patient selection;  Patient selection should be done via standardised assessment such as the neurological-oncological-mechanical systemic (NOMS) framework; and  The assessment should be carried out by a multidisciplinary team (MDT), which may be inclusive of, but not limited to, radiation oncologists, spine surgeons and interventional radiologists, among others.
Orthopaedics | Spine - Thoracolumbar (TL) and sacral surgery | TL and sacral fusion and fixation implant | TL pedicle screw - Shank, tulip | NuVasive Inc. | RELINE-O Screw, 6.5x65mm 2S Poly Iliac | 13016565 | Standalone | DE0500730 | As per HSA registered indication(s) except for radiolucent implants which should be used as follows:  in patients with primary or metastatic spinal tumours who would benefit from post-operative high dose high precision beam therapy upon appropriate and stringent patient selection;  Patient selection should be done via standardised assessment such as the neurological-oncological-mechanical systemic (NOMS) framework; and  The assessment should be carried out by a multidisciplinary team (MDT), which may be inclusive of, but not limited to, radiation oncologists, spine surgeons and interventional radiologists, among others.
Orthopaedics | Spine - Thoracolumbar (TL) and sacral surgery | TL and sacral fusion and fixation implant | TL pedicle screw - Shank, tulip | NuVasive Inc. | RELINE-O Screw, 6.5x70mm 2S Iliac Closed | 13036570 | Standalone | DE0500730 | As per HSA registered indication(s) except for radiolucent implants which should be used as follows:  in patients with primary or metastatic spinal tumours who would benefit from post-operative high dose high precision beam therapy upon appropriate and stringent patient selection;  Patient selection should be done via standardised assessment such as the neurological-oncological-mechanical systemic (NOMS) framework; and  The assessment should be carried out by a multidisciplinary team (MDT), which may be inclusive of, but not limited to, radiation oncologists, spine surgeons and interventional radiologists, among others.
Orthopaedics | Spine - Thoracolumbar (TL) and sacral surgery | TL and sacral fusion and fixation implant | TL pedicle screw - Shank, tulip | NuVasive Inc. | RELINE-O Screw, 6.5x70mm 2S Poly Iliac | 13016570 | Standalone | DE0500730 | As per HSA registered indication(s) except for radiolucent implants which should be used as follows:  in patients with primary or metastatic spinal tumours who would benefit from post-operative high dose high precision beam therapy upon appropriate and stringent patient selection;  Patient selection should be done via standardised assessment such as the neurological-oncological-mechanical systemic (NOMS) framework; and  The assessment should be carried out by a multidisciplinary team (MDT), which may be inclusive of, but not limited to, radiation oncologists, spine surgeons and interventional radiologists, among others.
Orthopaedics | Spine - Thoracolumbar (TL) and sacral surgery | TL and sacral fusion and fixation implant | TL pedicle screw - Shank, tulip | NuVasive Inc. | RELINE-O Screw, 6.5x75mm 2S Poly Iliac | 13016575 | Standalone | DE0500730 | As per HSA registered indication(s) except for radiolucent implants which should be used as follows:  in patients with primary or metastatic spinal tumours who would benefit from post-operative high dose high precision beam therapy upon appropriate and stringent patient selection;  Patient selection should be done via standardised assessment such as the neurological-oncological-mechanical systemic (NOMS) framework; and  The assessment should be carried out by a multidisciplinary team (MDT), which may be inclusive of, but not limited to, radiation oncologists, spine surgeons and interventional radiologists, among others.
Orthopaedics | Spine - Thoracolumbar (TL) and sacral surgery | TL and sacral fusion and fixation implant | TL pedicle screw - Shank, tulip | NuVasive Inc. | RELINE-O Screw, 6.5x80mm 2S Iliac Closed | 13036580 | Standalone | DE0500730 | As per HSA registered indication(s) except for radiolucent implants which should be used as follows:  in patients with primary or metastatic spinal tumours who would benefit from post-operative high dose high precision beam therapy upon appropriate and stringent patient selection;  Patient selection should be done via standardised assessment such as the neurological-oncological-mechanical systemic (NOMS) framework; and  The assessment should be carried out by a multidisciplinary team (MDT), which may be inclusive of, but not limited to, radiation oncologists, spine surgeons and interventional radiologists, among others.
Orthopaedics | Spine - Thoracolumbar (TL) and sacral surgery | TL and sacral fusion and fixation implant | TL pedicle screw - Shank, tulip | NuVasive Inc. | RELINE-O Screw, 6.5x80mm 2S Poly Iliac | 13016580 | Standalone | DE0500730 | As per HSA registered indication(s) except for radiolucent implants which should be used as follows:  in patients with primary or metastatic spinal tumours who would benefit from post-operative high dose high precision beam therapy upon appropriate and stringent patient selection;  Patient selection should be done via standardised assessment such as the neurological-oncological-mechanical systemic (NOMS) framework; and  The assessment should be carried out by a multidisciplinary team (MDT), which may be inclusive of, but not limited to, radiation oncologists, spine surgeons and interventional radiologists, among others.
Orthopaedics | Spine - Thoracolumbar (TL) and sacral surgery | TL and sacral fusion and fixation implant | TL pedicle screw - Shank, tulip | NuVasive Inc. | RELINE-O Screw, 6.5x90mm 2S Iliac Closed | 13036590 | Standalone | DE0500730 | As per HSA registered indication(s) except for radiolucent implants which should be used as follows:  in patients with primary or metastatic spinal tumours who would benefit from post-operative high dose high precision beam therapy upon appropriate and stringent patient selection;  Patient selection should be done via standardised assessment such as the neurological-oncological-mechanical systemic (NOMS) framework; and  The assessment should be carried out by a multidisciplinary team (MDT), which may be inclusive of, but not limited to, radiation oncologists, spine surgeons and interventional radiologists, among others.
Orthopaedics | Spine - Thoracolumbar (TL) and sacral surgery | TL and sacral fusion and fixation implant | TL pedicle screw - Shank, tulip | NuVasive Inc. | RELINE-O Screw, 6.5x90mm 2S Poly Iliac | 13016590 | Standalone | DE0500730 | As per HSA registered indication(s) except for radiolucent implants which should be used as follows:  in patients with primary or metastatic spinal tumours who would benefit from post-operative high dose high precision beam therapy upon appropriate and stringent patient selection;  Patient selection should be done via standardised assessment such as the neurological-oncological-mechanical systemic (NOMS) framework; and  The assessment should be carried out by a multidisciplinary team (MDT), which may be inclusive of, but not limited to, radiation oncologists, spine surgeons and interventional radiologists, among others.
Orthopaedics | Spine - Thoracolumbar (TL) and sacral surgery | TL and sacral fusion and fixation implant | TL pedicle screw - Shank, tulip | NuVasive Inc. | RELINE-O Screw, 7.0x30mm 2S Polyaxial | 13017030 | Standalone | DE0500730 | As per HSA registered indication(s) except for radiolucent implants which should be used as follows:  in patients with primary or metastatic spinal tumours who would benefit from post-operative high dose high precision beam therapy upon appropriate and stringent patient selection;  Patient selection should be done via standardised assessment such as the neurological-oncological-mechanical systemic (NOMS) framework; and  The assessment should be carried out by a multidisciplinary team (MDT), which may be inclusive of, but not limited to, radiation oncologists, spine surgeons and interventional radiologists, among others.
Orthopaedics | Spine - Thoracolumbar (TL) and sacral surgery | TL and sacral fusion and fixation implant | TL pedicle screw - Shank, tulip | NuVasive Inc. | RELINE-O Screw, 7.0x30mm 2S Uniplanar | 13047030 | Standalone | DE0500730 | As per HSA registered indication(s) except for radiolucent implants which should be used as follows:  in patients with primary or metastatic spinal tumours who would benefit from post-operative high dose high precision beam therapy upon appropriate and stringent patient selection;  Patient selection should be done via standardised assessment such as the neurological-oncological-mechanical systemic (NOMS) framework; and  The assessment should be carried out by a multidisciplinary team (MDT), which may be inclusive of, but not limited to, radiation oncologists, spine surgeons and interventional radiologists, among others.
Orthopaedics | Spine - Thoracolumbar (TL) and sacral surgery | TL and sacral fusion and fixation implant | TL pedicle screw - Shank, tulip | NuVasive Inc. | RELINE-O Screw, 7.0x35mm 2S Polyaxial | 13017035 | Standalone | DE0500730 | As per HSA registered indication(s) except for radiolucent implants which should be used as follows:  in patients with primary or metastatic spinal tumours who would benefit from post-operative high dose high precision beam therapy upon appropriate and stringent patient selection;  Patient selection should be done via standardised assessment such as the neurological-oncological-mechanical systemic (NOMS) framework; and  The assessment should be carried out by a multidisciplinary team (MDT), which may be inclusive of, but not limited to, radiation oncologists, spine surgeons and interventional radiologists, among others.
Orthopaedics | Spine - Thoracolumbar (TL) and sacral surgery | TL and sacral fusion and fixation implant | TL pedicle screw - Shank, tulip | NuVasive Inc. | RELINE-O Screw, 7.0x35mm 2S Uniplanar | 13047035 | Standalone | DE0500730 | As per HSA registered indication(s) except for radiolucent implants which should be used as follows:  in patients with primary or metastatic spinal tumours who would benefit from post-operative high dose high precision beam therapy upon appropriate and stringent patient selection;  Patient selection should be done via standardised assessment such as the neurological-oncological-mechanical systemic (NOMS) framework; and  The assessment should be carried out by a multidisciplinary team (MDT), which may be inclusive of, but not limited to, radiation oncologists, spine surgeons and interventional radiologists, among others.
Orthopaedics | Spine - Thoracolumbar (TL) and sacral surgery | TL and sacral fusion and fixation implant | TL pedicle screw - Shank, tulip | NuVasive Inc. | RELINE-O Screw, 7.0x40mm 2S Polyaxial | 13017040 | Standalone | DE0500730 | As per HSA registered indication(s) except for radiolucent implants which should be used as follows:  in patients with primary or metastatic spinal tumours who would benefit from post-operative high dose high precision beam therapy upon appropriate and stringent patient selection;  Patient selection should be done via standardised assessment such as the neurological-oncological-mechanical systemic (NOMS) framework; and  The assessment should be carried out by a multidisciplinary team (MDT), which may be inclusive of, but not limited to, radiation oncologists, spine surgeons and interventional radiologists, among others.
Orthopaedics | Spine - Thoracolumbar (TL) and sacral surgery | TL and sacral fusion and fixation implant | TL pedicle screw - Shank, tulip | NuVasive Inc. | RELINE-O Screw, 7.0x40mm 2S Uniplanar | 13047040 | Standalone | DE0500730 | As per HSA registered indication(s) except for radiolucent implants which should be used as follows:  in patients with primary or metastatic spinal tumours who would benefit from post-operative high dose high precision beam therapy upon appropriate and stringent patient selection;  Patient selection should be done via standardised assessment such as the neurological-oncological-mechanical systemic (NOMS) framework; and  The assessment should be carried out by a multidisciplinary team (MDT), which may be inclusive of, but not limited to, radiation oncologists, spine surgeons and interventional radiologists, among others.
Orthopaedics | Spine - Thoracolumbar (TL) and sacral surgery | TL and sacral fusion and fixation implant | TL pedicle screw - Shank, tulip | NuVasive Inc. | RELINE-O Screw, 7.0x45mm 2S Polyaxial | 13017045 | Standalone | DE0500730 | As per HSA registered indication(s) except for radiolucent implants which should be used as follows:  in patients with primary or metastatic spinal tumours who would benefit from post-operative high dose high precision beam therapy upon appropriate and stringent patient selection;  Patient selection should be done via standardised assessment such as the neurological-oncological-mechanical systemic (NOMS) framework; and  The assessment should be carried out by a multidisciplinary team (MDT), which may be inclusive of, but not limited to, radiation oncologists, spine surgeons and interventional radiologists, among others.
Orthopaedics | Spine - Thoracolumbar (TL) and sacral surgery | TL and sacral fusion and fixation implant | TL pedicle screw - Shank, tulip | NuVasive Inc. | RELINE-O Screw, 7.0x45mm 2S Uniplanar | 13047045 | Standalone | DE0500730 | As per HSA registered indication(s) except for radiolucent implants which should be used as follows:  in patients with primary or metastatic spinal tumours who would benefit from post-operative high dose high precision beam therapy upon appropriate and stringent patient selection;  Patient selection should be done via standardised assessment such as the neurological-oncological-mechanical systemic (NOMS) framework; and  The assessment should be carried out by a multidisciplinary team (MDT), which may be inclusive of, but not limited to, radiation oncologists, spine surgeons and interventional radiologists, among others.
Orthopaedics | Spine - Thoracolumbar (TL) and sacral surgery | TL and sacral fusion and fixation implant | TL pedicle screw - Shank, tulip | NuVasive Inc. | RELINE-O Screw, 7.0x50mm 2S Polyaxial | 13017050 | Standalone | DE0500730 | As per HSA registered indication(s) except for radiolucent implants which should be used as follows:  in patients with primary or metastatic spinal tumours who would benefit from post-operative high dose high precision beam therapy upon appropriate and stringent patient selection;  Patient selection should be done via standardised assessment such as the neurological-oncological-mechanical systemic (NOMS) framework; and  The assessment should be carried out by a multidisciplinary team (MDT), which may be inclusive of, but not limited to, radiation oncologists, spine surgeons and interventional radiologists, among others.
Orthopaedics | Spine - Thoracolumbar (TL) and sacral surgery | TL and sacral fusion and fixation implant | TL pedicle screw - Shank, tulip | NuVasive Inc. | RELINE-O Screw, 7.0x50mm 2S Uniplanar | 13047050 | Standalone | DE0500730 | As per HSA registered indication(s) except for radiolucent implants which should be used as follows:  in patients with primary or metastatic spinal tumours who would benefit from post-operative high dose high precision beam therapy upon appropriate and stringent patient selection;  Patient selection should be done via standardised assessment such as the neurological-oncological-mechanical systemic (NOMS) framework; and  The assessment should be carried out by a multidisciplinary team (MDT), which may be inclusive of, but not limited to, radiation oncologists, spine surgeons and interventional radiologists, among others.
Orthopaedics | Spine - Thoracolumbar (TL) and sacral surgery | TL and sacral fusion and fixation implant | TL pedicle screw - Shank, tulip | NuVasive Inc. | RELINE-O Screw, 7.0x55mm 2S Polyaxial | 13017055 | Standalone | DE0500730 | As per HSA registered indication(s) except for radiolucent implants which should be used as follows:  in patients with primary or metastatic spinal tumours who would benefit from post-operative high dose high precision beam therapy upon appropriate and stringent patient selection;  Patient selection should be done via standardised assessment such as the neurological-oncological-mechanical systemic (NOMS) framework; and  The assessment should be carried out by a multidisciplinary team (MDT), which may be inclusive of, but not limited to, radiation oncologists, spine surgeons and interventional radiologists, among others.
Orthopaedics | Spine - Thoracolumbar (TL) and sacral surgery | TL and sacral fusion and fixation implant | TL pedicle screw - Shank, tulip | NuVasive Inc. | RELINE-O Screw, 7.0x60mm 2S Poly Iliac | 13017060 | Standalone | DE0500730 | As per HSA registered indication(s) except for radiolucent implants which should be used as follows:  in patients with primary or metastatic spinal tumours who would benefit from post-operative high dose high precision beam therapy upon appropriate and stringent patient selection;  Patient selection should be done via standardised assessment such as the neurological-oncological-mechanical systemic (NOMS) framework; and  The assessment should be carried out by a multidisciplinary team (MDT), which may be inclusive of, but not limited to, radiation oncologists, spine surgeons and interventional radiologists, among others.
Orthopaedics | Spine - Thoracolumbar (TL) and sacral surgery | TL and sacral fusion and fixation implant | TL pedicle screw - Shank, tulip | NuVasive Inc. | RELINE-O Screw, 7.5x100mm 2S Iliac Clsd | 13037510 | Standalone | DE0500730 | As per HSA registered indication(s) except for radiolucent implants which should be used as follows:  in patients with primary or metastatic spinal tumours who would benefit from post-operative high dose high precision beam therapy upon appropriate and stringent patient selection;  Patient selection should be done via standardised assessment such as the neurological-oncological-mechanical systemic (NOMS) framework; and  The assessment should be carried out by a multidisciplinary team (MDT), which may be inclusive of, but not limited to, radiation oncologists, spine surgeons and interventional radiologists, among others.
Orthopaedics | Spine - Thoracolumbar (TL) and sacral surgery | TL and sacral fusion and fixation implant | TL pedicle screw - Shank, tulip | NuVasive Inc. | RELINE-O Screw, 7.5x100mm 2S Poly Iliac | 13017510 | Standalone | DE0500730 | As per HSA registered indication(s) except for radiolucent implants which should be used as follows:  in patients with primary or metastatic spinal tumours who would benefit from post-operative high dose high precision beam therapy upon appropriate and stringent patient selection;  Patient selection should be done via standardised assessment such as the neurological-oncological-mechanical systemic (NOMS) framework; and  The assessment should be carried out by a multidisciplinary team (MDT), which may be inclusive of, but not limited to, radiation oncologists, spine surgeons and interventional radiologists, among others.
Orthopaedics | Spine - Thoracolumbar (TL) and sacral surgery | TL and sacral fusion and fixation implant | TL pedicle screw - Shank, tulip | NuVasive Inc. | RELINE-O Screw, 7.5x25mm 2S Polyaxial | 13017525 | Standalone | DE0500730 | As per HSA registered indication(s) except for radiolucent implants which should be used as follows:  in patients with primary or metastatic spinal tumours who would benefit from post-operative high dose high precision beam therapy upon appropriate and stringent patient selection;  Patient selection should be done via standardised assessment such as the neurological-oncological-mechanical systemic (NOMS) framework; and  The assessment should be carried out by a multidisciplinary team (MDT), which may be inclusive of, but not limited to, radiation oncologists, spine surgeons and interventional radiologists, among others.
Orthopaedics | Spine - Thoracolumbar (TL) and sacral surgery | TL and sacral fusion and fixation implant | TL pedicle screw - Shank, tulip | NuVasive Inc. | RELINE-O Screw, 7.5x30mm 2S Polyaxial | 13017530 | Standalone | DE0500730 | As per HSA registered indication(s) except for radiolucent implants which should be used as follows:  in patients with primary or metastatic spinal tumours who would benefit from post-operative high dose high precision beam therapy upon appropriate and stringent patient selection;  Patient selection should be done via standardised assessment such as the neurological-oncological-mechanical systemic (NOMS) framework; and  The assessment should be carried out by a multidisciplinary team (MDT), which may be inclusive of, but not limited to, radiation oncologists, spine surgeons and interventional radiologists, among others.
Orthopaedics | Spine - Thoracolumbar (TL) and sacral surgery | TL and sacral fusion and fixation implant | TL pedicle screw - Shank, tulip | NuVasive Inc. | RELINE-O Screw, 7.5x30mm 2S Reduction | 13027530 | Standalone | DE0500730 | As per HSA registered indication(s) except for radiolucent implants which should be used as follows:  in patients with primary or metastatic spinal tumours who would benefit from post-operative high dose high precision beam therapy upon appropriate and stringent patient selection;  Patient selection should be done via standardised assessment such as the neurological-oncological-mechanical systemic (NOMS) framework; and  The assessment should be carried out by a multidisciplinary team (MDT), which may be inclusive of, but not limited to, radiation oncologists, spine surgeons and interventional radiologists, among others.
Orthopaedics | Spine - Thoracolumbar (TL) and sacral surgery | TL and sacral fusion and fixation implant | TL pedicle screw - Shank, tulip | NuVasive Inc. | RELINE-O Screw, 7.5x30mm 2S Uniplanar | 13047530 | Standalone | DE0500730 | As per HSA registered indication(s) except for radiolucent implants which should be used as follows:  in patients with primary or metastatic spinal tumours who would benefit from post-operative high dose high precision beam therapy upon appropriate and stringent patient selection;  Patient selection should be done via standardised assessment such as the neurological-oncological-mechanical systemic (NOMS) framework; and  The assessment should be carried out by a multidisciplinary team (MDT), which may be inclusive of, but not limited to, radiation oncologists, spine surgeons and interventional radiologists, among others.
Orthopaedics | Spine - Thoracolumbar (TL) and sacral surgery | TL and sacral fusion and fixation implant | TL pedicle screw - Shank, tulip | NuVasive Inc. | RELINE-O Screw, 7.5x30mm Traction Poly | 13117530 | Standalone | DE0500730 | As per HSA registered indication(s) except for radiolucent implants which should be used as follows:  in patients with primary or metastatic spinal tumours who would benefit from post-operative high dose high precision beam therapy upon appropriate and stringent patient selection;  Patient selection should be done via standardised assessment such as the neurological-oncological-mechanical systemic (NOMS) framework; and  The assessment should be carried out by a multidisciplinary team (MDT), which may be inclusive of, but not limited to, radiation oncologists, spine surgeons and interventional radiologists, among others.
Orthopaedics | Spine - Thoracolumbar (TL) and sacral surgery | TL and sacral fusion and fixation implant | TL pedicle screw - Shank, tulip | NuVasive Inc. | RELINE-O Screw, 7.5x35mm 2S Monoaxial | 13087535 | Standalone | DE0500730 | As per HSA registered indication(s) except for radiolucent implants which should be used as follows:  in patients with primary or metastatic spinal tumours who would benefit from post-operative high dose high precision beam therapy upon appropriate and stringent patient selection;  Patient selection should be done via standardised assessment such as the neurological-oncological-mechanical systemic (NOMS) framework; and  The assessment should be carried out by a multidisciplinary team (MDT), which may be inclusive of, but not limited to, radiation oncologists, spine surgeons and interventional radiologists, among others.
Orthopaedics | Spine - Thoracolumbar (TL) and sacral surgery | TL and sacral fusion and fixation implant | TL pedicle screw - Shank, tulip | NuVasive Inc. | RELINE-O Screw, 7.5x35mm 2S Polyaxial | 13017535 | Standalone | DE0500730 | As per HSA registered indication(s) except for radiolucent implants which should be used as follows:  in patients with primary or metastatic spinal tumours who would benefit from post-operative high dose high precision beam therapy upon appropriate and stringent patient selection;  Patient selection should be done via standardised assessment such as the neurological-oncological-mechanical systemic (NOMS) framework; and  The assessment should be carried out by a multidisciplinary team (MDT), which may be inclusive of, but not limited to, radiation oncologists, spine surgeons and interventional radiologists, among others.
Orthopaedics | Spine - Thoracolumbar (TL) and sacral surgery | TL and sacral fusion and fixation implant | TL pedicle screw - Shank, tulip | NuVasive Inc. | RELINE-O Screw, 7.5x35mm 2S Reduction | 13027535 | Standalone | DE0500730 | As per HSA registered indication(s) except for radiolucent implants which should be used as follows:  in patients with primary or metastatic spinal tumours who would benefit from post-operative high dose high precision beam therapy upon appropriate and stringent patient selection;  Patient selection should be done via standardised assessment such as the neurological-oncological-mechanical systemic (NOMS) framework; and  The assessment should be carried out by a multidisciplinary team (MDT), which may be inclusive of, but not limited to, radiation oncologists, spine surgeons and interventional radiologists, among others.
Orthopaedics | Spine - Thoracolumbar (TL) and sacral surgery | TL and sacral fusion and fixation implant | TL pedicle screw - Shank, tulip | NuVasive Inc. | RELINE-O Screw, 7.5x35mm 2S Uniplanar | 13047535 | Standalone | DE0500730 | As per HSA registered indication(s) except for radiolucent implants which should be used as follows:  in patients with primary or metastatic spinal tumours who would benefit from post-operative high dose high precision beam therapy upon appropriate and stringent patient selection;  Patient selection should be done via standardised assessment such as the neurological-oncological-mechanical systemic (NOMS) framework; and  The assessment should be carried out by a multidisciplinary team (MDT), which may be inclusive of, but not limited to, radiation oncologists, spine surgeons and interventional radiologists, among others.
Orthopaedics | Spine - Thoracolumbar (TL) and sacral surgery | TL and sacral fusion and fixation implant | TL pedicle screw - Shank, tulip | NuVasive Inc. | RELINE-O Screw, 7.5x35mm Dbl Fen Poly | 13217535 | Standalone | DE0500730 | As per HSA registered indication(s) except for radiolucent implants which should be used as follows:  in patients with primary or metastatic spinal tumours who would benefit from post-operative high dose high precision beam therapy upon appropriate and stringent patient selection;  Patient selection should be done via standardised assessment such as the neurological-oncological-mechanical systemic (NOMS) framework; and  The assessment should be carried out by a multidisciplinary team (MDT), which may be inclusive of, but not limited to, radiation oncologists, spine surgeons and interventional radiologists, among others.
Orthopaedics | Spine - Thoracolumbar (TL) and sacral surgery | TL and sacral fusion and fixation implant | TL pedicle screw - Shank, tulip | NuVasive Inc. | RELINE-O Screw, 7.5x35mm Traction Poly | 13117535 | Standalone | DE0500730 | As per HSA registered indication(s) except for radiolucent implants which should be used as follows:  in patients with primary or metastatic spinal tumours who would benefit from post-operative high dose high precision beam therapy upon appropriate and stringent patient selection;  Patient selection should be done via standardised assessment such as the neurological-oncological-mechanical systemic (NOMS) framework; and  The assessment should be carried out by a multidisciplinary team (MDT), which may be inclusive of, but not limited to, radiation oncologists, spine surgeons and interventional radiologists, among others.
Orthopaedics | Spine - Thoracolumbar (TL) and sacral surgery | TL and sacral fusion and fixation implant | TL pedicle screw - Shank, tulip | NuVasive Inc. | RELINE-O Screw, 7.5x40mm 2S Monoaxial | 13087540 | Standalone | DE0500730 | As per HSA registered indication(s) except for radiolucent implants which should be used as follows:  in patients with primary or metastatic spinal tumours who would benefit from post-operative high dose high precision beam therapy upon appropriate and stringent patient selection;  Patient selection should be done via standardised assessment such as the neurological-oncological-mechanical systemic (NOMS) framework; and  The assessment should be carried out by a multidisciplinary team (MDT), which may be inclusive of, but not limited to, radiation oncologists, spine surgeons and interventional radiologists, among others.
Orthopaedics | Spine - Thoracolumbar (TL) and sacral surgery | TL and sacral fusion and fixation implant | TL pedicle screw - Shank, tulip | NuVasive Inc. | RELINE-O Screw, 7.5x40mm 2S Polyaxial | 13017540 | Standalone | DE0500730 | As per HSA registered indication(s) except for radiolucent implants which should be used as follows:  in patients with primary or metastatic spinal tumours who would benefit from post-operative high dose high precision beam therapy upon appropriate and stringent patient selection;  Patient selection should be done via standardised assessment such as the neurological-oncological-mechanical systemic (NOMS) framework; and  The assessment should be carried out by a multidisciplinary team (MDT), which may be inclusive of, but not limited to, radiation oncologists, spine surgeons and interventional radiologists, among others.
Orthopaedics | Spine - Thoracolumbar (TL) and sacral surgery | TL and sacral fusion and fixation implant | TL pedicle screw - Shank, tulip | NuVasive Inc. | RELINE-O Screw, 7.5x40mm 2S Reduction | 13027540 | Standalone | DE0500730 | As per HSA registered indication(s) except for radiolucent implants which should be used as follows:  in patients with primary or metastatic spinal tumours who would benefit from post-operative high dose high precision beam therapy upon appropriate and stringent patient selection;  Patient selection should be done via standardised assessment such as the neurological-oncological-mechanical systemic (NOMS) framework; and  The assessment should be carried out by a multidisciplinary team (MDT), which may be inclusive of, but not limited to, radiation oncologists, spine surgeons and interventional radiologists, among others.
Orthopaedics | Spine - Thoracolumbar (TL) and sacral surgery | TL and sacral fusion and fixation implant | TL pedicle screw - Shank, tulip | NuVasive Inc. | RELINE-O Screw, 7.5x40mm 2S Uniplanar | 13047540 | Standalone | DE0500730 | As per HSA registered indication(s) except for radiolucent implants which should be used as follows:  in patients with primary or metastatic spinal tumours who would benefit from post-operative high dose high precision beam therapy upon appropriate and stringent patient selection;  Patient selection should be done via standardised assessment such as the neurological-oncological-mechanical systemic (NOMS) framework; and  The assessment should be carried out by a multidisciplinary team (MDT), which may be inclusive of, but not limited to, radiation oncologists, spine surgeons and interventional radiologists, among others.
Orthopaedics | Spine - Thoracolumbar (TL) and sacral surgery | TL and sacral fusion and fixation implant | TL pedicle screw - Shank, tulip | NuVasive Inc. | RELINE-O Screw, 7.5x40mm Dbl Fen Poly | 13217540 | Standalone | DE0500730 | As per HSA registered indication(s) except for radiolucent implants which should be used as follows:  in patients with primary or metastatic spinal tumours who would benefit from post-operative high dose high precision beam therapy upon appropriate and stringent patient selection;  Patient selection should be done via standardised assessment such as the neurological-oncological-mechanical systemic (NOMS) framework; and  The assessment should be carried out by a multidisciplinary team (MDT), which may be inclusive of, but not limited to, radiation oncologists, spine surgeons and interventional radiologists, among others.
Orthopaedics | Spine - Thoracolumbar (TL) and sacral surgery | TL and sacral fusion and fixation implant | TL pedicle screw - Shank, tulip | NuVasive Inc. | RELINE-O Screw, 7.5x40mm Traction Poly | 13117540 | Standalone | DE0500730 | As per HSA registered indication(s) except for radiolucent implants which should be used as follows:  in patients with primary or metastatic spinal tumours who would benefit from post-operative high dose high precision beam therapy upon appropriate and stringent patient selection;  Patient selection should be done via standardised assessment such as the neurological-oncological-mechanical systemic (NOMS) framework; and  The assessment should be carried out by a multidisciplinary team (MDT), which may be inclusive of, but not limited to, radiation oncologists, spine surgeons and interventional radiologists, among others.
Orthopaedics | Spine - Thoracolumbar (TL) and sacral surgery | TL and sacral fusion and fixation implant | TL pedicle screw - Shank, tulip | NuVasive Inc. | RELINE-O Screw, 7.5x45mm 2S Monoaxial | 13087545 | Standalone | DE0500730 | As per HSA registered indication(s) except for radiolucent implants which should be used as follows:  in patients with primary or metastatic spinal tumours who would benefit from post-operative high dose high precision beam therapy upon appropriate and stringent patient selection;  Patient selection should be done via standardised assessment such as the neurological-oncological-mechanical systemic (NOMS) framework; and  The assessment should be carried out by a multidisciplinary team (MDT), which may be inclusive of, but not limited to, radiation oncologists, spine surgeons and interventional radiologists, among others.
Orthopaedics | Spine - Thoracolumbar (TL) and sacral surgery | TL and sacral fusion and fixation implant | TL pedicle screw - Shank, tulip | NuVasive Inc. | RELINE-O Screw, 7.5x45mm 2S Polyaxial | 13017545 | Standalone | DE0500730 | As per HSA registered indication(s) except for radiolucent implants which should be used as follows:  in patients with primary or metastatic spinal tumours who would benefit from post-operative high dose high precision beam therapy upon appropriate and stringent patient selection;  Patient selection should be done via standardised assessment such as the neurological-oncological-mechanical systemic (NOMS) framework; and  The assessment should be carried out by a multidisciplinary team (MDT), which may be inclusive of, but not limited to, radiation oncologists, spine surgeons and interventional radiologists, among others.
Orthopaedics | Spine - Thoracolumbar (TL) and sacral surgery | TL and sacral fusion and fixation implant | TL pedicle screw - Shank, tulip | NuVasive Inc. | RELINE-O Screw, 7.5x45mm 2S Reduction | 13027545 | Standalone | DE0500730 | As per HSA registered indication(s) except for radiolucent implants which should be used as follows:  in patients with primary or metastatic spinal tumours who would benefit from post-operative high dose high precision beam therapy upon appropriate and stringent patient selection;  Patient selection should be done via standardised assessment such as the neurological-oncological-mechanical systemic (NOMS) framework; and  The assessment should be carried out by a multidisciplinary team (MDT), which may be inclusive of, but not limited to, radiation oncologists, spine surgeons and interventional radiologists, among others.
Orthopaedics | Spine - Thoracolumbar (TL) and sacral surgery | TL and sacral fusion and fixation implant | TL pedicle screw - Shank, tulip | NuVasive Inc. | RELINE-O Screw, 7.5x45mm 2S Uniplanar | 13047545 | Standalone | DE0500730 | As per HSA registered indication(s) except for radiolucent implants which should be used as follows:  in patients with primary or metastatic spinal tumours who would benefit from post-operative high dose high precision beam therapy upon appropriate and stringent patient selection;  Patient selection should be done via standardised assessment such as the neurological-oncological-mechanical systemic (NOMS) framework; and  The assessment should be carried out by a multidisciplinary team (MDT), which may be inclusive of, but not limited to, radiation oncologists, spine surgeons and interventional radiologists, among others.
Orthopaedics | Spine - Thoracolumbar (TL) and sacral surgery | TL and sacral fusion and fixation implant | TL pedicle screw - Shank, tulip | NuVasive Inc. | RELINE-O Screw, 7.5x45mm Dbl Fen Poly | 13217545 | Standalone | DE0500730 | As per HSA registered indication(s) except for radiolucent implants which should be used as follows:  in patients with primary or metastatic spinal tumours who would benefit from post-operative high dose high precision beam therapy upon appropriate and stringent patient selection;  Patient selection should be done via standardised assessment such as the neurological-oncological-mechanical systemic (NOMS) framework; and  The assessment should be carried out by a multidisciplinary team (MDT), which may be inclusive of, but not limited to, radiation oncologists, spine surgeons and interventional radiologists, among others.
Orthopaedics | Spine - Thoracolumbar (TL) and sacral surgery | TL and sacral fusion and fixation implant | TL pedicle screw - Shank, tulip | NuVasive Inc. | RELINE-O Screw, 7.5x45mm Traction Poly | 13117545 | Standalone | DE0500730 | As per HSA registered indication(s) except for radiolucent implants which should be used as follows:  in patients with primary or metastatic spinal tumours who would benefit from post-operative high dose high precision beam therapy upon appropriate and stringent patient selection;  Patient selection should be done via standardised assessment such as the neurological-oncological-mechanical systemic (NOMS) framework; and  The assessment should be carried out by a multidisciplinary team (MDT), which may be inclusive of, but not limited to, radiation oncologists, spine surgeons and interventional radiologists, among others.
Orthopaedics | Spine - Thoracolumbar (TL) and sacral surgery | TL and sacral fusion and fixation implant | TL pedicle screw - Shank, tulip | NuVasive Inc. | RELINE-O Screw, 7.5x50mm 2S Monoaxial | 13087550 | Standalone | DE0500730 | As per HSA registered indication(s) except for radiolucent implants which should be used as follows:  in patients with primary or metastatic spinal tumours who would benefit from post-operative high dose high precision beam therapy upon appropriate and stringent patient selection;  Patient selection should be done via standardised assessment such as the neurological-oncological-mechanical systemic (NOMS) framework; and  The assessment should be carried out by a multidisciplinary team (MDT), which may be inclusive of, but not limited to, radiation oncologists, spine surgeons and interventional radiologists, among others.
Orthopaedics | Spine - Thoracolumbar (TL) and sacral surgery | TL and sacral fusion and fixation implant | TL pedicle screw - Shank, tulip | NuVasive Inc. | RELINE-O Screw, 7.5x50mm 2S Polyaxial | 13017550 | Standalone | DE0500730 | As per HSA registered indication(s) except for radiolucent implants which should be used as follows:  in patients with primary or metastatic spinal tumours who would benefit from post-operative high dose high precision beam therapy upon appropriate and stringent patient selection;  Patient selection should be done via standardised assessment such as the neurological-oncological-mechanical systemic (NOMS) framework; and  The assessment should be carried out by a multidisciplinary team (MDT), which may be inclusive of, but not limited to, radiation oncologists, spine surgeons and interventional radiologists, among others.
Orthopaedics | Spine - Thoracolumbar (TL) and sacral surgery | TL and sacral fusion and fixation implant | TL pedicle screw - Shank, tulip | NuVasive Inc. | RELINE-O Screw, 7.5x50mm 2S Reduction | 13027550 | Standalone | DE0500730 | As per HSA registered indication(s) except for radiolucent implants which should be used as follows:  in patients with primary or metastatic spinal tumours who would benefit from post-operative high dose high precision beam therapy upon appropriate and stringent patient selection;  Patient selection should be done via standardised assessment such as the neurological-oncological-mechanical systemic (NOMS) framework; and  The assessment should be carried out by a multidisciplinary team (MDT), which may be inclusive of, but not limited to, radiation oncologists, spine surgeons and interventional radiologists, among others.
Orthopaedics | Spine - Thoracolumbar (TL) and sacral surgery | TL and sacral fusion and fixation implant | TL pedicle screw - Shank, tulip | NuVasive Inc. | RELINE-O Screw, 7.5x50mm 2S Uniplanar | 13047550 | Standalone | DE0500730 | As per HSA registered indication(s) except for radiolucent implants which should be used as follows:  in patients with primary or metastatic spinal tumours who would benefit from post-operative high dose high precision beam therapy upon appropriate and stringent patient selection;  Patient selection should be done via standardised assessment such as the neurological-oncological-mechanical systemic (NOMS) framework; and  The assessment should be carried out by a multidisciplinary team (MDT), which may be inclusive of, but not limited to, radiation oncologists, spine surgeons and interventional radiologists, among others.
Orthopaedics | Spine - Thoracolumbar (TL) and sacral surgery | TL and sacral fusion and fixation implant | TL pedicle screw - Shank, tulip | NuVasive Inc. | RELINE-O Screw, 7.5x50mm Dbl Fen Poly | 13217550 | Standalone | DE0500730 | As per HSA registered indication(s) except for radiolucent implants which should be used as follows:  in patients with primary or metastatic spinal tumours who would benefit from post-operative high dose high precision beam therapy upon appropriate and stringent patient selection;  Patient selection should be done via standardised assessment such as the neurological-oncological-mechanical systemic (NOMS) framework; and  The assessment should be carried out by a multidisciplinary team (MDT), which may be inclusive of, but not limited to, radiation oncologists, spine surgeons and interventional radiologists, among others.
Orthopaedics | Spine - Thoracolumbar (TL) and sacral surgery | TL and sacral fusion and fixation implant | TL pedicle screw - Shank, tulip | NuVasive Inc. | RELINE-O Screw, 7.5x50mm Traction Poly | 13117550 | Standalone | DE0500730 | As per HSA registered indication(s) except for radiolucent implants which should be used as follows:  in patients with primary or metastatic spinal tumours who would benefit from post-operative high dose high precision beam therapy upon appropriate and stringent patient selection;  Patient selection should be done via standardised assessment such as the neurological-oncological-mechanical systemic (NOMS) framework; and  The assessment should be carried out by a multidisciplinary team (MDT), which may be inclusive of, but not limited to, radiation oncologists, spine surgeons and interventional radiologists, among others.
Orthopaedics | Spine - Thoracolumbar (TL) and sacral surgery | TL and sacral fusion and fixation implant | TL pedicle screw - Shank, tulip | NuVasive Inc. | RELINE-O Screw, 7.5x55mm 2S Monoaxial | 13087555 | Standalone | DE0500730 | As per HSA registered indication(s) except for radiolucent implants which should be used as follows:  in patients with primary or metastatic spinal tumours who would benefit from post-operative high dose high precision beam therapy upon appropriate and stringent patient selection;  Patient selection should be done via standardised assessment such as the neurological-oncological-mechanical systemic (NOMS) framework; and  The assessment should be carried out by a multidisciplinary team (MDT), which may be inclusive of, but not limited to, radiation oncologists, spine surgeons and interventional radiologists, among others.
Orthopaedics | Spine - Thoracolumbar (TL) and sacral surgery | TL and sacral fusion and fixation implant | TL pedicle screw - Shank, tulip | NuVasive Inc. | RELINE-O Screw, 7.5x55mm 2S Polyaxial | 13017555 | Standalone | DE0500730 | As per HSA registered indication(s) except for radiolucent implants which should be used as follows:  in patients with primary or metastatic spinal tumours who would benefit from post-operative high dose high precision beam therapy upon appropriate and stringent patient selection;  Patient selection should be done via standardised assessment such as the neurological-oncological-mechanical systemic (NOMS) framework; and  The assessment should be carried out by a multidisciplinary team (MDT), which may be inclusive of, but not limited to, radiation oncologists, spine surgeons and interventional radiologists, among others.
Orthopaedics | Spine - Thoracolumbar (TL) and sacral surgery | TL and sacral fusion and fixation implant | TL pedicle screw - Shank, tulip | NuVasive Inc. | RELINE-O Screw, 7.5x55mm 2S Reduction | 13027555 | Standalone | DE0500730 | As per HSA registered indication(s) except for radiolucent implants which should be used as follows:  in patients with primary or metastatic spinal tumours who would benefit from post-operative high dose high precision beam therapy upon appropriate and stringent patient selection;  Patient selection should be done via standardised assessment such as the neurological-oncological-mechanical systemic (NOMS) framework; and  The assessment should be carried out by a multidisciplinary team (MDT), which may be inclusive of, but not limited to, radiation oncologists, spine surgeons and interventional radiologists, among others.
Orthopaedics | Spine - Thoracolumbar (TL) and sacral surgery | TL and sacral fusion and fixation implant | TL pedicle screw - Shank, tulip | NuVasive Inc. | RELINE-O Screw, 7.5x55mm 2S Uniplanar | 13047555 | Standalone | DE0500730 | As per HSA registered indication(s) except for radiolucent implants which should be used as follows:  in patients with primary or metastatic spinal tumours who would benefit from post-operative high dose high precision beam therapy upon appropriate and stringent patient selection;  Patient selection should be done via standardised assessment such as the neurological-oncological-mechanical systemic (NOMS) framework; and  The assessment should be carried out by a multidisciplinary team (MDT), which may be inclusive of, but not limited to, radiation oncologists, spine surgeons and interventional radiologists, among others.
Orthopaedics | Spine - Thoracolumbar (TL) and sacral surgery | TL and sacral fusion and fixation implant | TL pedicle screw - Shank, tulip | NuVasive Inc. | RELINE-O Screw, 7.5x55mm Dbl Fen Poly | 13217555 | Standalone | DE0500730 | As per HSA registered indication(s) except for radiolucent implants which should be used as follows:  in patients with primary or metastatic spinal tumours who would benefit from post-operative high dose high precision beam therapy upon appropriate and stringent patient selection;  Patient selection should be done via standardised assessment such as the neurological-oncological-mechanical systemic (NOMS) framework; and  The assessment should be carried out by a multidisciplinary team (MDT), which may be inclusive of, but not limited to, radiation oncologists, spine surgeons and interventional radiologists, among others.
Orthopaedics | Spine - Thoracolumbar (TL) and sacral surgery | TL and sacral fusion and fixation implant | TL pedicle screw - Shank, tulip | NuVasive Inc. | RELINE-O Screw, 7.5x55mm Traction Poly | 13117555 | Standalone | DE0500730 | As per HSA registered indication(s) except for radiolucent implants which should be used as follows:  in patients with primary or metastatic spinal tumours who would benefit from post-operative high dose high precision beam therapy upon appropriate and stringent patient selection;  Patient selection should be done via standardised assessment such as the neurological-oncological-mechanical systemic (NOMS) framework; and  The assessment should be carried out by a multidisciplinary team (MDT), which may be inclusive of, but not limited to, radiation oncologists, spine surgeons and interventional radiologists, among others.
Orthopaedics | Spine - Thoracolumbar (TL) and sacral surgery | TL and sacral fusion and fixation implant | TL pedicle screw - Shank, tulip | NuVasive Inc. | RELINE-O Screw, 7.5x60mm 2S Iliac Closed | 13037560 | Standalone | DE0500730 | As per HSA registered indication(s) except for radiolucent implants which should be used as follows:  in patients with primary or metastatic spinal tumours who would benefit from post-operative high dose high precision beam therapy upon appropriate and stringent patient selection;  Patient selection should be done via standardised assessment such as the neurological-oncological-mechanical systemic (NOMS) framework; and  The assessment should be carried out by a multidisciplinary team (MDT), which may be inclusive of, but not limited to, radiation oncologists, spine surgeons and interventional radiologists, among others.
Orthopaedics | Spine - Thoracolumbar (TL) and sacral surgery | TL and sacral fusion and fixation implant | TL pedicle screw - Shank, tulip | NuVasive Inc. | RELINE-O Screw, 7.5x60mm 2S Monoaxial | 13087560 | Standalone | DE0500730 | As per HSA registered indication(s) except for radiolucent implants which should be used as follows:  in patients with primary or metastatic spinal tumours who would benefit from post-operative high dose high precision beam therapy upon appropriate and stringent patient selection;  Patient selection should be done via standardised assessment such as the neurological-oncological-mechanical systemic (NOMS) framework; and  The assessment should be carried out by a multidisciplinary team (MDT), which may be inclusive of, but not limited to, radiation oncologists, spine surgeons and interventional radiologists, among others.
Orthopaedics | Spine - Thoracolumbar (TL) and sacral surgery | TL and sacral fusion and fixation implant | TL pedicle screw - Shank, tulip | NuVasive Inc. | RELINE-O Screw, 7.5x60mm 2S Poly Iliac | 13017560 | Standalone | DE0500730 | As per HSA registered indication(s) except for radiolucent implants which should be used as follows:  in patients with primary or metastatic spinal tumours who would benefit from post-operative high dose high precision beam therapy upon appropriate and stringent patient selection;  Patient selection should be done via standardised assessment such as the neurological-oncological-mechanical systemic (NOMS) framework; and  The assessment should be carried out by a multidisciplinary team (MDT), which may be inclusive of, but not limited to, radiation oncologists, spine surgeons and interventional radiologists, among others.
Orthopaedics | Spine - Thoracolumbar (TL) and sacral surgery | TL and sacral fusion and fixation implant | TL pedicle screw - Shank, tulip | NuVasive Inc. | RELINE-O Screw, 7.5x60mm 2S Reduction | 13027560 | Standalone | DE0500730 | As per HSA registered indication(s) except for radiolucent implants which should be used as follows:  in patients with primary or metastatic spinal tumours who would benefit from post-operative high dose high precision beam therapy upon appropriate and stringent patient selection;  Patient selection should be done via standardised assessment such as the neurological-oncological-mechanical systemic (NOMS) framework; and  The assessment should be carried out by a multidisciplinary team (MDT), which may be inclusive of, but not limited to, radiation oncologists, spine surgeons and interventional radiologists, among others.
Orthopaedics | Spine - Thoracolumbar (TL) and sacral surgery | TL and sacral fusion and fixation implant | TL pedicle screw - Shank, tulip | NuVasive Inc. | RELINE-O Screw, 7.5x60mm Dbl Fen Poly | 13217560 | Standalone | DE0500730 | As per HSA registered indication(s) except for radiolucent implants which should be used as follows:  in patients with primary or metastatic spinal tumours who would benefit from post-operative high dose high precision beam therapy upon appropriate and stringent patient selection;  Patient selection should be done via standardised assessment such as the neurological-oncological-mechanical systemic (NOMS) framework; and  The assessment should be carried out by a multidisciplinary team (MDT), which may be inclusive of, but not limited to, radiation oncologists, spine surgeons and interventional radiologists, among others.
Orthopaedics | Spine - Thoracolumbar (TL) and sacral surgery | TL and sacral fusion and fixation implant | TL pedicle screw - Shank, tulip | NuVasive Inc. | RELINE-O Screw, 7.5x60mm Traction Poly | 13117560 | Standalone | DE0500730 | As per HSA registered indication(s) except for radiolucent implants which should be used as follows:  in patients with primary or metastatic spinal tumours who would benefit from post-operative high dose high precision beam therapy upon appropriate and stringent patient selection;  Patient selection should be done via standardised assessment such as the neurological-oncological-mechanical systemic (NOMS) framework; and  The assessment should be carried out by a multidisciplinary team (MDT), which may be inclusive of, but not limited to, radiation oncologists, spine surgeons and interventional radiologists, among others.
Orthopaedics | Spine - Thoracolumbar (TL) and sacral surgery | TL and sacral fusion and fixation implant | TL pedicle screw - Shank, tulip | NuVasive Inc. | RELINE-O Screw, 7.5x65mm 2S Poly Iliac | 13017565 | Standalone | DE0500730 | As per HSA registered indication(s) except for radiolucent implants which should be used as follows:  in patients with primary or metastatic spinal tumours who would benefit from post-operative high dose high precision beam therapy upon appropriate and stringent patient selection;  Patient selection should be done via standardised assessment such as the neurological-oncological-mechanical systemic (NOMS) framework; and  The assessment should be carried out by a multidisciplinary team (MDT), which may be inclusive of, but not limited to, radiation oncologists, spine surgeons and interventional radiologists, among others.
Orthopaedics | Spine - Thoracolumbar (TL) and sacral surgery | TL and sacral fusion and fixation implant | TL pedicle screw - Shank, tulip | NuVasive Inc. | RELINE-O Screw, 7.5x70mm 2S Iliac Closed | 13037570 | Standalone | DE0500730 | As per HSA registered indication(s) except for radiolucent implants which should be used as follows:  in patients with primary or metastatic spinal tumours who would benefit from post-operative high dose high precision beam therapy upon appropriate and stringent patient selection;  Patient selection should be done via standardised assessment such as the neurological-oncological-mechanical systemic (NOMS) framework; and  The assessment should be carried out by a multidisciplinary team (MDT), which may be inclusive of, but not limited to, radiation oncologists, spine surgeons and interventional radiologists, among others.
Orthopaedics | Spine - Thoracolumbar (TL) and sacral surgery | TL and sacral fusion and fixation implant | TL pedicle screw - Shank, tulip | NuVasive Inc. | RELINE-O Screw, 7.5x70mm 2S Poly Iliac | 13017570 | Standalone | DE0500730 | As per HSA registered indication(s) except for radiolucent implants which should be used as follows:  in patients with primary or metastatic spinal tumours who would benefit from post-operative high dose high precision beam therapy upon appropriate and stringent patient selection;  Patient selection should be done via standardised assessment such as the neurological-oncological-mechanical systemic (NOMS) framework; and  The assessment should be carried out by a multidisciplinary team (MDT), which may be inclusive of, but not limited to, radiation oncologists, spine surgeons and interventional radiologists, among others.
Orthopaedics | Spine - Thoracolumbar (TL) and sacral surgery | TL and sacral fusion and fixation implant | TL pedicle screw - Shank, tulip | NuVasive Inc. | RELINE-O Screw, 7.5x75mm 2S Poly Iliac | 13017575 | Standalone | DE0500730 | As per HSA registered indication(s) except for radiolucent implants which should be used as follows:  in patients with primary or metastatic spinal tumours who would benefit from post-operative high dose high precision beam therapy upon appropriate and stringent patient selection;  Patient selection should be done via standardised assessment such as the neurological-oncological-mechanical systemic (NOMS) framework; and  The assessment should be carried out by a multidisciplinary team (MDT), which may be inclusive of, but not limited to, radiation oncologists, spine surgeons and interventional radiologists, among others.
Orthopaedics | Spine - Thoracolumbar (TL) and sacral surgery | TL and sacral fusion and fixation implant | TL pedicle screw - Shank, tulip | NuVasive Inc. | RELINE-O Screw, 7.5x80mm 2S Iliac Closed | 13037580 | Standalone | DE0500730 | As per HSA registered indication(s) except for radiolucent implants which should be used as follows:  in patients with primary or metastatic spinal tumours who would benefit from post-operative high dose high precision beam therapy upon appropriate and stringent patient selection;  Patient selection should be done via standardised assessment such as the neurological-oncological-mechanical systemic (NOMS) framework; and  The assessment should be carried out by a multidisciplinary team (MDT), which may be inclusive of, but not limited to, radiation oncologists, spine surgeons and interventional radiologists, among others.
Orthopaedics | Spine - Thoracolumbar (TL) and sacral surgery | TL and sacral fusion and fixation implant | TL pedicle screw - Shank, tulip | NuVasive Inc. | RELINE-O Screw, 7.5x80mm 2S Poly Iliac | 13017580 | Standalone | DE0500730 | As per HSA registered indication(s) except for radiolucent implants which should be used as follows:  in patients with primary or metastatic spinal tumours who would benefit from post-operative high dose high precision beam therapy upon appropriate and stringent patient selection;  Patient selection should be done via standardised assessment such as the neurological-oncological-mechanical systemic (NOMS) framework; and  The assessment should be carried out by a multidisciplinary team (MDT), which may be inclusive of, but not limited to, radiation oncologists, spine surgeons and interventional radiologists, among others.
Orthopaedics | Spine - Thoracolumbar (TL) and sacral surgery | TL and sacral fusion and fixation implant | TL pedicle screw - Shank, tulip | NuVasive Inc. | RELINE-O Screw, 7.5x90mm 2S Iliac Closed | 13037590 | Standalone | DE0500730 | As per HSA registered indication(s) except for radiolucent implants which should be used as follows:  in patients with primary or metastatic spinal tumours who would benefit from post-operative high dose high precision beam therapy upon appropriate and stringent patient selection;  Patient selection should be done via standardised assessment such as the neurological-oncological-mechanical systemic (NOMS) framework; and  The assessment should be carried out by a multidisciplinary team (MDT), which may be inclusive of, but not limited to, radiation oncologists, spine surgeons and interventional radiologists, among others.
Orthopaedics | Spine - Thoracolumbar (TL) and sacral surgery | TL and sacral fusion and fixation implant | TL pedicle screw - Shank, tulip | NuVasive Inc. | RELINE-O Screw, 7.5x90mm 2S Poly Iliac | 13017590 | Standalone | DE0500730 | As per HSA registered indication(s) except for radiolucent implants which should be used as follows:  in patients with primary or metastatic spinal tumours who would benefit from post-operative high dose high precision beam therapy upon appropriate and stringent patient selection;  Patient selection should be done via standardised assessment such as the neurological-oncological-mechanical systemic (NOMS) framework; and  The assessment should be carried out by a multidisciplinary team (MDT), which may be inclusive of, but not limited to, radiation oncologists, spine surgeons and interventional radiologists, among others.
Orthopaedics | Spine - Thoracolumbar (TL) and sacral surgery | TL and sacral fusion and fixation implant | TL pedicle screw - Shank, tulip | NuVasive Inc. | RELINE-O Screw, 8.5x100mm 2S Iliac Clsd | 13038510 | Standalone | DE0500730 | As per HSA registered indication(s) except for radiolucent implants which should be used as follows:  in patients with primary or metastatic spinal tumours who would benefit from post-operative high dose high precision beam therapy upon appropriate and stringent patient selection;  Patient selection should be done via standardised assessment such as the neurological-oncological-mechanical systemic (NOMS) framework; and  The assessment should be carried out by a multidisciplinary team (MDT), which may be inclusive of, but not limited to, radiation oncologists, spine surgeons and interventional radiologists, among others.
Orthopaedics | Spine - Thoracolumbar (TL) and sacral surgery | TL and sacral fusion and fixation implant | TL pedicle screw - Shank, tulip | NuVasive Inc. | RELINE-O Screw, 8.5x100mm 2S Poly Iliac | 13018510 | Standalone | DE0500730 | As per HSA registered indication(s) except for radiolucent implants which should be used as follows:  in patients with primary or metastatic spinal tumours who would benefit from post-operative high dose high precision beam therapy upon appropriate and stringent patient selection;  Patient selection should be done via standardised assessment such as the neurological-oncological-mechanical systemic (NOMS) framework; and  The assessment should be carried out by a multidisciplinary team (MDT), which may be inclusive of, but not limited to, radiation oncologists, spine surgeons and interventional radiologists, among others.
Orthopaedics | Spine - Thoracolumbar (TL) and sacral surgery | TL and sacral fusion and fixation implant | TL pedicle screw - Shank, tulip | NuVasive Inc. | RELINE-O Screw, 8.5x110mm 2S Poly Iliac | 13018511 | Standalone | DE0500730 | As per HSA registered indication(s) except for radiolucent implants which should be used as follows:  in patients with primary or metastatic spinal tumours who would benefit from post-operative high dose high precision beam therapy upon appropriate and stringent patient selection;  Patient selection should be done via standardised assessment such as the neurological-oncological-mechanical systemic (NOMS) framework; and  The assessment should be carried out by a multidisciplinary team (MDT), which may be inclusive of, but not limited to, radiation oncologists, spine surgeons and interventional radiologists, among others.
Orthopaedics | Spine - Thoracolumbar (TL) and sacral surgery | TL and sacral fusion and fixation implant | TL pedicle screw - Shank, tulip | NuVasive Inc. | RELINE-O Screw, 8.5x120mm 2S Poly Iliac | 13018512 | Standalone | DE0500730 | As per HSA registered indication(s) except for radiolucent implants which should be used as follows:  in patients with primary or metastatic spinal tumours who would benefit from post-operative high dose high precision beam therapy upon appropriate and stringent patient selection;  Patient selection should be done via standardised assessment such as the neurological-oncological-mechanical systemic (NOMS) framework; and  The assessment should be carried out by a multidisciplinary team (MDT), which may be inclusive of, but not limited to, radiation oncologists, spine surgeons and interventional radiologists, among others.
Orthopaedics | Spine - Thoracolumbar (TL) and sacral surgery | TL and sacral fusion and fixation implant | TL pedicle screw - Shank, tulip | NuVasive Inc. | RELINE-O Screw, 8.5x120mm 2S Reduction | 13028512 | Standalone | DE0500730 | As per HSA registered indication(s) except for radiolucent implants which should be used as follows:  in patients with primary or metastatic spinal tumours who would benefit from post-operative high dose high precision beam therapy upon appropriate and stringent patient selection;  Patient selection should be done via standardised assessment such as the neurological-oncological-mechanical systemic (NOMS) framework; and  The assessment should be carried out by a multidisciplinary team (MDT), which may be inclusive of, but not limited to, radiation oncologists, spine surgeons and interventional radiologists, among others.
Orthopaedics | Spine - Thoracolumbar (TL) and sacral surgery | TL and sacral fusion and fixation implant | TL pedicle screw - Shank, tulip | NuVasive Inc. | RELINE-O Screw, 8.5x30mm 2S Polyaxial | 13018530 | Standalone | DE0500730 | As per HSA registered indication(s) except for radiolucent implants which should be used as follows:  in patients with primary or metastatic spinal tumours who would benefit from post-operative high dose high precision beam therapy upon appropriate and stringent patient selection;  Patient selection should be done via standardised assessment such as the neurological-oncological-mechanical systemic (NOMS) framework; and  The assessment should be carried out by a multidisciplinary team (MDT), which may be inclusive of, but not limited to, radiation oncologists, spine surgeons and interventional radiologists, among others.
Orthopaedics | Spine - Thoracolumbar (TL) and sacral surgery | TL and sacral fusion and fixation implant | TL pedicle screw - Shank, tulip | NuVasive Inc. | RELINE-O Screw, 8.5x30mm Traction Poly | 13118530 | Standalone | DE0500730 | As per HSA registered indication(s) except for radiolucent implants which should be used as follows:  in patients with primary or metastatic spinal tumours who would benefit from post-operative high dose high precision beam therapy upon appropriate and stringent patient selection;  Patient selection should be done via standardised assessment such as the neurological-oncological-mechanical systemic (NOMS) framework; and  The assessment should be carried out by a multidisciplinary team (MDT), which may be inclusive of, but not limited to, radiation oncologists, spine surgeons and interventional radiologists, among others.
Orthopaedics | Spine - Thoracolumbar (TL) and sacral surgery | TL and sacral fusion and fixation implant | TL pedicle screw - Shank, tulip | NuVasive Inc. | RELINE-O Screw, 8.5x35mm 2S Monoaxial | 13088535 | Standalone | DE0500730 | As per HSA registered indication(s) except for radiolucent implants which should be used as follows:  in patients with primary or metastatic spinal tumours who would benefit from post-operative high dose high precision beam therapy upon appropriate and stringent patient selection;  Patient selection should be done via standardised assessment such as the neurological-oncological-mechanical systemic (NOMS) framework; and  The assessment should be carried out by a multidisciplinary team (MDT), which may be inclusive of, but not limited to, radiation oncologists, spine surgeons and interventional radiologists, among others.
Orthopaedics | Spine - Thoracolumbar (TL) and sacral surgery | TL and sacral fusion and fixation implant | TL pedicle screw - Shank, tulip | NuVasive Inc. | RELINE-O Screw, 8.5x35mm 2S Polyaxial | 13018535 | Standalone | DE0500730 | As per HSA registered indication(s) except for radiolucent implants which should be used as follows:  in patients with primary or metastatic spinal tumours who would benefit from post-operative high dose high precision beam therapy upon appropriate and stringent patient selection;  Patient selection should be done via standardised assessment such as the neurological-oncological-mechanical systemic (NOMS) framework; and  The assessment should be carried out by a multidisciplinary team (MDT), which may be inclusive of, but not limited to, radiation oncologists, spine surgeons and interventional radiologists, among others.
Orthopaedics | Spine - Thoracolumbar (TL) and sacral surgery | TL and sacral fusion and fixation implant | TL pedicle screw - Shank, tulip | NuVasive Inc. | RELINE-O Screw, 8.5x35mm 2S Reduction | 13028535 | Standalone | DE0500730 | As per HSA registered indication(s) except for radiolucent implants which should be used as follows:  in patients with primary or metastatic spinal tumours who would benefit from post-operative high dose high precision beam therapy upon appropriate and stringent patient selection;  Patient selection should be done via standardised assessment such as the neurological-oncological-mechanical systemic (NOMS) framework; and  The assessment should be carried out by a multidisciplinary team (MDT), which may be inclusive of, but not limited to, radiation oncologists, spine surgeons and interventional radiologists, among others.
Orthopaedics | Spine - Thoracolumbar (TL) and sacral surgery | TL and sacral fusion and fixation implant | TL pedicle screw - Shank, tulip | NuVasive Inc. | RELINE-O Screw, 8.5x35mm Dbl Fen Poly | 13218535 | Standalone | DE0500730 | As per HSA registered indication(s) except for radiolucent implants which should be used as follows:  in patients with primary or metastatic spinal tumours who would benefit from post-operative high dose high precision beam therapy upon appropriate and stringent patient selection;  Patient selection should be done via standardised assessment such as the neurological-oncological-mechanical systemic (NOMS) framework; and  The assessment should be carried out by a multidisciplinary team (MDT), which may be inclusive of, but not limited to, radiation oncologists, spine surgeons and interventional radiologists, among others.
Orthopaedics | Spine - Thoracolumbar (TL) and sacral surgery | TL and sacral fusion and fixation implant | TL pedicle screw - Shank, tulip | NuVasive Inc. | RELINE-O Screw, 8.5x35mm Traction Poly | 13118535 | Standalone | DE0500730 | As per HSA registered indication(s) except for radiolucent implants which should be used as follows:  in patients with primary or metastatic spinal tumours who would benefit from post-operative high dose high precision beam therapy upon appropriate and stringent patient selection;  Patient selection should be done via standardised assessment such as the neurological-oncological-mechanical systemic (NOMS) framework; and  The assessment should be carried out by a multidisciplinary team (MDT), which may be inclusive of, but not limited to, radiation oncologists, spine surgeons and interventional radiologists, among others.
Orthopaedics | Spine - Thoracolumbar (TL) and sacral surgery | TL and sacral fusion and fixation implant | TL pedicle screw - Shank, tulip | NuVasive Inc. | RELINE-O Screw, 8.5x40mm 2S Monoaxial | 13088540 | Standalone | DE0500730 | As per HSA registered indication(s) except for radiolucent implants which should be used as follows:  in patients with primary or metastatic spinal tumours who would benefit from post-operative high dose high precision beam therapy upon appropriate and stringent patient selection;  Patient selection should be done via standardised assessment such as the neurological-oncological-mechanical systemic (NOMS) framework; and  The assessment should be carried out by a multidisciplinary team (MDT), which may be inclusive of, but not limited to, radiation oncologists, spine surgeons and interventional radiologists, among others.
Orthopaedics | Spine - Thoracolumbar (TL) and sacral surgery | TL and sacral fusion and fixation implant | TL pedicle screw - Shank, tulip | NuVasive Inc. | RELINE-O Screw, 8.5x40mm 2S Polyaxial | 13018540 | Standalone | DE0500730 | As per HSA registered indication(s) except for radiolucent implants which should be used as follows:  in patients with primary or metastatic spinal tumours who would benefit from post-operative high dose high precision beam therapy upon appropriate and stringent patient selection;  Patient selection should be done via standardised assessment such as the neurological-oncological-mechanical systemic (NOMS) framework; and  The assessment should be carried out by a multidisciplinary team (MDT), which may be inclusive of, but not limited to, radiation oncologists, spine surgeons and interventional radiologists, among others.
Orthopaedics | Spine - Thoracolumbar (TL) and sacral surgery | TL and sacral fusion and fixation implant | TL pedicle screw - Shank, tulip | NuVasive Inc. | RELINE-O Screw, 8.5x40mm 2S Reduction | 13028540 | Standalone | DE0500730 | As per HSA registered indication(s) except for radiolucent implants which should be used as follows:  in patients with primary or metastatic spinal tumours who would benefit from post-operative high dose high precision beam therapy upon appropriate and stringent patient selection;  Patient selection should be done via standardised assessment such as the neurological-oncological-mechanical systemic (NOMS) framework; and  The assessment should be carried out by a multidisciplinary team (MDT), which may be inclusive of, but not limited to, radiation oncologists, spine surgeons and interventional radiologists, among others.
Orthopaedics | Spine - Thoracolumbar (TL) and sacral surgery | TL and sacral fusion and fixation implant | TL pedicle screw - Shank, tulip | NuVasive Inc. | RELINE-O Screw, 8.5x40mm Dbl Fen Poly | 13218540 | Standalone | DE0500730 | As per HSA registered indication(s) except for radiolucent implants which should be used as follows:  in patients with primary or metastatic spinal tumours who would benefit from post-operative high dose high precision beam therapy upon appropriate and stringent patient selection;  Patient selection should be done via standardised assessment such as the neurological-oncological-mechanical systemic (NOMS) framework; and  The assessment should be carried out by a multidisciplinary team (MDT), which may be inclusive of, but not limited to, radiation oncologists, spine surgeons and interventional radiologists, among others.
Orthopaedics | Spine - Thoracolumbar (TL) and sacral surgery | TL and sacral fusion and fixation implant | TL pedicle screw - Shank, tulip | NuVasive Inc. | RELINE-O Screw, 8.5x40mm Traction Poly | 13118540 | Standalone | DE0500730 | As per HSA registered indication(s) except for radiolucent implants which should be used as follows:  in patients with primary or metastatic spinal tumours who would benefit from post-operative high dose high precision beam therapy upon appropriate and stringent patient selection;  Patient selection should be done via standardised assessment such as the neurological-oncological-mechanical systemic (NOMS) framework; and  The assessment should be carried out by a multidisciplinary team (MDT), which may be inclusive of, but not limited to, radiation oncologists, spine surgeons and interventional radiologists, among others.
Orthopaedics | Spine - Thoracolumbar (TL) and sacral surgery | TL and sacral fusion and fixation implant | TL pedicle screw - Shank, tulip | NuVasive Inc. | RELINE-O Screw, 8.5x45mm 2S Monoaxial | 13088545 | Standalone | DE0500730 | As per HSA registered indication(s) except for radiolucent implants which should be used as follows:  in patients with primary or metastatic spinal tumours who would benefit from post-operative high dose high precision beam therapy upon appropriate and stringent patient selection;  Patient selection should be done via standardised assessment such as the neurological-oncological-mechanical systemic (NOMS) framework; and  The assessment should be carried out by a multidisciplinary team (MDT), which may be inclusive of, but not limited to, radiation oncologists, spine surgeons and interventional radiologists, among others.
Orthopaedics | Spine - Thoracolumbar (TL) and sacral surgery | TL and sacral fusion and fixation implant | TL pedicle screw - Shank, tulip | NuVasive Inc. | RELINE-O Screw, 8.5x45mm 2S Polyaxial | 13018545 | Standalone | DE0500730 | As per HSA registered indication(s) except for radiolucent implants which should be used as follows:  in patients with primary or metastatic spinal tumours who would benefit from post-operative high dose high precision beam therapy upon appropriate and stringent patient selection;  Patient selection should be done via standardised assessment such as the neurological-oncological-mechanical systemic (NOMS) framework; and  The assessment should be carried out by a multidisciplinary team (MDT), which may be inclusive of, but not limited to, radiation oncologists, spine surgeons and interventional radiologists, among others.
Orthopaedics | Spine - Thoracolumbar (TL) and sacral surgery | TL and sacral fusion and fixation implant | TL pedicle screw - Shank, tulip | NuVasive Inc. | RELINE-O Screw, 8.5x45mm 2S Reduction | 13028545 | Standalone | DE0500730 | As per HSA registered indication(s) except for radiolucent implants which should be used as follows:  in patients with primary or metastatic spinal tumours who would benefit from post-operative high dose high precision beam therapy upon appropriate and stringent patient selection;  Patient selection should be done via standardised assessment such as the neurological-oncological-mechanical systemic (NOMS) framework; and  The assessment should be carried out by a multidisciplinary team (MDT), which may be inclusive of, but not limited to, radiation oncologists, spine surgeons and interventional radiologists, among others.
Orthopaedics | Spine - Thoracolumbar (TL) and sacral surgery | TL and sacral fusion and fixation implant | TL pedicle screw - Shank, tulip | NuVasive Inc. | RELINE-O Screw, 8.5x45mm Dbl Fen Poly | 13218545 | Standalone | DE0500730 | As per HSA registered indication(s) except for radiolucent implants which should be used as follows:  in patients with primary or metastatic spinal tumours who would benefit from post-operative high dose high precision beam therapy upon appropriate and stringent patient selection;  Patient selection should be done via standardised assessment such as the neurological-oncological-mechanical systemic (NOMS) framework; and  The assessment should be carried out by a multidisciplinary team (MDT), which may be inclusive of, but not limited to, radiation oncologists, spine surgeons and interventional radiologists, among others.
Orthopaedics | Spine - Thoracolumbar (TL) and sacral surgery | TL and sacral fusion and fixation implant | TL pedicle screw - Shank, tulip | NuVasive Inc. | RELINE-O Screw, 8.5x45mm Traction Poly | 13118545 | Standalone | DE0500730 | As per HSA registered indication(s) except for radiolucent implants which should be used as follows:  in patients with primary or metastatic spinal tumours who would benefit from post-operative high dose high precision beam therapy upon appropriate and stringent patient selection;  Patient selection should be done via standardised assessment such as the neurological-oncological-mechanical systemic (NOMS) framework; and  The assessment should be carried out by a multidisciplinary team (MDT), which may be inclusive of, but not limited to, radiation oncologists, spine surgeons and interventional radiologists, among others.
Orthopaedics | Spine - Thoracolumbar (TL) and sacral surgery | TL and sacral fusion and fixation implant | TL pedicle screw - Shank, tulip | NuVasive Inc. | RELINE-O Screw, 8.5x50mm 2S Monoaxial | 13088550 | Standalone | DE0500730 | As per HSA registered indication(s) except for radiolucent implants which should be used as follows:  in patients with primary or metastatic spinal tumours who would benefit from post-operative high dose high precision beam therapy upon appropriate and stringent patient selection;  Patient selection should be done via standardised assessment such as the neurological-oncological-mechanical systemic (NOMS) framework; and  The assessment should be carried out by a multidisciplinary team (MDT), which may be inclusive of, but not limited to, radiation oncologists, spine surgeons and interventional radiologists, among others.
Orthopaedics | Spine - Thoracolumbar (TL) and sacral surgery | TL and sacral fusion and fixation implant | TL pedicle screw - Shank, tulip | NuVasive Inc. | RELINE-O Screw, 8.5x50mm 2S Polyaxial | 13018550 | Standalone | DE0500730 | As per HSA registered indication(s) except for radiolucent implants which should be used as follows:  in patients with primary or metastatic spinal tumours who would benefit from post-operative high dose high precision beam therapy upon appropriate and stringent patient selection;  Patient selection should be done via standardised assessment such as the neurological-oncological-mechanical systemic (NOMS) framework; and  The assessment should be carried out by a multidisciplinary team (MDT), which may be inclusive of, but not limited to, radiation oncologists, spine surgeons and interventional radiologists, among others.
Orthopaedics | Spine - Thoracolumbar (TL) and sacral surgery | TL and sacral fusion and fixation implant | TL pedicle screw - Shank, tulip | NuVasive Inc. | RELINE-O Screw, 8.5x50mm 2S Reduction | 13028550 | Standalone | DE0500730 | As per HSA registered indication(s) except for radiolucent implants which should be used as follows:  in patients with primary or metastatic spinal tumours who would benefit from post-operative high dose high precision beam therapy upon appropriate and stringent patient selection;  Patient selection should be done via standardised assessment such as the neurological-oncological-mechanical systemic (NOMS) framework; and  The assessment should be carried out by a multidisciplinary team (MDT), which may be inclusive of, but not limited to, radiation oncologists, spine surgeons and interventional radiologists, among others.
Orthopaedics | Spine - Thoracolumbar (TL) and sacral surgery | TL and sacral fusion and fixation implant | TL pedicle screw - Shank, tulip | NuVasive Inc. | RELINE-O Screw, 8.5x50mm Dbl Fen Poly | 13218550 | Standalone | DE0500730 | As per HSA registered indication(s) except for radiolucent implants which should be used as follows:  in patients with primary or metastatic spinal tumours who would benefit from post-operative high dose high precision beam therapy upon appropriate and stringent patient selection;  Patient selection should be done via standardised assessment such as the neurological-oncological-mechanical systemic (NOMS) framework; and  The assessment should be carried out by a multidisciplinary team (MDT), which may be inclusive of, but not limited to, radiation oncologists, spine surgeons and interventional radiologists, among others.
Orthopaedics | Spine - Thoracolumbar (TL) and sacral surgery | TL and sacral fusion and fixation implant | TL pedicle screw - Shank, tulip | NuVasive Inc. | RELINE-O Screw, 8.5x50mm Traction Poly | 13118550 | Standalone | DE0500730 | As per HSA registered indication(s) except for radiolucent implants which should be used as follows:  in patients with primary or metastatic spinal tumours who would benefit from post-operative high dose high precision beam therapy upon appropriate and stringent patient selection;  Patient selection should be done via standardised assessment such as the neurological-oncological-mechanical systemic (NOMS) framework; and  The assessment should be carried out by a multidisciplinary team (MDT), which may be inclusive of, but not limited to, radiation oncologists, spine surgeons and interventional radiologists, among others.
Orthopaedics | Spine - Thoracolumbar (TL) and sacral surgery | TL and sacral fusion and fixation implant | TL pedicle screw - Shank, tulip | NuVasive Inc. | RELINE-O Screw, 8.5x55mm 2S Monoaxial | 13088555 | Standalone | DE0500730 | As per HSA registered indication(s) except for radiolucent implants which should be used as follows:  in patients with primary or metastatic spinal tumours who would benefit from post-operative high dose high precision beam therapy upon appropriate and stringent patient selection;  Patient selection should be done via standardised assessment such as the neurological-oncological-mechanical systemic (NOMS) framework; and  The assessment should be carried out by a multidisciplinary team (MDT), which may be inclusive of, but not limited to, radiation oncologists, spine surgeons and interventional radiologists, among others.
Orthopaedics | Spine - Thoracolumbar (TL) and sacral surgery | TL and sacral fusion and fixation implant | TL pedicle screw - Shank, tulip | NuVasive Inc. | RELINE-O Screw, 8.5x55mm 2S Polyaxial | 13018555 | Standalone | DE0500730 | As per HSA registered indication(s) except for radiolucent implants which should be used as follows:  in patients with primary or metastatic spinal tumours who would benefit from post-operative high dose high precision beam therapy upon appropriate and stringent patient selection;  Patient selection should be done via standardised assessment such as the neurological-oncological-mechanical systemic (NOMS) framework; and  The assessment should be carried out by a multidisciplinary team (MDT), which may be inclusive of, but not limited to, radiation oncologists, spine surgeons and interventional radiologists, among others.
Orthopaedics | Spine - Thoracolumbar (TL) and sacral surgery | TL and sacral fusion and fixation implant | TL pedicle screw - Shank, tulip | NuVasive Inc. | RELINE-O Screw, 8.5x55mm 2S Reduction | 13028555 | Standalone | DE0500730 | As per HSA registered indication(s) except for radiolucent implants which should be used as follows:  in patients with primary or metastatic spinal tumours who would benefit from post-operative high dose high precision beam therapy upon appropriate and stringent patient selection;  Patient selection should be done via standardised assessment such as the neurological-oncological-mechanical systemic (NOMS) framework; and  The assessment should be carried out by a multidisciplinary team (MDT), which may be inclusive of, but not limited to, radiation oncologists, spine surgeons and interventional radiologists, among others.
Orthopaedics | Spine - Thoracolumbar (TL) and sacral surgery | TL and sacral fusion and fixation implant | TL pedicle screw - Shank, tulip | NuVasive Inc. | RELINE-O Screw, 8.5x55mm Dbl Fen Poly | 13218555 | Standalone | DE0500730 | As per HSA registered indication(s) except for radiolucent implants which should be used as follows:  in patients with primary or metastatic spinal tumours who would benefit from post-operative high dose high precision beam therapy upon appropriate and stringent patient selection;  Patient selection should be done via standardised assessment such as the neurological-oncological-mechanical systemic (NOMS) framework; and  The assessment should be carried out by a multidisciplinary team (MDT), which may be inclusive of, but not limited to, radiation oncologists, spine surgeons and interventional radiologists, among others.
Orthopaedics | Spine - Thoracolumbar (TL) and sacral surgery | TL and sacral fusion and fixation implant | TL pedicle screw - Shank, tulip | NuVasive Inc. | RELINE-O Screw, 8.5x55mm Traction Poly | 13118555 | Standalone | DE0500730 | As per HSA registered indication(s) except for radiolucent implants which should be used as follows:  in patients with primary or metastatic spinal tumours who would benefit from post-operative high dose high precision beam therapy upon appropriate and stringent patient selection;  Patient selection should be done via standardised assessment such as the neurological-oncological-mechanical systemic (NOMS) framework; and  The assessment should be carried out by a multidisciplinary team (MDT), which may be inclusive of, but not limited to, radiation oncologists, spine surgeons and interventional radiologists, among others.
Orthopaedics | Spine - Thoracolumbar (TL) and sacral surgery | TL and sacral fusion and fixation implant | TL pedicle screw - Shank, tulip | NuVasive Inc. | RELINE-O Screw, 8.5x60mm 2S Iliac Closed | 13038560 | Standalone | DE0500730 | As per HSA registered indication(s) except for radiolucent implants which should be used as follows:  in patients with primary or metastatic spinal tumours who would benefit from post-operative high dose high precision beam therapy upon appropriate and stringent patient selection;  Patient selection should be done via standardised assessment such as the neurological-oncological-mechanical systemic (NOMS) framework; and  The assessment should be carried out by a multidisciplinary team (MDT), which may be inclusive of, but not limited to, radiation oncologists, spine surgeons and interventional radiologists, among others.
Orthopaedics | Spine - Thoracolumbar (TL) and sacral surgery | TL and sacral fusion and fixation implant | TL pedicle screw - Shank, tulip | NuVasive Inc. | RELINE-O Screw, 8.5x60mm 2S Poly Iliac | 13018560 | Standalone | DE0500730 | As per HSA registered indication(s) except for radiolucent implants which should be used as follows:  in patients with primary or metastatic spinal tumours who would benefit from post-operative high dose high precision beam therapy upon appropriate and stringent patient selection;  Patient selection should be done via standardised assessment such as the neurological-oncological-mechanical systemic (NOMS) framework; and  The assessment should be carried out by a multidisciplinary team (MDT), which may be inclusive of, but not limited to, radiation oncologists, spine surgeons and interventional radiologists, among others.
Orthopaedics | Spine - Thoracolumbar (TL) and sacral surgery | TL and sacral fusion and fixation implant | TL pedicle screw - Shank, tulip | NuVasive Inc. | RELINE-O Screw, 8.5x60mm 2S Reduction | 13028560 | Standalone | DE0500730 | As per HSA registered indication(s) except for radiolucent implants which should be used as follows:  in patients with primary or metastatic spinal tumours who would benefit from post-operative high dose high precision beam therapy upon appropriate and stringent patient selection;  Patient selection should be done via standardised assessment such as the neurological-oncological-mechanical systemic (NOMS) framework; and  The assessment should be carried out by a multidisciplinary team (MDT), which may be inclusive of, but not limited to, radiation oncologists, spine surgeons and interventional radiologists, among others.
Orthopaedics | Spine - Thoracolumbar (TL) and sacral surgery | TL and sacral fusion and fixation implant | TL pedicle screw - Shank, tulip | NuVasive Inc. | RELINE-O Screw, 8.5x60mm Dbl Fen Poly | 13218560 | Standalone | DE0500730 | As per HSA registered indication(s) except for radiolucent implants which should be used as follows:  in patients with primary or metastatic spinal tumours who would benefit from post-operative high dose high precision beam therapy upon appropriate and stringent patient selection;  Patient selection should be done via standardised assessment such as the neurological-oncological-mechanical systemic (NOMS) framework; and  The assessment should be carried out by a multidisciplinary team (MDT), which may be inclusive of, but not limited to, radiation oncologists, spine surgeons and interventional radiologists, among others.
Orthopaedics | Spine - Thoracolumbar (TL) and sacral surgery | TL and sacral fusion and fixation implant | TL pedicle screw - Shank, tulip | NuVasive Inc. | RELINE-O Screw, 8.5x65mm 2S Poly Iliac | 13018565 | Standalone | DE0500730 | As per HSA registered indication(s) except for radiolucent implants which should be used as follows:  in patients with primary or metastatic spinal tumours who would benefit from post-operative high dose high precision beam therapy upon appropriate and stringent patient selection;  Patient selection should be done via standardised assessment such as the neurological-oncological-mechanical systemic (NOMS) framework; and  The assessment should be carried out by a multidisciplinary team (MDT), which may be inclusive of, but not limited to, radiation oncologists, spine surgeons and interventional radiologists, among others.
Orthopaedics | Spine - Thoracolumbar (TL) and sacral surgery | TL and sacral fusion and fixation implant | TL pedicle screw - Shank, tulip | NuVasive Inc. | RELINE-O Screw, 8.5x70mm 2S Iliac Closed | 13038570 | Standalone | DE0500730 | As per HSA registered indication(s) except for radiolucent implants which should be used as follows:  in patients with primary or metastatic spinal tumours who would benefit from post-operative high dose high precision beam therapy upon appropriate and stringent patient selection;  Patient selection should be done via standardised assessment such as the neurological-oncological-mechanical systemic (NOMS) framework; and  The assessment should be carried out by a multidisciplinary team (MDT), which may be inclusive of, but not limited to, radiation oncologists, spine surgeons and interventional radiologists, among others.
Orthopaedics | Spine - Thoracolumbar (TL) and sacral surgery | TL and sacral fusion and fixation implant | TL pedicle screw - Shank, tulip | NuVasive Inc. | RELINE-O Screw, 8.5x70mm 2S Poly Iliac | 13018570 | Standalone | DE0500730 | As per HSA registered indication(s) except for radiolucent implants which should be used as follows:  in patients with primary or metastatic spinal tumours who would benefit from post-operative high dose high precision beam therapy upon appropriate and stringent patient selection;  Patient selection should be done via standardised assessment such as the neurological-oncological-mechanical systemic (NOMS) framework; and  The assessment should be carried out by a multidisciplinary team (MDT), which may be inclusive of, but not limited to, radiation oncologists, spine surgeons and interventional radiologists, among others.
Orthopaedics | Spine - Thoracolumbar (TL) and sacral surgery | TL and sacral fusion and fixation implant | TL pedicle screw - Shank, tulip | NuVasive Inc. | RELINE-O Screw, 8.5x80mm 2S Iliac Closed | 13038580 | Standalone | DE0500730 | As per HSA registered indication(s) except for radiolucent implants which should be used as follows:  in patients with primary or metastatic spinal tumours who would benefit from post-operative high dose high precision beam therapy upon appropriate and stringent patient selection;  Patient selection should be done via standardised assessment such as the neurological-oncological-mechanical systemic (NOMS) framework; and  The assessment should be carried out by a multidisciplinary team (MDT), which may be inclusive of, but not limited to, radiation oncologists, spine surgeons and interventional radiologists, among others.
Orthopaedics | Spine - Thoracolumbar (TL) and sacral surgery | TL and sacral fusion and fixation implant | TL pedicle screw - Shank, tulip | NuVasive Inc. | RELINE-O Screw, 8.5x80mm 2S Poly Iliac | 13018580 | Standalone | DE0500730 | As per HSA registered indication(s) except for radiolucent implants which should be used as follows:  in patients with primary or metastatic spinal tumours who would benefit from post-operative high dose high precision beam therapy upon appropriate and stringent patient selection;  Patient selection should be done via standardised assessment such as the neurological-oncological-mechanical systemic (NOMS) framework; and  The assessment should be carried out by a multidisciplinary team (MDT), which may be inclusive of, but not limited to, radiation oncologists, spine surgeons and interventional radiologists, among others.
Orthopaedics | Spine - Thoracolumbar (TL) and sacral surgery | TL and sacral fusion and fixation implant | TL pedicle screw - Shank, tulip | NuVasive Inc. | RELINE-O Screw, 8.5x80mm Dbl Fen Poly | 13218580 | Standalone | DE0500730 | As per HSA registered indication(s) except for radiolucent implants which should be used as follows:  in patients with primary or metastatic spinal tumours who would benefit from post-operative high dose high precision beam therapy upon appropriate and stringent patient selection;  Patient selection should be done via standardised assessment such as the neurological-oncological-mechanical systemic (NOMS) framework; and  The assessment should be carried out by a multidisciplinary team (MDT), which may be inclusive of, but not limited to, radiation oncologists, spine surgeons and interventional radiologists, among others.
Orthopaedics | Spine - Thoracolumbar (TL) and sacral surgery | TL and sacral fusion and fixation implant | TL pedicle screw - Shank, tulip | NuVasive Inc. | RELINE-O Screw, 8.5x90mm 2S Iliac Closed | 13038590 | Standalone | DE0500730 | As per HSA registered indication(s) except for radiolucent implants which should be used as follows:  in patients with primary or metastatic spinal tumours who would benefit from post-operative high dose high precision beam therapy upon appropriate and stringent patient selection;  Patient selection should be done via standardised assessment such as the neurological-oncological-mechanical systemic (NOMS) framework; and  The assessment should be carried out by a multidisciplinary team (MDT), which may be inclusive of, but not limited to, radiation oncologists, spine surgeons and interventional radiologists, among others.
Orthopaedics | Spine - Thoracolumbar (TL) and sacral surgery | TL and sacral fusion and fixation implant | TL pedicle screw - Shank, tulip | NuVasive Inc. | RELINE-O Screw, 8.5x90mm 2S Poly Iliac | 13018590 | Standalone | DE0500730 | As per HSA registered indication(s) except for radiolucent implants which should be used as follows:  in patients with primary or metastatic spinal tumours who would benefit from post-operative high dose high precision beam therapy upon appropriate and stringent patient selection;  Patient selection should be done via standardised assessment such as the neurological-oncological-mechanical systemic (NOMS) framework; and  The assessment should be carried out by a multidisciplinary team (MDT), which may be inclusive of, but not limited to, radiation oncologists, spine surgeons and interventional radiologists, among others.
Orthopaedics | Spine - Thoracolumbar (TL) and sacral surgery | TL and sacral fusion and fixation implant | TL pedicle screw - Shank, tulip | NuVasive Inc. | RELINE-O Screw, 9.5x100mm 2S Iliac Clsd | 13039510 | Standalone | DE0500730 | As per HSA registered indication(s) except for radiolucent implants which should be used as follows:  in patients with primary or metastatic spinal tumours who would benefit from post-operative high dose high precision beam therapy upon appropriate and stringent patient selection;  Patient selection should be done via standardised assessment such as the neurological-oncological-mechanical systemic (NOMS) framework; and  The assessment should be carried out by a multidisciplinary team (MDT), which may be inclusive of, but not limited to, radiation oncologists, spine surgeons and interventional radiologists, among others.
Orthopaedics | Spine - Thoracolumbar (TL) and sacral surgery | TL and sacral fusion and fixation implant | TL pedicle screw - Shank, tulip | NuVasive Inc. | RELINE-O Screw, 9.5x100mm 2S Poly Iliac | 13019510 | Standalone | DE0500730 | As per HSA registered indication(s) except for radiolucent implants which should be used as follows:  in patients with primary or metastatic spinal tumours who would benefit from post-operative high dose high precision beam therapy upon appropriate and stringent patient selection;  Patient selection should be done via standardised assessment such as the neurological-oncological-mechanical systemic (NOMS) framework; and  The assessment should be carried out by a multidisciplinary team (MDT), which may be inclusive of, but not limited to, radiation oncologists, spine surgeons and interventional radiologists, among others.
Orthopaedics | Spine - Thoracolumbar (TL) and sacral surgery | TL and sacral fusion and fixation implant | TL pedicle screw - Shank, tulip | NuVasive Inc. | RELINE-O Screw, 9.5x110mm 2S Poly Iliac | 13019511 | Standalone | DE0500730 | As per HSA registered indication(s) except for radiolucent implants which should be used as follows:  in patients with primary or metastatic spinal tumours who would benefit from post-operative high dose high precision beam therapy upon appropriate and stringent patient selection;  Patient selection should be done via standardised assessment such as the neurological-oncological-mechanical systemic (NOMS) framework; and  The assessment should be carried out by a multidisciplinary team (MDT), which may be inclusive of, but not limited to, radiation oncologists, spine surgeons and interventional radiologists, among others.
Orthopaedics | Spine - Thoracolumbar (TL) and sacral surgery | TL and sacral fusion and fixation implant | TL pedicle screw - Shank, tulip | NuVasive Inc. | RELINE-O Screw, 9.5x120mm 2S Poly Iliac | 13019512 | Standalone | DE0500730 | As per HSA registered indication(s) except for radiolucent implants which should be used as follows:  in patients with primary or metastatic spinal tumours who would benefit from post-operative high dose high precision beam therapy upon appropriate and stringent patient selection;  Patient selection should be done via standardised assessment such as the neurological-oncological-mechanical systemic (NOMS) framework; and  The assessment should be carried out by a multidisciplinary team (MDT), which may be inclusive of, but not limited to, radiation oncologists, spine surgeons and interventional radiologists, among others.
Orthopaedics | Spine - Thoracolumbar (TL) and sacral surgery | TL and sacral fusion and fixation implant | TL pedicle screw - Shank, tulip | NuVasive Inc. | RELINE-O Screw, 9.5x30mm 2S Polyaxial | 13019530 | Standalone | DE0500730 | As per HSA registered indication(s) except for radiolucent implants which should be used as follows:  in patients with primary or metastatic spinal tumours who would benefit from post-operative high dose high precision beam therapy upon appropriate and stringent patient selection;  Patient selection should be done via standardised assessment such as the neurological-oncological-mechanical systemic (NOMS) framework; and  The assessment should be carried out by a multidisciplinary team (MDT), which may be inclusive of, but not limited to, radiation oncologists, spine surgeons and interventional radiologists, among others.
Orthopaedics | Spine - Thoracolumbar (TL) and sacral surgery | TL and sacral fusion and fixation implant | TL pedicle screw - Shank, tulip | NuVasive Inc. | RELINE-O Screw, 9.5x35mm 2S Polyaxial | 13019535 | Standalone | DE0500730 | As per HSA registered indication(s) except for radiolucent implants which should be used as follows:  in patients with primary or metastatic spinal tumours who would benefit from post-operative high dose high precision beam therapy upon appropriate and stringent patient selection;  Patient selection should be done via standardised assessment such as the neurological-oncological-mechanical systemic (NOMS) framework; and  The assessment should be carried out by a multidisciplinary team (MDT), which may be inclusive of, but not limited to, radiation oncologists, spine surgeons and interventional radiologists, among others.
Orthopaedics | Spine - Thoracolumbar (TL) and sacral surgery | TL and sacral fusion and fixation implant | TL pedicle screw - Shank, tulip | NuVasive Inc. | RELINE-O Screw, 9.5x40mm 2S Polyaxial | 13019540 | Standalone | DE0500730 | As per HSA registered indication(s) except for radiolucent implants which should be used as follows:  in patients with primary or metastatic spinal tumours who would benefit from post-operative high dose high precision beam therapy upon appropriate and stringent patient selection;  Patient selection should be done via standardised assessment such as the neurological-oncological-mechanical systemic (NOMS) framework; and  The assessment should be carried out by a multidisciplinary team (MDT), which may be inclusive of, but not limited to, radiation oncologists, spine surgeons and interventional radiologists, among others.
Orthopaedics | Spine - Thoracolumbar (TL) and sacral surgery | TL and sacral fusion and fixation implant | TL pedicle screw - Shank, tulip | NuVasive Inc. | RELINE-O Screw, 9.5x40mm Traction Poly | 13119540 | Standalone | DE0500730 | As per HSA registered indication(s) except for radiolucent implants which should be used as follows:  in patients with primary or metastatic spinal tumours who would benefit from post-operative high dose high precision beam therapy upon appropriate and stringent patient selection;  Patient selection should be done via standardised assessment such as the neurological-oncological-mechanical systemic (NOMS) framework; and  The assessment should be carried out by a multidisciplinary team (MDT), which may be inclusive of, but not limited to, radiation oncologists, spine surgeons and interventional radiologists, among others.
Orthopaedics | Spine - Thoracolumbar (TL) and sacral surgery | TL and sacral fusion and fixation implant | TL pedicle screw - Shank, tulip | NuVasive Inc. | RELINE-O Screw, 9.5x45mm 2S Polyaxial | 13019545 | Standalone | DE0500730 | As per HSA registered indication(s) except for radiolucent implants which should be used as follows:  in patients with primary or metastatic spinal tumours who would benefit from post-operative high dose high precision beam therapy upon appropriate and stringent patient selection;  Patient selection should be done via standardised assessment such as the neurological-oncological-mechanical systemic (NOMS) framework; and  The assessment should be carried out by a multidisciplinary team (MDT), which may be inclusive of, but not limited to, radiation oncologists, spine surgeons and interventional radiologists, among others.
Orthopaedics | Spine - Thoracolumbar (TL) and sacral surgery | TL and sacral fusion and fixation implant | TL pedicle screw - Shank, tulip | NuVasive Inc. | RELINE-O Screw, 9.5x45mm Traction Poly | 13119545 | Standalone | DE0500730 | As per HSA registered indication(s) except for radiolucent implants which should be used as follows:  in patients with primary or metastatic spinal tumours who would benefit from post-operative high dose high precision beam therapy upon appropriate and stringent patient selection;  Patient selection should be done via standardised assessment such as the neurological-oncological-mechanical systemic (NOMS) framework; and  The assessment should be carried out by a multidisciplinary team (MDT), which may be inclusive of, but not limited to, radiation oncologists, spine surgeons and interventional radiologists, among others.
Orthopaedics | Spine - Thoracolumbar (TL) and sacral surgery | TL and sacral fusion and fixation implant | TL pedicle screw - Shank, tulip | NuVasive Inc. | RELINE-O Screw, 9.5x50mm 2S Polyaxial | 13019550 | Standalone | DE0500730 | As per HSA registered indication(s) except for radiolucent implants which should be used as follows:  in patients with primary or metastatic spinal tumours who would benefit from post-operative high dose high precision beam therapy upon appropriate and stringent patient selection;  Patient selection should be done via standardised assessment such as the neurological-oncological-mechanical systemic (NOMS) framework; and  The assessment should be carried out by a multidisciplinary team (MDT), which may be inclusive of, but not limited to, radiation oncologists, spine surgeons and interventional radiologists, among others.
Orthopaedics | Spine - Thoracolumbar (TL) and sacral surgery | TL and sacral fusion and fixation implant | TL pedicle screw - Shank, tulip | NuVasive Inc. | RELINE-O Screw, 9.5x50mm Traction Poly | 13119550 | Standalone | DE0500730 | As per HSA registered indication(s) except for radiolucent implants which should be used as follows:  in patients with primary or metastatic spinal tumours who would benefit from post-operative high dose high precision beam therapy upon appropriate and stringent patient selection;  Patient selection should be done via standardised assessment such as the neurological-oncological-mechanical systemic (NOMS) framework; and  The assessment should be carried out by a multidisciplinary team (MDT), which may be inclusive of, but not limited to, radiation oncologists, spine surgeons and interventional radiologists, among others.
Orthopaedics | Spine - Thoracolumbar (TL) and sacral surgery | TL and sacral fusion and fixation implant | TL pedicle screw - Shank, tulip | NuVasive Inc. | RELINE-O Screw, 9.5x55mm 2S Polyaxial | 13019555 | Standalone | DE0500730 | As per HSA registered indication(s) except for radiolucent implants which should be used as follows:  in patients with primary or metastatic spinal tumours who would benefit from post-operative high dose high precision beam therapy upon appropriate and stringent patient selection;  Patient selection should be done via standardised assessment such as the neurological-oncological-mechanical systemic (NOMS) framework; and  The assessment should be carried out by a multidisciplinary team (MDT), which may be inclusive of, but not limited to, radiation oncologists, spine surgeons and interventional radiologists, among others.
Orthopaedics | Spine - Thoracolumbar (TL) and sacral surgery | TL and sacral fusion and fixation implant | TL pedicle screw - Shank, tulip | NuVasive Inc. | RELINE-O Screw, 9.5x55mm Traction Poly | 13119555 | Standalone | DE0500730 | As per HSA registered indication(s) except for radiolucent implants which should be used as follows:  in patients with primary or metastatic spinal tumours who would benefit from post-operative high dose high precision beam therapy upon appropriate and stringent patient selection;  Patient selection should be done via standardised assessment such as the neurological-oncological-mechanical systemic (NOMS) framework; and  The assessment should be carried out by a multidisciplinary team (MDT), which may be inclusive of, but not limited to, radiation oncologists, spine surgeons and interventional radiologists, among others.
Orthopaedics | Spine - Thoracolumbar (TL) and sacral surgery | TL and sacral fusion and fixation implant | TL pedicle screw - Shank, tulip | NuVasive Inc. | RELINE-O Screw, 9.5x60mm 2S Iliac Closed | 13039560 | Standalone | DE0500730 | As per HSA registered indication(s) except for radiolucent implants which should be used as follows:  in patients with primary or metastatic spinal tumours who would benefit from post-operative high dose high precision beam therapy upon appropriate and stringent patient selection;  Patient selection should be done via standardised assessment such as the neurological-oncological-mechanical systemic (NOMS) framework; and  The assessment should be carried out by a multidisciplinary team (MDT), which may be inclusive of, but not limited to, radiation oncologists, spine surgeons and interventional radiologists, among others.
Orthopaedics | Spine - Thoracolumbar (TL) and sacral surgery | TL and sacral fusion and fixation implant | TL pedicle screw - Shank, tulip | NuVasive Inc. | RELINE-O Screw, 9.5x60mm 2S Poly Iliac | 13019560 | Standalone | DE0500730 | As per HSA registered indication(s) except for radiolucent implants which should be used as follows:  in patients with primary or metastatic spinal tumours who would benefit from post-operative high dose high precision beam therapy upon appropriate and stringent patient selection;  Patient selection should be done via standardised assessment such as the neurological-oncological-mechanical systemic (NOMS) framework; and  The assessment should be carried out by a multidisciplinary team (MDT), which may be inclusive of, but not limited to, radiation oncologists, spine surgeons and interventional radiologists, among others.
Orthopaedics | Spine - Thoracolumbar (TL) and sacral surgery | TL and sacral fusion and fixation implant | TL pedicle screw - Shank, tulip | NuVasive Inc. | RELINE-O Screw, 9.5x65mm 2S Poly Iliac | 13019565 | Standalone | DE0500730 | As per HSA registered indication(s) except for radiolucent implants which should be used as follows:  in patients with primary or metastatic spinal tumours who would benefit from post-operative high dose high precision beam therapy upon appropriate and stringent patient selection;  Patient selection should be done via standardised assessment such as the neurological-oncological-mechanical systemic (NOMS) framework; and  The assessment should be carried out by a multidisciplinary team (MDT), which may be inclusive of, but not limited to, radiation oncologists, spine surgeons and interventional radiologists, among others.
Orthopaedics | Spine - Thoracolumbar (TL) and sacral surgery | TL and sacral fusion and fixation implant | TL pedicle screw - Shank, tulip | NuVasive Inc. | RELINE-O Screw, 9.5x70mm 2S Iliac Closed | 13039570 | Standalone | DE0500730 | As per HSA registered indication(s) except for radiolucent implants which should be used as follows:  in patients with primary or metastatic spinal tumours who would benefit from post-operative high dose high precision beam therapy upon appropriate and stringent patient selection;  Patient selection should be done via standardised assessment such as the neurological-oncological-mechanical systemic (NOMS) framework; and  The assessment should be carried out by a multidisciplinary team (MDT), which may be inclusive of, but not limited to, radiation oncologists, spine surgeons and interventional radiologists, among others.
Orthopaedics | Spine - Thoracolumbar (TL) and sacral surgery | TL and sacral fusion and fixation implant | TL pedicle screw - Shank, tulip | NuVasive Inc. | RELINE-O Screw, 9.5x70mm 2S Poly Iliac | 13019570 | Standalone | DE0500730 | As per HSA registered indication(s) except for radiolucent implants which should be used as follows:  in patients with primary or metastatic spinal tumours who would benefit from post-operative high dose high precision beam therapy upon appropriate and stringent patient selection;  Patient selection should be done via standardised assessment such as the neurological-oncological-mechanical systemic (NOMS) framework; and  The assessment should be carried out by a multidisciplinary team (MDT), which may be inclusive of, but not limited to, radiation oncologists, spine surgeons and interventional radiologists, among others.
Orthopaedics | Spine - Thoracolumbar (TL) and sacral surgery | TL and sacral fusion and fixation implant | TL pedicle screw - Shank, tulip | NuVasive Inc. | RELINE-O Screw, 9.5x80mm 2S Iliac Closed | 13039580 | Standalone | DE0500730 | As per HSA registered indication(s) except for radiolucent implants which should be used as follows:  in patients with primary or metastatic spinal tumours who would benefit from post-operative high dose high precision beam therapy upon appropriate and stringent patient selection;  Patient selection should be done via standardised assessment such as the neurological-oncological-mechanical systemic (NOMS) framework; and  The assessment should be carried out by a multidisciplinary team (MDT), which may be inclusive of, but not limited to, radiation oncologists, spine surgeons and interventional radiologists, among others.
Orthopaedics | Spine - Thoracolumbar (TL) and sacral surgery | TL and sacral fusion and fixation implant | TL pedicle screw - Shank, tulip | NuVasive Inc. | RELINE-O Screw, 9.5x80mm 2S Poly Iliac | 13019580 | Standalone | DE0500730 | As per HSA registered indication(s) except for radiolucent implants which should be used as follows:  in patients with primary or metastatic spinal tumours who would benefit from post-operative high dose high precision beam therapy upon appropriate and stringent patient selection;  Patient selection should be done via standardised assessment such as the neurological-oncological-mechanical systemic (NOMS) framework; and  The assessment should be carried out by a multidisciplinary team (MDT), which may be inclusive of, but not limited to, radiation oncologists, spine surgeons and interventional radiologists, among others.
Orthopaedics | Spine - Thoracolumbar (TL) and sacral surgery | TL and sacral fusion and fixation implant | TL pedicle screw - Shank, tulip | NuVasive Inc. | RELINE-O Screw, 9.5x90mm 2S Iliac Closed | 13039590 | Standalone | DE0500730 | As per HSA registered indication(s) except for radiolucent implants which should be used as follows:  in patients with primary or metastatic spinal tumours who would benefit from post-operative high dose high precision beam therapy upon appropriate and stringent patient selection;  Patient selection should be done via standardised assessment such as the neurological-oncological-mechanical systemic (NOMS) framework; and  The assessment should be carried out by a multidisciplinary team (MDT), which may be inclusive of, but not limited to, radiation oncologists, spine surgeons and interventional radiologists, among others.
Orthopaedics | Spine - Thoracolumbar (TL) and sacral surgery | TL and sacral fusion and fixation implant | TL pedicle screw - Shank, tulip | NuVasive Inc. | RELINE-O Screw, 9.5x90mm 2S Poly Iliac | 13019590 | Standalone | DE0500730 | As per HSA registered indication(s) except for radiolucent implants which should be used as follows:  in patients with primary or metastatic spinal tumours who would benefit from post-operative high dose high precision beam therapy upon appropriate and stringent patient selection;  Patient selection should be done via standardised assessment such as the neurological-oncological-mechanical systemic (NOMS) framework; and  The assessment should be carried out by a multidisciplinary team (MDT), which may be inclusive of, but not limited to, radiation oncologists, spine surgeons and interventional radiologists, among others.
Orthopaedics | Spine - Thoracolumbar (TL) and sacral surgery | TL and sacral fusion and fixation implant | TL rod | NuVasive Inc. | RELINE-O Ti Rod 5.5x400mm TL | 16355400 | Standalone | DE0500730 | As per HSA registered indication(s) except for radiolucent implants which should be used as follows:  in patients with primary or metastatic spinal tumours who would benefit from post-operative high dose high precision beam therapy upon appropriate and stringent patient selection;  Patient selection should be done via standardised assessment such as the neurological-oncological-mechanical systemic (NOMS) framework; and  The assessment should be carried out by a multidisciplinary team (MDT), which may be inclusive of, but not limited to, radiation oncologists, spine surgeons and interventional radiologists, among others.
Orthopaedics | Spine - Thoracolumbar (TL) and sacral surgery | TL and sacral fusion and fixation implant | TL rod | NuVasive Inc. | RELINE-O Ti Rod, 300mm 5.5-5.0 Tapered | 15105300 | Standalone | DE0500730 | As per HSA registered indication(s) except for radiolucent implants which should be used as follows:  in patients with primary or metastatic spinal tumours who would benefit from post-operative high dose high precision beam therapy upon appropriate and stringent patient selection;  Patient selection should be done via standardised assessment such as the neurological-oncological-mechanical systemic (NOMS) framework; and  The assessment should be carried out by a multidisciplinary team (MDT), which may be inclusive of, but not limited to, radiation oncologists, spine surgeons and interventional radiologists, among others.
Orthopaedics | Spine - Thoracolumbar (TL) and sacral surgery | TL and sacral fusion and fixation implant | TL rod | NuVasive Inc. | RELINE-O Ti Rod, 400mm 5.5-5.0 Tapered | 15105400 | Standalone | DE0500730 | As per HSA registered indication(s) except for radiolucent implants which should be used as follows:  in patients with primary or metastatic spinal tumours who would benefit from post-operative high dose high precision beam therapy upon appropriate and stringent patient selection;  Patient selection should be done via standardised assessment such as the neurological-oncological-mechanical systemic (NOMS) framework; and  The assessment should be carried out by a multidisciplinary team (MDT), which may be inclusive of, but not limited to, radiation oncologists, spine surgeons and interventional radiologists, among others.
Orthopaedics | Spine - Thoracolumbar (TL) and sacral surgery | TL and sacral fusion and fixation implant | TL rod | NuVasive Inc. | RELINE-O Ti Rod, 5.0x300mm Straight | 15350300 | Standalone | DE0500730 | As per HSA registered indication(s) except for radiolucent implants which should be used as follows:  in patients with primary or metastatic spinal tumours who would benefit from post-operative high dose high precision beam therapy upon appropriate and stringent patient selection;  Patient selection should be done via standardised assessment such as the neurological-oncological-mechanical systemic (NOMS) framework; and  The assessment should be carried out by a multidisciplinary team (MDT), which may be inclusive of, but not limited to, radiation oncologists, spine surgeons and interventional radiologists, among others.
Orthopaedics | Spine - Thoracolumbar (TL) and sacral surgery | TL and sacral fusion and fixation implant | TL rod | NuVasive Inc. | RELINE-O Ti Rod, 5.0x500mm Straight | 15350500 | Standalone | DE0500730 | As per HSA registered indication(s) except for radiolucent implants which should be used as follows:  in patients with primary or metastatic spinal tumours who would benefit from post-operative high dose high precision beam therapy upon appropriate and stringent patient selection;  Patient selection should be done via standardised assessment such as the neurological-oncological-mechanical systemic (NOMS) framework; and  The assessment should be carried out by a multidisciplinary team (MDT), which may be inclusive of, but not limited to, radiation oncologists, spine surgeons and interventional radiologists, among others.
Orthopaedics | Spine - Thoracolumbar (TL) and sacral surgery | TL and sacral fusion and fixation implant | TL rod | NuVasive Inc. | RELINE-O Ti Rod, 5.5mm Lateral Off Lg | 19155003 | Standalone | DE0500730 | As per HSA registered indication(s) except for radiolucent implants which should be used as follows:  in patients with primary or metastatic spinal tumours who would benefit from post-operative high dose high precision beam therapy upon appropriate and stringent patient selection;  Patient selection should be done via standardised assessment such as the neurological-oncological-mechanical systemic (NOMS) framework; and  The assessment should be carried out by a multidisciplinary team (MDT), which may be inclusive of, but not limited to, radiation oncologists, spine surgeons and interventional radiologists, among others.
Orthopaedics | Spine - Thoracolumbar (TL) and sacral surgery | TL and sacral fusion and fixation implant | TL rod | NuVasive Inc. | RELINE-O Ti Rod, 5.5mm Lateral Off Med | 18155002 | Standalone | DE0500730 | As per HSA registered indication(s) except for radiolucent implants which should be used as follows:  in patients with primary or metastatic spinal tumours who would benefit from post-operative high dose high precision beam therapy upon appropriate and stringent patient selection;  Patient selection should be done via standardised assessment such as the neurological-oncological-mechanical systemic (NOMS) framework; and  The assessment should be carried out by a multidisciplinary team (MDT), which may be inclusive of, but not limited to, radiation oncologists, spine surgeons and interventional radiologists, among others.
Orthopaedics | Spine - Thoracolumbar (TL) and sacral surgery | TL and sacral fusion and fixation implant | TL rod | NuVasive Inc. | RELINE-O Ti Rod, 5.5mm Lateral Off Small | 17155001 | Standalone | DE0500730 | As per HSA registered indication(s) except for radiolucent implants which should be used as follows:  in patients with primary or metastatic spinal tumours who would benefit from post-operative high dose high precision beam therapy upon appropriate and stringent patient selection;  Patient selection should be done via standardised assessment such as the neurological-oncological-mechanical systemic (NOMS) framework; and  The assessment should be carried out by a multidisciplinary team (MDT), which may be inclusive of, but not limited to, radiation oncologists, spine surgeons and interventional radiologists, among others.
Orthopaedics | Spine - Thoracolumbar (TL) and sacral surgery | TL and sacral fusion and fixation implant | TL rod | NuVasive Inc. | RELINE-O Ti Rod, 5.5x100mm Lordotic | 14355100 | Standalone | DE0500730 | As per HSA registered indication(s) except for radiolucent implants which should be used as follows:  in patients with primary or metastatic spinal tumours who would benefit from post-operative high dose high precision beam therapy upon appropriate and stringent patient selection;  Patient selection should be done via standardised assessment such as the neurological-oncological-mechanical systemic (NOMS) framework; and  The assessment should be carried out by a multidisciplinary team (MDT), which may be inclusive of, but not limited to, radiation oncologists, spine surgeons and interventional radiologists, among others.
Orthopaedics | Spine - Thoracolumbar (TL) and sacral surgery | TL and sacral fusion and fixation implant | TL rod | NuVasive Inc. | RELINE-O Ti Rod, 5.5x100mm Straight | 15355100 | Standalone | DE0500730 | As per HSA registered indication(s) except for radiolucent implants which should be used as follows:  in patients with primary or metastatic spinal tumours who would benefit from post-operative high dose high precision beam therapy upon appropriate and stringent patient selection;  Patient selection should be done via standardised assessment such as the neurological-oncological-mechanical systemic (NOMS) framework; and  The assessment should be carried out by a multidisciplinary team (MDT), which may be inclusive of, but not limited to, radiation oncologists, spine surgeons and interventional radiologists, among others.
Orthopaedics | Spine - Thoracolumbar (TL) and sacral surgery | TL and sacral fusion and fixation implant | TL rod | NuVasive Inc. | RELINE-O Ti Rod, 5.5x110mm Lordotic | 14355110 | Standalone | DE0500730 | As per HSA registered indication(s) except for radiolucent implants which should be used as follows:  in patients with primary or metastatic spinal tumours who would benefit from post-operative high dose high precision beam therapy upon appropriate and stringent patient selection;  Patient selection should be done via standardised assessment such as the neurological-oncological-mechanical systemic (NOMS) framework; and  The assessment should be carried out by a multidisciplinary team (MDT), which may be inclusive of, but not limited to, radiation oncologists, spine surgeons and interventional radiologists, among others.
Orthopaedics | Spine - Thoracolumbar (TL) and sacral surgery | TL and sacral fusion and fixation implant | TL rod | NuVasive Inc. | RELINE-O Ti Rod, 5.5x110mm Straight | 15355110 | Standalone | DE0500730 | As per HSA registered indication(s) except for radiolucent implants which should be used as follows:  in patients with primary or metastatic spinal tumours who would benefit from post-operative high dose high precision beam therapy upon appropriate and stringent patient selection;  Patient selection should be done via standardised assessment such as the neurological-oncological-mechanical systemic (NOMS) framework; and  The assessment should be carried out by a multidisciplinary team (MDT), which may be inclusive of, but not limited to, radiation oncologists, spine surgeons and interventional radiologists, among others.
Orthopaedics | Spine - Thoracolumbar (TL) and sacral surgery | TL and sacral fusion and fixation implant | TL rod | NuVasive Inc. | RELINE-O Ti Rod, 5.5x120mm Lordotic | 14355120 | Standalone | DE0500730 | As per HSA registered indication(s) except for radiolucent implants which should be used as follows:  in patients with primary or metastatic spinal tumours who would benefit from post-operative high dose high precision beam therapy upon appropriate and stringent patient selection;  Patient selection should be done via standardised assessment such as the neurological-oncological-mechanical systemic (NOMS) framework; and  The assessment should be carried out by a multidisciplinary team (MDT), which may be inclusive of, but not limited to, radiation oncologists, spine surgeons and interventional radiologists, among others.
Orthopaedics | Spine - Thoracolumbar (TL) and sacral surgery | TL and sacral fusion and fixation implant | TL rod | NuVasive Inc. | RELINE-O Ti Rod, 5.5x120mm Straight | 15355120 | Standalone | DE0500730 | As per HSA registered indication(s) except for radiolucent implants which should be used as follows:  in patients with primary or metastatic spinal tumours who would benefit from post-operative high dose high precision beam therapy upon appropriate and stringent patient selection;  Patient selection should be done via standardised assessment such as the neurological-oncological-mechanical systemic (NOMS) framework; and  The assessment should be carried out by a multidisciplinary team (MDT), which may be inclusive of, but not limited to, radiation oncologists, spine surgeons and interventional radiologists, among others.
Orthopaedics | Spine - Thoracolumbar (TL) and sacral surgery | TL and sacral fusion and fixation implant | TL rod | NuVasive Inc. | RELINE-O Ti Rod, 5.5x130mm Straight | 15355130 | Standalone | DE0500730 | As per HSA registered indication(s) except for radiolucent implants which should be used as follows:  in patients with primary or metastatic spinal tumours who would benefit from post-operative high dose high precision beam therapy upon appropriate and stringent patient selection;  Patient selection should be done via standardised assessment such as the neurological-oncological-mechanical systemic (NOMS) framework; and  The assessment should be carried out by a multidisciplinary team (MDT), which may be inclusive of, but not limited to, radiation oncologists, spine surgeons and interventional radiologists, among others.
Orthopaedics | Spine - Thoracolumbar (TL) and sacral surgery | TL and sacral fusion and fixation implant | TL rod | NuVasive Inc. | RELINE-O Ti Rod, 5.5x140mm Lordotic | 14355140 | Standalone | DE0500730 | As per HSA registered indication(s) except for radiolucent implants which should be used as follows:  in patients with primary or metastatic spinal tumours who would benefit from post-operative high dose high precision beam therapy upon appropriate and stringent patient selection;  Patient selection should be done via standardised assessment such as the neurological-oncological-mechanical systemic (NOMS) framework; and  The assessment should be carried out by a multidisciplinary team (MDT), which may be inclusive of, but not limited to, radiation oncologists, spine surgeons and interventional radiologists, among others.
Orthopaedics | Spine - Thoracolumbar (TL) and sacral surgery | TL and sacral fusion and fixation implant | TL rod | NuVasive Inc. | RELINE-O Ti Rod, 5.5x140mm Straight | 15355140 | Standalone | DE0500730 | As per HSA registered indication(s) except for radiolucent implants which should be used as follows:  in patients with primary or metastatic spinal tumours who would benefit from post-operative high dose high precision beam therapy upon appropriate and stringent patient selection;  Patient selection should be done via standardised assessment such as the neurological-oncological-mechanical systemic (NOMS) framework; and  The assessment should be carried out by a multidisciplinary team (MDT), which may be inclusive of, but not limited to, radiation oncologists, spine surgeons and interventional radiologists, among others.
Orthopaedics | Spine - Thoracolumbar (TL) and sacral surgery | TL and sacral fusion and fixation implant | TL rod | NuVasive Inc. | RELINE-O Ti Rod, 5.5x150mm Lordotic | 14355150 | Standalone | DE0500730 | As per HSA registered indication(s) except for radiolucent implants which should be used as follows:  in patients with primary or metastatic spinal tumours who would benefit from post-operative high dose high precision beam therapy upon appropriate and stringent patient selection;  Patient selection should be done via standardised assessment such as the neurological-oncological-mechanical systemic (NOMS) framework; and  The assessment should be carried out by a multidisciplinary team (MDT), which may be inclusive of, but not limited to, radiation oncologists, spine surgeons and interventional radiologists, among others.
Orthopaedics | Spine - Thoracolumbar (TL) and sacral surgery | TL and sacral fusion and fixation implant | TL rod | NuVasive Inc. | RELINE-O Ti Rod, 5.5x150mm Straight | 15355150 | Standalone | DE0500730 | As per HSA registered indication(s) except for radiolucent implants which should be used as follows:  in patients with primary or metastatic spinal tumours who would benefit from post-operative high dose high precision beam therapy upon appropriate and stringent patient selection;  Patient selection should be done via standardised assessment such as the neurological-oncological-mechanical systemic (NOMS) framework; and  The assessment should be carried out by a multidisciplinary team (MDT), which may be inclusive of, but not limited to, radiation oncologists, spine surgeons and interventional radiologists, among others.
Orthopaedics | Spine - Thoracolumbar (TL) and sacral surgery | TL and sacral fusion and fixation implant | TL rod | NuVasive Inc. | RELINE-O Ti Rod, 5.5x160mm Lordotic | 14355160 | Standalone | DE0500730 | As per HSA registered indication(s) except for radiolucent implants which should be used as follows:  in patients with primary or metastatic spinal tumours who would benefit from post-operative high dose high precision beam therapy upon appropriate and stringent patient selection;  Patient selection should be done via standardised assessment such as the neurological-oncological-mechanical systemic (NOMS) framework; and  The assessment should be carried out by a multidisciplinary team (MDT), which may be inclusive of, but not limited to, radiation oncologists, spine surgeons and interventional radiologists, among others.
Orthopaedics | Spine - Thoracolumbar (TL) and sacral surgery | TL and sacral fusion and fixation implant | TL rod | NuVasive Inc. | RELINE-O Ti Rod, 5.5x160mm Straight | 15355160 | Standalone | DE0500730 | As per HSA registered indication(s) except for radiolucent implants which should be used as follows:  in patients with primary or metastatic spinal tumours who would benefit from post-operative high dose high precision beam therapy upon appropriate and stringent patient selection;  Patient selection should be done via standardised assessment such as the neurological-oncological-mechanical systemic (NOMS) framework; and  The assessment should be carried out by a multidisciplinary team (MDT), which may be inclusive of, but not limited to, radiation oncologists, spine surgeons and interventional radiologists, among others.
Orthopaedics | Spine - Thoracolumbar (TL) and sacral surgery | TL and sacral fusion and fixation implant | TL rod | NuVasive Inc. | RELINE-O Ti Rod, 5.5x170mm Straight | 15355170 | Standalone | DE0500730 | As per HSA registered indication(s) except for radiolucent implants which should be used as follows:  in patients with primary or metastatic spinal tumours who would benefit from post-operative high dose high precision beam therapy upon appropriate and stringent patient selection;  Patient selection should be done via standardised assessment such as the neurological-oncological-mechanical systemic (NOMS) framework; and  The assessment should be carried out by a multidisciplinary team (MDT), which may be inclusive of, but not limited to, radiation oncologists, spine surgeons and interventional radiologists, among others.
Orthopaedics | Spine - Thoracolumbar (TL) and sacral surgery | TL and sacral fusion and fixation implant | TL rod | NuVasive Inc. | RELINE-O Ti Rod, 5.5x180mm Lordotic | 14355180 | Standalone | DE0500730 | As per HSA registered indication(s) except for radiolucent implants which should be used as follows:  in patients with primary or metastatic spinal tumours who would benefit from post-operative high dose high precision beam therapy upon appropriate and stringent patient selection;  Patient selection should be done via standardised assessment such as the neurological-oncological-mechanical systemic (NOMS) framework; and  The assessment should be carried out by a multidisciplinary team (MDT), which may be inclusive of, but not limited to, radiation oncologists, spine surgeons and interventional radiologists, among others.
Orthopaedics | Spine - Thoracolumbar (TL) and sacral surgery | TL and sacral fusion and fixation implant | TL rod | NuVasive Inc. | RELINE-O Ti Rod, 5.5x180mm Straight | 15355180 | Standalone | DE0500730 | As per HSA registered indication(s) except for radiolucent implants which should be used as follows:  in patients with primary or metastatic spinal tumours who would benefit from post-operative high dose high precision beam therapy upon appropriate and stringent patient selection;  Patient selection should be done via standardised assessment such as the neurological-oncological-mechanical systemic (NOMS) framework; and  The assessment should be carried out by a multidisciplinary team (MDT), which may be inclusive of, but not limited to, radiation oncologists, spine surgeons and interventional radiologists, among others.
Orthopaedics | Spine - Thoracolumbar (TL) and sacral surgery | TL and sacral fusion and fixation implant | TL rod | NuVasive Inc. | RELINE-O Ti Rod, 5.5x190mm Straight | 15355190 | Standalone | DE0500730 | As per HSA registered indication(s) except for radiolucent implants which should be used as follows:  in patients with primary or metastatic spinal tumours who would benefit from post-operative high dose high precision beam therapy upon appropriate and stringent patient selection;  Patient selection should be done via standardised assessment such as the neurological-oncological-mechanical systemic (NOMS) framework; and  The assessment should be carried out by a multidisciplinary team (MDT), which may be inclusive of, but not limited to, radiation oncologists, spine surgeons and interventional radiologists, among others.
Orthopaedics | Spine - Thoracolumbar (TL) and sacral surgery | TL and sacral fusion and fixation implant | TL rod | NuVasive Inc. | RELINE-O Ti Rod, 5.5x200mm Lordotic | 14355200 | Standalone | DE0500730 | As per HSA registered indication(s) except for radiolucent implants which should be used as follows:  in patients with primary or metastatic spinal tumours who would benefit from post-operative high dose high precision beam therapy upon appropriate and stringent patient selection;  Patient selection should be done via standardised assessment such as the neurological-oncological-mechanical systemic (NOMS) framework; and  The assessment should be carried out by a multidisciplinary team (MDT), which may be inclusive of, but not limited to, radiation oncologists, spine surgeons and interventional radiologists, among others.
Orthopaedics | Spine - Thoracolumbar (TL) and sacral surgery | TL and sacral fusion and fixation implant | TL rod | NuVasive Inc. | RELINE-O Ti Rod, 5.5x200mm Straight | 15355200 | Standalone | DE0500730 | As per HSA registered indication(s) except for radiolucent implants which should be used as follows:  in patients with primary or metastatic spinal tumours who would benefit from post-operative high dose high precision beam therapy upon appropriate and stringent patient selection;  Patient selection should be done via standardised assessment such as the neurological-oncological-mechanical systemic (NOMS) framework; and  The assessment should be carried out by a multidisciplinary team (MDT), which may be inclusive of, but not limited to, radiation oncologists, spine surgeons and interventional radiologists, among others.
Orthopaedics | Spine - Thoracolumbar (TL) and sacral surgery | TL and sacral fusion and fixation implant | TL rod | NuVasive Inc. | RELINE-O Ti Rod, 5.5x25mm Lordotic | 14355025 | Standalone | DE0500730 | As per HSA registered indication(s) except for radiolucent implants which should be used as follows:  in patients with primary or metastatic spinal tumours who would benefit from post-operative high dose high precision beam therapy upon appropriate and stringent patient selection;  Patient selection should be done via standardised assessment such as the neurological-oncological-mechanical systemic (NOMS) framework; and  The assessment should be carried out by a multidisciplinary team (MDT), which may be inclusive of, but not limited to, radiation oncologists, spine surgeons and interventional radiologists, among others.
Orthopaedics | Spine - Thoracolumbar (TL) and sacral surgery | TL and sacral fusion and fixation implant | TL rod | NuVasive Inc. | RELINE-O Ti Rod, 5.5x300mm Straight | 15355300 | Standalone | DE0500730 | As per HSA registered indication(s) except for radiolucent implants which should be used as follows:  in patients with primary or metastatic spinal tumours who would benefit from post-operative high dose high precision beam therapy upon appropriate and stringent patient selection;  Patient selection should be done via standardised assessment such as the neurological-oncological-mechanical systemic (NOMS) framework; and  The assessment should be carried out by a multidisciplinary team (MDT), which may be inclusive of, but not limited to, radiation oncologists, spine surgeons and interventional radiologists, among others.
Orthopaedics | Spine - Thoracolumbar (TL) and sacral surgery | TL and sacral fusion and fixation implant | TL rod | NuVasive Inc. | RELINE-O Ti Rod, 5.5x30mm Lordotic | 14355030 | Standalone | DE0500730 | As per HSA registered indication(s) except for radiolucent implants which should be used as follows:  in patients with primary or metastatic spinal tumours who would benefit from post-operative high dose high precision beam therapy upon appropriate and stringent patient selection;  Patient selection should be done via standardised assessment such as the neurological-oncological-mechanical systemic (NOMS) framework; and  The assessment should be carried out by a multidisciplinary team (MDT), which may be inclusive of, but not limited to, radiation oncologists, spine surgeons and interventional radiologists, among others.
Orthopaedics | Spine - Thoracolumbar (TL) and sacral surgery | TL and sacral fusion and fixation implant | TL rod | NuVasive Inc. | RELINE-O Ti Rod, 5.5x35mm Lordotic | 14355035 | Standalone | DE0500730 | As per HSA registered indication(s) except for radiolucent implants which should be used as follows:  in patients with primary or metastatic spinal tumours who would benefit from post-operative high dose high precision beam therapy upon appropriate and stringent patient selection;  Patient selection should be done via standardised assessment such as the neurological-oncological-mechanical systemic (NOMS) framework; and  The assessment should be carried out by a multidisciplinary team (MDT), which may be inclusive of, but not limited to, radiation oncologists, spine surgeons and interventional radiologists, among others.
Orthopaedics | Spine - Thoracolumbar (TL) and sacral surgery | TL and sacral fusion and fixation implant | TL rod | NuVasive Inc. | RELINE-O Ti Rod, 5.5x35mm Straight | 15355035 | Standalone | DE0500730 | As per HSA registered indication(s) except for radiolucent implants which should be used as follows:  in patients with primary or metastatic spinal tumours who would benefit from post-operative high dose high precision beam therapy upon appropriate and stringent patient selection;  Patient selection should be done via standardised assessment such as the neurological-oncological-mechanical systemic (NOMS) framework; and  The assessment should be carried out by a multidisciplinary team (MDT), which may be inclusive of, but not limited to, radiation oncologists, spine surgeons and interventional radiologists, among others.
Orthopaedics | Spine - Thoracolumbar (TL) and sacral surgery | TL and sacral fusion and fixation implant | TL rod | NuVasive Inc. | RELINE-O Ti Rod, 5.5x400mm Straight | 15355400 | Standalone | DE0500730 | As per HSA registered indication(s) except for radiolucent implants which should be used as follows:  in patients with primary or metastatic spinal tumours who would benefit from post-operative high dose high precision beam therapy upon appropriate and stringent patient selection;  Patient selection should be done via standardised assessment such as the neurological-oncological-mechanical systemic (NOMS) framework; and  The assessment should be carried out by a multidisciplinary team (MDT), which may be inclusive of, but not limited to, radiation oncologists, spine surgeons and interventional radiologists, among others.
Orthopaedics | Spine - Thoracolumbar (TL) and sacral surgery | TL and sacral fusion and fixation implant | TL rod | NuVasive Inc. | RELINE-O Ti Rod, 5.5x40mm Lordotic | 14355040 | Standalone | DE0500730 | As per HSA registered indication(s) except for radiolucent implants which should be used as follows:  in patients with primary or metastatic spinal tumours who would benefit from post-operative high dose high precision beam therapy upon appropriate and stringent patient selection;  Patient selection should be done via standardised assessment such as the neurological-oncological-mechanical systemic (NOMS) framework; and  The assessment should be carried out by a multidisciplinary team (MDT), which may be inclusive of, but not limited to, radiation oncologists, spine surgeons and interventional radiologists, among others.
Orthopaedics | Spine - Thoracolumbar (TL) and sacral surgery | TL and sacral fusion and fixation implant | TL rod | NuVasive Inc. | RELINE-O Ti Rod, 5.5x40mm Straight | 15355040 | Standalone | DE0500730 | As per HSA registered indication(s) except for radiolucent implants which should be used as follows:  in patients with primary or metastatic spinal tumours who would benefit from post-operative high dose high precision beam therapy upon appropriate and stringent patient selection;  Patient selection should be done via standardised assessment such as the neurological-oncological-mechanical systemic (NOMS) framework; and  The assessment should be carried out by a multidisciplinary team (MDT), which may be inclusive of, but not limited to, radiation oncologists, spine surgeons and interventional radiologists, among others.
Orthopaedics | Spine - Thoracolumbar (TL) and sacral surgery | TL and sacral fusion and fixation implant | TL rod | NuVasive Inc. | RELINE-O Ti Rod, 5.5x45mm Lordotic | 14355045 | Standalone | DE0500730 | As per HSA registered indication(s) except for radiolucent implants which should be used as follows:  in patients with primary or metastatic spinal tumours who would benefit from post-operative high dose high precision beam therapy upon appropriate and stringent patient selection;  Patient selection should be done via standardised assessment such as the neurological-oncological-mechanical systemic (NOMS) framework; and  The assessment should be carried out by a multidisciplinary team (MDT), which may be inclusive of, but not limited to, radiation oncologists, spine surgeons and interventional radiologists, among others.
Orthopaedics | Spine - Thoracolumbar (TL) and sacral surgery | TL and sacral fusion and fixation implant | TL rod | NuVasive Inc. | RELINE-O Ti Rod, 5.5x45mm Straight | 15355045 | Standalone | DE0500730 | As per HSA registered indication(s) except for radiolucent implants which should be used as follows:  in patients with primary or metastatic spinal tumours who would benefit from post-operative high dose high precision beam therapy upon appropriate and stringent patient selection;  Patient selection should be done via standardised assessment such as the neurological-oncological-mechanical systemic (NOMS) framework; and  The assessment should be carried out by a multidisciplinary team (MDT), which may be inclusive of, but not limited to, radiation oncologists, spine surgeons and interventional radiologists, among others.
Orthopaedics | Spine - Thoracolumbar (TL) and sacral surgery | TL and sacral fusion and fixation implant | TL rod | NuVasive Inc. | RELINE-O Ti Rod, 5.5x500mm Straight | 15355500 | Standalone | DE0500730 | As per HSA registered indication(s) except for radiolucent implants which should be used as follows:  in patients with primary or metastatic spinal tumours who would benefit from post-operative high dose high precision beam therapy upon appropriate and stringent patient selection;  Patient selection should be done via standardised assessment such as the neurological-oncological-mechanical systemic (NOMS) framework; and  The assessment should be carried out by a multidisciplinary team (MDT), which may be inclusive of, but not limited to, radiation oncologists, spine surgeons and interventional radiologists, among others.
Orthopaedics | Spine - Thoracolumbar (TL) and sacral surgery | TL and sacral fusion and fixation implant | TL rod | NuVasive Inc. | RELINE-O Ti Rod, 5.5x50mm Lordotic | 14355050 | Standalone | DE0500730 | As per HSA registered indication(s) except for radiolucent implants which should be used as follows:  in patients with primary or metastatic spinal tumours who would benefit from post-operative high dose high precision beam therapy upon appropriate and stringent patient selection;  Patient selection should be done via standardised assessment such as the neurological-oncological-mechanical systemic (NOMS) framework; and  The assessment should be carried out by a multidisciplinary team (MDT), which may be inclusive of, but not limited to, radiation oncologists, spine surgeons and interventional radiologists, among others.
Orthopaedics | Spine - Thoracolumbar (TL) and sacral surgery | TL and sacral fusion and fixation implant | TL rod | NuVasive Inc. | RELINE-O Ti Rod, 5.5x50mm Straight | 15355050 | Standalone | DE0500730 | As per HSA registered indication(s) except for radiolucent implants which should be used as follows:  in patients with primary or metastatic spinal tumours who would benefit from post-operative high dose high precision beam therapy upon appropriate and stringent patient selection;  Patient selection should be done via standardised assessment such as the neurological-oncological-mechanical systemic (NOMS) framework; and  The assessment should be carried out by a multidisciplinary team (MDT), which may be inclusive of, but not limited to, radiation oncologists, spine surgeons and interventional radiologists, among others.
Orthopaedics | Spine - Thoracolumbar (TL) and sacral surgery | TL and sacral fusion and fixation implant | TL rod | NuVasive Inc. | RELINE-O Ti Rod, 5.5x55mm Lordotic | 14355055 | Standalone | DE0500730 | As per HSA registered indication(s) except for radiolucent implants which should be used as follows:  in patients with primary or metastatic spinal tumours who would benefit from post-operative high dose high precision beam therapy upon appropriate and stringent patient selection;  Patient selection should be done via standardised assessment such as the neurological-oncological-mechanical systemic (NOMS) framework; and  The assessment should be carried out by a multidisciplinary team (MDT), which may be inclusive of, but not limited to, radiation oncologists, spine surgeons and interventional radiologists, among others.
Orthopaedics | Spine - Thoracolumbar (TL) and sacral surgery | TL and sacral fusion and fixation implant | TL rod | NuVasive Inc. | RELINE-O Ti Rod, 5.5x600mm Straight | 15355600 | Standalone | DE0500730 | As per HSA registered indication(s) except for radiolucent implants which should be used as follows:  in patients with primary or metastatic spinal tumours who would benefit from post-operative high dose high precision beam therapy upon appropriate and stringent patient selection;  Patient selection should be done via standardised assessment such as the neurological-oncological-mechanical systemic (NOMS) framework; and  The assessment should be carried out by a multidisciplinary team (MDT), which may be inclusive of, but not limited to, radiation oncologists, spine surgeons and interventional radiologists, among others.
Orthopaedics | Spine - Thoracolumbar (TL) and sacral surgery | TL and sacral fusion and fixation implant | TL rod | NuVasive Inc. | RELINE-O Ti Rod, 5.5x60mm Lordotic | 14355060 | Standalone | DE0500730 | As per HSA registered indication(s) except for radiolucent implants which should be used as follows:  in patients with primary or metastatic spinal tumours who would benefit from post-operative high dose high precision beam therapy upon appropriate and stringent patient selection;  Patient selection should be done via standardised assessment such as the neurological-oncological-mechanical systemic (NOMS) framework; and  The assessment should be carried out by a multidisciplinary team (MDT), which may be inclusive of, but not limited to, radiation oncologists, spine surgeons and interventional radiologists, among others.
Orthopaedics | Spine - Thoracolumbar (TL) and sacral surgery | TL and sacral fusion and fixation implant | TL rod | NuVasive Inc. | RELINE-O Ti Rod, 5.5x60mm Straight | 15355060 | Standalone | DE0500730 | As per HSA registered indication(s) except for radiolucent implants which should be used as follows:  in patients with primary or metastatic spinal tumours who would benefit from post-operative high dose high precision beam therapy upon appropriate and stringent patient selection;  Patient selection should be done via standardised assessment such as the neurological-oncological-mechanical systemic (NOMS) framework; and  The assessment should be carried out by a multidisciplinary team (MDT), which may be inclusive of, but not limited to, radiation oncologists, spine surgeons and interventional radiologists, among others.
Orthopaedics | Spine - Thoracolumbar (TL) and sacral surgery | TL and sacral fusion and fixation implant | TL rod | NuVasive Inc. | RELINE-O Ti Rod, 5.5x65mm Lordotic | 14355065 | Standalone | DE0500730 | As per HSA registered indication(s) except for radiolucent implants which should be used as follows:  in patients with primary or metastatic spinal tumours who would benefit from post-operative high dose high precision beam therapy upon appropriate and stringent patient selection;  Patient selection should be done via standardised assessment such as the neurological-oncological-mechanical systemic (NOMS) framework; and  The assessment should be carried out by a multidisciplinary team (MDT), which may be inclusive of, but not limited to, radiation oncologists, spine surgeons and interventional radiologists, among others.
Orthopaedics | Spine - Thoracolumbar (TL) and sacral surgery | TL and sacral fusion and fixation implant | TL rod | NuVasive Inc. | RELINE-O Ti Rod, 5.5x70mm Lordotic | 14355070 | Standalone | DE0500730 | As per HSA registered indication(s) except for radiolucent implants which should be used as follows:  in patients with primary or metastatic spinal tumours who would benefit from post-operative high dose high precision beam therapy upon appropriate and stringent patient selection;  Patient selection should be done via standardised assessment such as the neurological-oncological-mechanical systemic (NOMS) framework; and  The assessment should be carried out by a multidisciplinary team (MDT), which may be inclusive of, but not limited to, radiation oncologists, spine surgeons and interventional radiologists, among others.
Orthopaedics | Spine - Thoracolumbar (TL) and sacral surgery | TL and sacral fusion and fixation implant | TL rod | NuVasive Inc. | RELINE-O Ti Rod, 5.5x70mm Straight | 15355070 | Standalone | DE0500730 | As per HSA registered indication(s) except for radiolucent implants which should be used as follows:  in patients with primary or metastatic spinal tumours who would benefit from post-operative high dose high precision beam therapy upon appropriate and stringent patient selection;  Patient selection should be done via standardised assessment such as the neurological-oncological-mechanical systemic (NOMS) framework; and  The assessment should be carried out by a multidisciplinary team (MDT), which may be inclusive of, but not limited to, radiation oncologists, spine surgeons and interventional radiologists, among others.
Orthopaedics | Spine - Thoracolumbar (TL) and sacral surgery | TL and sacral fusion and fixation implant | TL rod | NuVasive Inc. | RELINE-O Ti Rod, 5.5x75mm Lordotic | 14355075 | Standalone | DE0500730 | As per HSA registered indication(s) except for radiolucent implants which should be used as follows:  in patients with primary or metastatic spinal tumours who would benefit from post-operative high dose high precision beam therapy upon appropriate and stringent patient selection;  Patient selection should be done via standardised assessment such as the neurological-oncological-mechanical systemic (NOMS) framework; and  The assessment should be carried out by a multidisciplinary team (MDT), which may be inclusive of, but not limited to, radiation oncologists, spine surgeons and interventional radiologists, among others.
Orthopaedics | Spine - Thoracolumbar (TL) and sacral surgery | TL and sacral fusion and fixation implant | TL rod | NuVasive Inc. | RELINE-O Ti Rod, 5.5x75mm Straight | 15355075 | Standalone | DE0500730 | As per HSA registered indication(s) except for radiolucent implants which should be used as follows:  in patients with primary or metastatic spinal tumours who would benefit from post-operative high dose high precision beam therapy upon appropriate and stringent patient selection;  Patient selection should be done via standardised assessment such as the neurological-oncological-mechanical systemic (NOMS) framework; and  The assessment should be carried out by a multidisciplinary team (MDT), which may be inclusive of, but not limited to, radiation oncologists, spine surgeons and interventional radiologists, among others.
Orthopaedics | Spine - Thoracolumbar (TL) and sacral surgery | TL and sacral fusion and fixation implant | TL rod | NuVasive Inc. | RELINE-O Ti Rod, 5.5x80mm Lordotic | 14355080 | Standalone | DE0500730 | As per HSA registered indication(s) except for radiolucent implants which should be used as follows:  in patients with primary or metastatic spinal tumours who would benefit from post-operative high dose high precision beam therapy upon appropriate and stringent patient selection;  Patient selection should be done via standardised assessment such as the neurological-oncological-mechanical systemic (NOMS) framework; and  The assessment should be carried out by a multidisciplinary team (MDT), which may be inclusive of, but not limited to, radiation oncologists, spine surgeons and interventional radiologists, among others.
Orthopaedics | Spine - Thoracolumbar (TL) and sacral surgery | TL and sacral fusion and fixation implant | TL rod | NuVasive Inc. | RELINE-O Ti Rod, 5.5x80mm Straight | 15355080 | Standalone | DE0500730 | As per HSA registered indication(s) except for radiolucent implants which should be used as follows:  in patients with primary or metastatic spinal tumours who would benefit from post-operative high dose high precision beam therapy upon appropriate and stringent patient selection;  Patient selection should be done via standardised assessment such as the neurological-oncological-mechanical systemic (NOMS) framework; and  The assessment should be carried out by a multidisciplinary team (MDT), which may be inclusive of, but not limited to, radiation oncologists, spine surgeons and interventional radiologists, among others.
Orthopaedics | Spine - Thoracolumbar (TL) and sacral surgery | TL and sacral fusion and fixation implant | TL rod | NuVasive Inc. | RELINE-O Ti Rod, 5.5x85mm Lordotic | 14355085 | Standalone | DE0500730 | As per HSA registered indication(s) except for radiolucent implants which should be used as follows:  in patients with primary or metastatic spinal tumours who would benefit from post-operative high dose high precision beam therapy upon appropriate and stringent patient selection;  Patient selection should be done via standardised assessment such as the neurological-oncological-mechanical systemic (NOMS) framework; and  The assessment should be carried out by a multidisciplinary team (MDT), which may be inclusive of, but not limited to, radiation oncologists, spine surgeons and interventional radiologists, among others.
Orthopaedics | Spine - Thoracolumbar (TL) and sacral surgery | TL and sacral fusion and fixation implant | TL rod | NuVasive Inc. | RELINE-O Ti Rod, 5.5x85mm Straight | 15355085 | Standalone | DE0500730 | As per HSA registered indication(s) except for radiolucent implants which should be used as follows:  in patients with primary or metastatic spinal tumours who would benefit from post-operative high dose high precision beam therapy upon appropriate and stringent patient selection;  Patient selection should be done via standardised assessment such as the neurological-oncological-mechanical systemic (NOMS) framework; and  The assessment should be carried out by a multidisciplinary team (MDT), which may be inclusive of, but not limited to, radiation oncologists, spine surgeons and interventional radiologists, among others.
Orthopaedics | Spine - Thoracolumbar (TL) and sacral surgery | TL and sacral fusion and fixation implant | TL rod | NuVasive Inc. | RELINE-O Ti Rod, 5.5x90mm Lordotic | 14355090 | Standalone | DE0500730 | As per HSA registered indication(s) except for radiolucent implants which should be used as follows:  in patients with primary or metastatic spinal tumours who would benefit from post-operative high dose high precision beam therapy upon appropriate and stringent patient selection;  Patient selection should be done via standardised assessment such as the neurological-oncological-mechanical systemic (NOMS) framework; and  The assessment should be carried out by a multidisciplinary team (MDT), which may be inclusive of, but not limited to, radiation oncologists, spine surgeons and interventional radiologists, among others.
Orthopaedics | Spine - Thoracolumbar (TL) and sacral surgery | TL and sacral fusion and fixation implant | TL rod | NuVasive Inc. | RELINE-O Ti Rod, 5.5x90mm Straight | 15355090 | Standalone | DE0500730 | As per HSA registered indication(s) except for radiolucent implants which should be used as follows:  in patients with primary or metastatic spinal tumours who would benefit from post-operative high dose high precision beam therapy upon appropriate and stringent patient selection;  Patient selection should be done via standardised assessment such as the neurological-oncological-mechanical systemic (NOMS) framework; and  The assessment should be carried out by a multidisciplinary team (MDT), which may be inclusive of, but not limited to, radiation oncologists, spine surgeons and interventional radiologists, among others.
Orthopaedics | Spine - Thoracolumbar (TL) and sacral surgery | TL and sacral fusion and fixation implant | TL rod | NuVasive Inc. | RELINE-O Ti Rod, 5.5x95mm Lordotic | 14355095 | Standalone | DE0500730 | As per HSA registered indication(s) except for radiolucent implants which should be used as follows:  in patients with primary or metastatic spinal tumours who would benefit from post-operative high dose high precision beam therapy upon appropriate and stringent patient selection;  Patient selection should be done via standardised assessment such as the neurological-oncological-mechanical systemic (NOMS) framework; and  The assessment should be carried out by a multidisciplinary team (MDT), which may be inclusive of, but not limited to, radiation oncologists, spine surgeons and interventional radiologists, among others.
Orthopaedics | Spine - Thoracolumbar (TL) and sacral surgery | TL and sacral fusion and fixation implant | TL rod | NuVasive Inc. | RELINE-O Ti Rod, 5.5x95mm Straight | 15355095 | Standalone | DE0500730 | As per HSA registered indication(s) except for radiolucent implants which should be used as follows:  in patients with primary or metastatic spinal tumours who would benefit from post-operative high dose high precision beam therapy upon appropriate and stringent patient selection;  Patient selection should be done via standardised assessment such as the neurological-oncological-mechanical systemic (NOMS) framework; and  The assessment should be carried out by a multidisciplinary team (MDT), which may be inclusive of, but not limited to, radiation oncologists, spine surgeons and interventional radiologists, among others.
Orthopaedics | Spine - Thoracolumbar (TL) and sacral surgery | TL and sacral fusion and fixation implant | TL rod | NuVasive Inc. | RELINE-O Ti Rod, 500mm 5.5-5.0 Tapered | 15105500 | Standalone | DE0500730 | As per HSA registered indication(s) except for radiolucent implants which should be used as follows:  in patients with primary or metastatic spinal tumours who would benefit from post-operative high dose high precision beam therapy upon appropriate and stringent patient selection;  Patient selection should be done via standardised assessment such as the neurological-oncological-mechanical systemic (NOMS) framework; and  The assessment should be carried out by a multidisciplinary team (MDT), which may be inclusive of, but not limited to, radiation oncologists, spine surgeons and interventional radiologists, among others.
Orthopaedics | Spine - Thoracolumbar (TL) and sacral surgery | TL and sacral fusion and fixation implant | TL rod | NuVasive Inc. | RELINE-O Ti Rod, 500mm 6.0-5.0 Tapered | 15165500 | Standalone | DE0500730 | As per HSA registered indication(s) except for radiolucent implants which should be used as follows:  in patients with primary or metastatic spinal tumours who would benefit from post-operative high dose high precision beam therapy upon appropriate and stringent patient selection;  Patient selection should be done via standardised assessment such as the neurological-oncological-mechanical systemic (NOMS) framework; and  The assessment should be carried out by a multidisciplinary team (MDT), which may be inclusive of, but not limited to, radiation oncologists, spine surgeons and interventional radiologists, among others.
Orthopaedics | Spine - Thoracolumbar (TL) and sacral surgery | TL and sacral fusion and fixation implant | TL rod | NuVasive Inc. | RELINE-O Ti Rod, 6.0mm Lateral Off Lg | 19160003 | Standalone | DE0500730 | As per HSA registered indication(s) except for radiolucent implants which should be used as follows:  in patients with primary or metastatic spinal tumours who would benefit from post-operative high dose high precision beam therapy upon appropriate and stringent patient selection;  Patient selection should be done via standardised assessment such as the neurological-oncological-mechanical systemic (NOMS) framework; and  The assessment should be carried out by a multidisciplinary team (MDT), which may be inclusive of, but not limited to, radiation oncologists, spine surgeons and interventional radiologists, among others.
Orthopaedics | Spine - Thoracolumbar (TL) and sacral surgery | TL and sacral fusion and fixation implant | TL rod | NuVasive Inc. | RELINE-O Ti Rod, 6.0mm Lateral Off Med | 18160002 | Standalone | DE0500730 | As per HSA registered indication(s) except for radiolucent implants which should be used as follows:  in patients with primary or metastatic spinal tumours who would benefit from post-operative high dose high precision beam therapy upon appropriate and stringent patient selection;  Patient selection should be done via standardised assessment such as the neurological-oncological-mechanical systemic (NOMS) framework; and  The assessment should be carried out by a multidisciplinary team (MDT), which may be inclusive of, but not limited to, radiation oncologists, spine surgeons and interventional radiologists, among others.
Orthopaedics | Spine - Thoracolumbar (TL) and sacral surgery | TL and sacral fusion and fixation implant | TL rod | NuVasive Inc. | RELINE-O Ti Rod, 6.0mm Lateral Off Small | 17160001 | Standalone | DE0500730 | As per HSA registered indication(s) except for radiolucent implants which should be used as follows:  in patients with primary or metastatic spinal tumours who would benefit from post-operative high dose high precision beam therapy upon appropriate and stringent patient selection;  Patient selection should be done via standardised assessment such as the neurological-oncological-mechanical systemic (NOMS) framework; and  The assessment should be carried out by a multidisciplinary team (MDT), which may be inclusive of, but not limited to, radiation oncologists, spine surgeons and interventional radiologists, among others.
Orthopaedics | Spine - Thoracolumbar (TL) and sacral surgery | TL and sacral fusion and fixation implant | TL rod | NuVasive Inc. | RELINE-O Ti Rod, 6.0x100mm Lordotic | 14360100 | Standalone | DE0500730 | As per HSA registered indication(s) except for radiolucent implants which should be used as follows:  in patients with primary or metastatic spinal tumours who would benefit from post-operative high dose high precision beam therapy upon appropriate and stringent patient selection;  Patient selection should be done via standardised assessment such as the neurological-oncological-mechanical systemic (NOMS) framework; and  The assessment should be carried out by a multidisciplinary team (MDT), which may be inclusive of, but not limited to, radiation oncologists, spine surgeons and interventional radiologists, among others.
Orthopaedics | Spine - Thoracolumbar (TL) and sacral surgery | TL and sacral fusion and fixation implant | TL rod | NuVasive Inc. | RELINE-O Ti Rod, 6.0x100mm Straight | 15360100 | Standalone | DE0500730 | As per HSA registered indication(s) except for radiolucent implants which should be used as follows:  in patients with primary or metastatic spinal tumours who would benefit from post-operative high dose high precision beam therapy upon appropriate and stringent patient selection;  Patient selection should be done via standardised assessment such as the neurological-oncological-mechanical systemic (NOMS) framework; and  The assessment should be carried out by a multidisciplinary team (MDT), which may be inclusive of, but not limited to, radiation oncologists, spine surgeons and interventional radiologists, among others.
Orthopaedics | Spine - Thoracolumbar (TL) and sacral surgery | TL and sacral fusion and fixation implant | TL rod | NuVasive Inc. | RELINE-O Ti Rod, 6.0x110mm Lordotic | 14360110 | Standalone | DE0500730 | As per HSA registered indication(s) except for radiolucent implants which should be used as follows:  in patients with primary or metastatic spinal tumours who would benefit from post-operative high dose high precision beam therapy upon appropriate and stringent patient selection;  Patient selection should be done via standardised assessment such as the neurological-oncological-mechanical systemic (NOMS) framework; and  The assessment should be carried out by a multidisciplinary team (MDT), which may be inclusive of, but not limited to, radiation oncologists, spine surgeons and interventional radiologists, among others.
Orthopaedics | Spine - Thoracolumbar (TL) and sacral surgery | TL and sacral fusion and fixation implant | TL rod | NuVasive Inc. | RELINE-O Ti Rod, 6.0x120mm Lordotic | 14360120 | Standalone | DE0500730 | As per HSA registered indication(s) except for radiolucent implants which should be used as follows:  in patients with primary or metastatic spinal tumours who would benefit from post-operative high dose high precision beam therapy upon appropriate and stringent patient selection;  Patient selection should be done via standardised assessment such as the neurological-oncological-mechanical systemic (NOMS) framework; and  The assessment should be carried out by a multidisciplinary team (MDT), which may be inclusive of, but not limited to, radiation oncologists, spine surgeons and interventional radiologists, among others.
Orthopaedics | Spine - Thoracolumbar (TL) and sacral surgery | TL and sacral fusion and fixation implant | TL rod | NuVasive Inc. | RELINE-O Ti Rod, 6.0x200mm Straight | 15360200 | Standalone | DE0500730 | As per HSA registered indication(s) except for radiolucent implants which should be used as follows:  in patients with primary or metastatic spinal tumours who would benefit from post-operative high dose high precision beam therapy upon appropriate and stringent patient selection;  Patient selection should be done via standardised assessment such as the neurological-oncological-mechanical systemic (NOMS) framework; and  The assessment should be carried out by a multidisciplinary team (MDT), which may be inclusive of, but not limited to, radiation oncologists, spine surgeons and interventional radiologists, among others.
Orthopaedics | Spine - Thoracolumbar (TL) and sacral surgery | TL and sacral fusion and fixation implant | TL rod | NuVasive Inc. | RELINE-O Ti Rod, 6.0x300mm Straight | 15360300 | Standalone | DE0500730 | As per HSA registered indication(s) except for radiolucent implants which should be used as follows:  in patients with primary or metastatic spinal tumours who would benefit from post-operative high dose high precision beam therapy upon appropriate and stringent patient selection;  Patient selection should be done via standardised assessment such as the neurological-oncological-mechanical systemic (NOMS) framework; and  The assessment should be carried out by a multidisciplinary team (MDT), which may be inclusive of, but not limited to, radiation oncologists, spine surgeons and interventional radiologists, among others.
Orthopaedics | Spine - Thoracolumbar (TL) and sacral surgery | TL and sacral fusion and fixation implant | TL rod | NuVasive Inc. | RELINE-O Ti Rod, 6.0x30mm Lordotic | 14360030 | Standalone | DE0500730 | As per HSA registered indication(s) except for radiolucent implants which should be used as follows:  in patients with primary or metastatic spinal tumours who would benefit from post-operative high dose high precision beam therapy upon appropriate and stringent patient selection;  Patient selection should be done via standardised assessment such as the neurological-oncological-mechanical systemic (NOMS) framework; and  The assessment should be carried out by a multidisciplinary team (MDT), which may be inclusive of, but not limited to, radiation oncologists, spine surgeons and interventional radiologists, among others.
Orthopaedics | Spine - Thoracolumbar (TL) and sacral surgery | TL and sacral fusion and fixation implant | TL rod | NuVasive Inc. | RELINE-O Ti Rod, 6.0x35mm Lordotic | 14360035 | Standalone | DE0500730 | As per HSA registered indication(s) except for radiolucent implants which should be used as follows:  in patients with primary or metastatic spinal tumours who would benefit from post-operative high dose high precision beam therapy upon appropriate and stringent patient selection;  Patient selection should be done via standardised assessment such as the neurological-oncological-mechanical systemic (NOMS) framework; and  The assessment should be carried out by a multidisciplinary team (MDT), which may be inclusive of, but not limited to, radiation oncologists, spine surgeons and interventional radiologists, among others.
Orthopaedics | Spine - Thoracolumbar (TL) and sacral surgery | TL and sacral fusion and fixation implant | TL rod | NuVasive Inc. | RELINE-O Ti Rod, 6.0x35mm Straight | 15360035 | Standalone | DE0500730 | As per HSA registered indication(s) except for radiolucent implants which should be used as follows:  in patients with primary or metastatic spinal tumours who would benefit from post-operative high dose high precision beam therapy upon appropriate and stringent patient selection;  Patient selection should be done via standardised assessment such as the neurological-oncological-mechanical systemic (NOMS) framework; and  The assessment should be carried out by a multidisciplinary team (MDT), which may be inclusive of, but not limited to, radiation oncologists, spine surgeons and interventional radiologists, among others.
Orthopaedics | Spine - Thoracolumbar (TL) and sacral surgery | TL and sacral fusion and fixation implant | TL rod | NuVasive Inc. | RELINE-O Ti Rod, 6.0x40mm Lordotic | 14360040 | Standalone | DE0500730 | As per HSA registered indication(s) except for radiolucent implants which should be used as follows:  in patients with primary or metastatic spinal tumours who would benefit from post-operative high dose high precision beam therapy upon appropriate and stringent patient selection;  Patient selection should be done via standardised assessment such as the neurological-oncological-mechanical systemic (NOMS) framework; and  The assessment should be carried out by a multidisciplinary team (MDT), which may be inclusive of, but not limited to, radiation oncologists, spine surgeons and interventional radiologists, among others.
Orthopaedics | Spine - Thoracolumbar (TL) and sacral surgery | TL and sacral fusion and fixation implant | TL rod | NuVasive Inc. | RELINE-O Ti Rod, 6.0x40mm Straight | 15360040 | Standalone | DE0500730 | As per HSA registered indication(s) except for radiolucent implants which should be used as follows:  in patients with primary or metastatic spinal tumours who would benefit from post-operative high dose high precision beam therapy upon appropriate and stringent patient selection;  Patient selection should be done via standardised assessment such as the neurological-oncological-mechanical systemic (NOMS) framework; and  The assessment should be carried out by a multidisciplinary team (MDT), which may be inclusive of, but not limited to, radiation oncologists, spine surgeons and interventional radiologists, among others.
Orthopaedics | Spine - Thoracolumbar (TL) and sacral surgery | TL and sacral fusion and fixation implant | TL rod | NuVasive Inc. | RELINE-O Ti Rod, 6.0x45mm Lordotic | 14360045 | Standalone | DE0500730 | As per HSA registered indication(s) except for radiolucent implants which should be used as follows:  in patients with primary or metastatic spinal tumours who would benefit from post-operative high dose high precision beam therapy upon appropriate and stringent patient selection;  Patient selection should be done via standardised assessment such as the neurological-oncological-mechanical systemic (NOMS) framework; and  The assessment should be carried out by a multidisciplinary team (MDT), which may be inclusive of, but not limited to, radiation oncologists, spine surgeons and interventional radiologists, among others.
Orthopaedics | Spine - Thoracolumbar (TL) and sacral surgery | TL and sacral fusion and fixation implant | TL rod | NuVasive Inc. | RELINE-O Ti Rod, 6.0x45mm Straight | 15360045 | Standalone | DE0500730 | As per HSA registered indication(s) except for radiolucent implants which should be used as follows:  in patients with primary or metastatic spinal tumours who would benefit from post-operative high dose high precision beam therapy upon appropriate and stringent patient selection;  Patient selection should be done via standardised assessment such as the neurological-oncological-mechanical systemic (NOMS) framework; and  The assessment should be carried out by a multidisciplinary team (MDT), which may be inclusive of, but not limited to, radiation oncologists, spine surgeons and interventional radiologists, among others.
Orthopaedics | Spine - Thoracolumbar (TL) and sacral surgery | TL and sacral fusion and fixation implant | TL rod | NuVasive Inc. | RELINE-O Ti Rod, 6.0x500mm Straight | 15360500 | Standalone | DE0500730 | As per HSA registered indication(s) except for radiolucent implants which should be used as follows:  in patients with primary or metastatic spinal tumours who would benefit from post-operative high dose high precision beam therapy upon appropriate and stringent patient selection;  Patient selection should be done via standardised assessment such as the neurological-oncological-mechanical systemic (NOMS) framework; and  The assessment should be carried out by a multidisciplinary team (MDT), which may be inclusive of, but not limited to, radiation oncologists, spine surgeons and interventional radiologists, among others.
Orthopaedics | Spine - Thoracolumbar (TL) and sacral surgery | TL and sacral fusion and fixation implant | TL rod | NuVasive Inc. | RELINE-O Ti Rod, 6.0x50mm Lordotic | 14360050 | Standalone | DE0500730 | As per HSA registered indication(s) except for radiolucent implants which should be used as follows:  in patients with primary or metastatic spinal tumours who would benefit from post-operative high dose high precision beam therapy upon appropriate and stringent patient selection;  Patient selection should be done via standardised assessment such as the neurological-oncological-mechanical systemic (NOMS) framework; and  The assessment should be carried out by a multidisciplinary team (MDT), which may be inclusive of, but not limited to, radiation oncologists, spine surgeons and interventional radiologists, among others.
Orthopaedics | Spine - Thoracolumbar (TL) and sacral surgery | TL and sacral fusion and fixation implant | TL rod | NuVasive Inc. | RELINE-O Ti Rod, 6.0x50mm Straight | 15360050 | Standalone | DE0500730 | As per HSA registered indication(s) except for radiolucent implants which should be used as follows:  in patients with primary or metastatic spinal tumours who would benefit from post-operative high dose high precision beam therapy upon appropriate and stringent patient selection;  Patient selection should be done via standardised assessment such as the neurological-oncological-mechanical systemic (NOMS) framework; and  The assessment should be carried out by a multidisciplinary team (MDT), which may be inclusive of, but not limited to, radiation oncologists, spine surgeons and interventional radiologists, among others.
Orthopaedics | Spine - Thoracolumbar (TL) and sacral surgery | TL and sacral fusion and fixation implant | TL rod | NuVasive Inc. | RELINE-O Ti Rod, 6.0x55mm Lordotic | 14360055 | Standalone | DE0500730 | As per HSA registered indication(s) except for radiolucent implants which should be used as follows:  in patients with primary or metastatic spinal tumours who would benefit from post-operative high dose high precision beam therapy upon appropriate and stringent patient selection;  Patient selection should be done via standardised assessment such as the neurological-oncological-mechanical systemic (NOMS) framework; and  The assessment should be carried out by a multidisciplinary team (MDT), which may be inclusive of, but not limited to, radiation oncologists, spine surgeons and interventional radiologists, among others.
Orthopaedics | Spine - Thoracolumbar (TL) and sacral surgery | TL and sacral fusion and fixation implant | TL rod | NuVasive Inc. | RELINE-O Ti Rod, 6.0x600mm Straight | 15360600 | Standalone | DE0500730 | As per HSA registered indication(s) except for radiolucent implants which should be used as follows:  in patients with primary or metastatic spinal tumours who would benefit from post-operative high dose high precision beam therapy upon appropriate and stringent patient selection;  Patient selection should be done via standardised assessment such as the neurological-oncological-mechanical systemic (NOMS) framework; and  The assessment should be carried out by a multidisciplinary team (MDT), which may be inclusive of, but not limited to, radiation oncologists, spine surgeons and interventional radiologists, among others.
Orthopaedics | Spine - Thoracolumbar (TL) and sacral surgery | TL and sacral fusion and fixation implant | TL rod | NuVasive Inc. | RELINE-O Ti Rod, 6.0x60mm Lordotic | 14360060 | Standalone | DE0500730 | As per HSA registered indication(s) except for radiolucent implants which should be used as follows:  in patients with primary or metastatic spinal tumours who would benefit from post-operative high dose high precision beam therapy upon appropriate and stringent patient selection;  Patient selection should be done via standardised assessment such as the neurological-oncological-mechanical systemic (NOMS) framework; and  The assessment should be carried out by a multidisciplinary team (MDT), which may be inclusive of, but not limited to, radiation oncologists, spine surgeons and interventional radiologists, among others.
Orthopaedics | Spine - Thoracolumbar (TL) and sacral surgery | TL and sacral fusion and fixation implant | TL rod | NuVasive Inc. | RELINE-O Ti Rod, 6.0x60mm Straight | 15360060 | Standalone | DE0500730 | As per HSA registered indication(s) except for radiolucent implants which should be used as follows:  in patients with primary or metastatic spinal tumours who would benefit from post-operative high dose high precision beam therapy upon appropriate and stringent patient selection;  Patient selection should be done via standardised assessment such as the neurological-oncological-mechanical systemic (NOMS) framework; and  The assessment should be carried out by a multidisciplinary team (MDT), which may be inclusive of, but not limited to, radiation oncologists, spine surgeons and interventional radiologists, among others.
Orthopaedics | Spine - Thoracolumbar (TL) and sacral surgery | TL and sacral fusion and fixation implant | TL rod | NuVasive Inc. | RELINE-O Ti Rod, 6.0x65mm Lordotic | 14360065 | Standalone | DE0500730 | As per HSA registered indication(s) except for radiolucent implants which should be used as follows:  in patients with primary or metastatic spinal tumours who would benefit from post-operative high dose high precision beam therapy upon appropriate and stringent patient selection;  Patient selection should be done via standardised assessment such as the neurological-oncological-mechanical systemic (NOMS) framework; and  The assessment should be carried out by a multidisciplinary team (MDT), which may be inclusive of, but not limited to, radiation oncologists, spine surgeons and interventional radiologists, among others.
Orthopaedics | Spine - Thoracolumbar (TL) and sacral surgery | TL and sacral fusion and fixation implant | TL rod | NuVasive Inc. | RELINE-O Ti Rod, 6.0x70mm Lordotic | 14360070 | Standalone | DE0500730 | As per HSA registered indication(s) except for radiolucent implants which should be used as follows:  in patients with primary or metastatic spinal tumours who would benefit from post-operative high dose high precision beam therapy upon appropriate and stringent patient selection;  Patient selection should be done via standardised assessment such as the neurological-oncological-mechanical systemic (NOMS) framework; and  The assessment should be carried out by a multidisciplinary team (MDT), which may be inclusive of, but not limited to, radiation oncologists, spine surgeons and interventional radiologists, among others.
Orthopaedics | Spine - Thoracolumbar (TL) and sacral surgery | TL and sacral fusion and fixation implant | TL rod | NuVasive Inc. | RELINE-O Ti Rod, 6.0x70mm Straight | 15360070 | Standalone | DE0500730 | As per HSA registered indication(s) except for radiolucent implants which should be used as follows:  in patients with primary or metastatic spinal tumours who would benefit from post-operative high dose high precision beam therapy upon appropriate and stringent patient selection;  Patient selection should be done via standardised assessment such as the neurological-oncological-mechanical systemic (NOMS) framework; and  The assessment should be carried out by a multidisciplinary team (MDT), which may be inclusive of, but not limited to, radiation oncologists, spine surgeons and interventional radiologists, among others.
Orthopaedics | Spine - Thoracolumbar (TL) and sacral surgery | TL and sacral fusion and fixation implant | TL rod | NuVasive Inc. | RELINE-O Ti Rod, 6.0x75mm Lordotic | 14360075 | Standalone | DE0500730 | As per HSA registered indication(s) except for radiolucent implants which should be used as follows:  in patients with primary or metastatic spinal tumours who would benefit from post-operative high dose high precision beam therapy upon appropriate and stringent patient selection;  Patient selection should be done via standardised assessment such as the neurological-oncological-mechanical systemic (NOMS) framework; and  The assessment should be carried out by a multidisciplinary team (MDT), which may be inclusive of, but not limited to, radiation oncologists, spine surgeons and interventional radiologists, among others.
Orthopaedics | Spine - Thoracolumbar (TL) and sacral surgery | TL and sacral fusion and fixation implant | TL rod | NuVasive Inc. | RELINE-O Ti Rod, 6.0x80mm Lordotic | 14360080 | Standalone | DE0500730 | As per HSA registered indication(s) except for radiolucent implants which should be used as follows:  in patients with primary or metastatic spinal tumours who would benefit from post-operative high dose high precision beam therapy upon appropriate and stringent patient selection;  Patient selection should be done via standardised assessment such as the neurological-oncological-mechanical systemic (NOMS) framework; and  The assessment should be carried out by a multidisciplinary team (MDT), which may be inclusive of, but not limited to, radiation oncologists, spine surgeons and interventional radiologists, among others.
Orthopaedics | Spine - Thoracolumbar (TL) and sacral surgery | TL and sacral fusion and fixation implant | TL rod | NuVasive Inc. | RELINE-O Ti Rod, 6.0x80mm Straight | 15360080 | Standalone | DE0500730 | As per HSA registered indication(s) except for radiolucent implants which should be used as follows:  in patients with primary or metastatic spinal tumours who would benefit from post-operative high dose high precision beam therapy upon appropriate and stringent patient selection;  Patient selection should be done via standardised assessment such as the neurological-oncological-mechanical systemic (NOMS) framework; and  The assessment should be carried out by a multidisciplinary team (MDT), which may be inclusive of, but not limited to, radiation oncologists, spine surgeons and interventional radiologists, among others.
Orthopaedics | Spine - Thoracolumbar (TL) and sacral surgery | TL and sacral fusion and fixation implant | TL rod | NuVasive Inc. | RELINE-O Ti Rod, 6.0x85mm Lordotic | 14360085 | Standalone | DE0500730 | As per HSA registered indication(s) except for radiolucent implants which should be used as follows:  in patients with primary or metastatic spinal tumours who would benefit from post-operative high dose high precision beam therapy upon appropriate and stringent patient selection;  Patient selection should be done via standardised assessment such as the neurological-oncological-mechanical systemic (NOMS) framework; and  The assessment should be carried out by a multidisciplinary team (MDT), which may be inclusive of, but not limited to, radiation oncologists, spine surgeons and interventional radiologists, among others.
Orthopaedics | Spine - Thoracolumbar (TL) and sacral surgery | TL and sacral fusion and fixation implant | TL rod | NuVasive Inc. | RELINE-O Ti Rod, 6.0x90mm Lordotic | 14360090 | Standalone | DE0500730 | As per HSA registered indication(s) except for radiolucent implants which should be used as follows:  in patients with primary or metastatic spinal tumours who would benefit from post-operative high dose high precision beam therapy upon appropriate and stringent patient selection;  Patient selection should be done via standardised assessment such as the neurological-oncological-mechanical systemic (NOMS) framework; and  The assessment should be carried out by a multidisciplinary team (MDT), which may be inclusive of, but not limited to, radiation oncologists, spine surgeons and interventional radiologists, among others.
Orthopaedics | Spine - Thoracolumbar (TL) and sacral surgery | TL and sacral fusion and fixation implant | TL rod | NuVasive Inc. | RELINE-O Ti Rod, 6.0x90mm Straight | 15360090 | Standalone | DE0500730 | As per HSA registered indication(s) except for radiolucent implants which should be used as follows:  in patients with primary or metastatic spinal tumours who would benefit from post-operative high dose high precision beam therapy upon appropriate and stringent patient selection;  Patient selection should be done via standardised assessment such as the neurological-oncological-mechanical systemic (NOMS) framework; and  The assessment should be carried out by a multidisciplinary team (MDT), which may be inclusive of, but not limited to, radiation oncologists, spine surgeons and interventional radiologists, among others.
Orthopaedics | Spine - Thoracolumbar (TL) and sacral surgery | TL and sacral fusion and fixation implant | TL rod | NuVasive Inc. | RELINE-O Ti Rod, 6.0x95mm Lordotic | 14360095 | Standalone | DE0500730 | As per HSA registered indication(s) except for radiolucent implants which should be used as follows:  in patients with primary or metastatic spinal tumours who would benefit from post-operative high dose high precision beam therapy upon appropriate and stringent patient selection;  Patient selection should be done via standardised assessment such as the neurological-oncological-mechanical systemic (NOMS) framework; and  The assessment should be carried out by a multidisciplinary team (MDT), which may be inclusive of, but not limited to, radiation oncologists, spine surgeons and interventional radiologists, among others.
Orthopaedics | Spine - Thoracolumbar (TL) and sacral surgery | TL and sacral fusion and fixation implant | TL rod connector system excluding locking screw | NuVasive Inc. | RELINE-O X-Con, 30-35mm 5.5/6.0 LP Adj | 10056430 | Standalone | DE0500730 | As per HSA registered indication(s)
Orthopaedics | Spine - Thoracolumbar (TL) and sacral surgery | TL and sacral fusion and fixation implant | TL rod connector system excluding locking screw | NuVasive Inc. | RELINE-O X-Con, 35-42mm 5.5/6.0 LP Adj | 10056435 | Standalone | DE0500730 | As per HSA registered indication(s)
Orthopaedics | Spine - Thoracolumbar (TL) and sacral surgery | TL and sacral fusion and fixation implant | TL rod connector system excluding locking screw | NuVasive Inc. | RELINE-O X-Con, 40-50mm 5.5/6.0 LP Adj | 10056440 | Standalone | DE0500730 | As per HSA registered indication(s)
Orthopaedics | Spine - Thoracolumbar (TL) and sacral surgery | TL and sacral fusion and fixation implant | TL rod connector system excluding locking screw | NuVasive Inc. | RELINE-O X-Con, 45-65mm 5.5/6.0 LP Adj | 10056445 | Standalone | DE0500730 | As per HSA registered indication(s)
Orthopaedics | Spine - Thoracolumbar (TL) and sacral surgery | TL and sacral fusion and fixation implant | TL rod connector system excluding locking screw | NuVasive Inc. | RELINE-O X-Con, 55-80mm 5.5/6.0 LP Adj | 10056455 | Standalone | DE0500730 | As per HSA registered indication(s)
Orthopaedics | Spine - Thoracolumbar (TL) and sacral surgery | TL and sacral fusion and fixation implant | TL rod connector system excluding locking screw | NuVasive Inc. | RELINE-O X-Conn, 20mm 5.0 Rod Fixed | 10050320 | Standalone | DE0500730 | As per HSA registered indication(s)
Orthopaedics | Spine - Thoracolumbar (TL) and sacral surgery | TL and sacral fusion and fixation implant | TL rod connector system excluding locking screw | NuVasive Inc. | RELINE-O X-Conn, 20mm 5.5 Rod Fixed | 10055320 | Standalone | DE0500730 | As per HSA registered indication(s)
Orthopaedics | Spine - Thoracolumbar (TL) and sacral surgery | TL and sacral fusion and fixation implant | TL rod connector system excluding locking screw | NuVasive Inc. | RELINE-O X-Conn, 20mm 6.0 Rod Fixed | 10060320 | Standalone | DE0500730 | As per HSA registered indication(s)
Orthopaedics | Spine - Thoracolumbar (TL) and sacral surgery | TL and sacral fusion and fixation implant | TL rod connector system excluding locking screw | NuVasive Inc. | RELINE-O X-Conn, 22.5mm 5.0 Rod Fixed | 10050322 | Standalone | DE0500730 | As per HSA registered indication(s)
Orthopaedics | Spine - Thoracolumbar (TL) and sacral surgery | TL and sacral fusion and fixation implant | TL rod connector system excluding locking screw | NuVasive Inc. | RELINE-O X-Conn, 22.5mm 5.5 Rod Fixed | 10055322 | Standalone | DE0500730 | As per HSA registered indication(s)
Orthopaedics | Spine - Thoracolumbar (TL) and sacral surgery | TL and sacral fusion and fixation implant | TL rod connector system excluding locking screw | NuVasive Inc. | RELINE-O X-Conn, 22.5mm 6.0 Rod Fixed | 10060322 | Standalone | DE0500730 | As per HSA registered indication(s)
Orthopaedics | Spine - Thoracolumbar (TL) and sacral surgery | TL and sacral fusion and fixation implant | TL rod connector system excluding locking screw | NuVasive Inc. | RELINE-O X-Conn, 25mm 5.0 Rod Fixed | 10050325 | Standalone | DE0500730 | As per HSA registered indication(s)
Orthopaedics | Spine - Thoracolumbar (TL) and sacral surgery | TL and sacral fusion and fixation implant | TL rod connector system excluding locking screw | NuVasive Inc. | RELINE-O X-Conn, 25mm 5.5 Rod Fixed | 10055325 | Standalone | DE0500730 | As per HSA registered indication(s)
Orthopaedics | Spine - Thoracolumbar (TL) and sacral surgery | TL and sacral fusion and fixation implant | TL rod connector system excluding locking screw | NuVasive Inc. | RELINE-O X-Conn, 25mm 6.0 Rod Fixed | 10060325 | Standalone | DE0500730 | As per HSA registered indication(s)
Orthopaedics | Spine - Thoracolumbar (TL) and sacral surgery | TL and sacral fusion and fixation implant | TL rod connector system excluding locking screw | NuVasive Inc. | RELINE-O X-Conn, 27.5mm 5.0 Rod Fixed | 10050327 | Standalone | DE0500730 | As per HSA registered indication(s)
Orthopaedics | Spine - Thoracolumbar (TL) and sacral surgery | TL and sacral fusion and fixation implant | TL rod connector system excluding locking screw | NuVasive Inc. | RELINE-O X-Conn, 27.5mm 5.5 Rod Fixed | 10055327 | Standalone | DE0500730 | As per HSA registered indication(s)
Orthopaedics | Spine - Thoracolumbar (TL) and sacral surgery | TL and sacral fusion and fixation implant | TL rod connector system excluding locking screw | NuVasive Inc. | RELINE-O X-Conn, 27.5mm 6.0 Rod Fixed | 10060327 | Standalone | DE0500730 | As per HSA registered indication(s)
Orthopaedics | Spine - Thoracolumbar (TL) and sacral surgery | TL and sacral fusion and fixation implant | TL rod connector system excluding locking screw | NuVasive Inc. | RELINE-O X-Conn, 30-35mm 5.0 LP Adj | 10050430 | Standalone | DE0500730 | As per HSA registered indication(s)
Orthopaedics | Spine - Thoracolumbar (TL) and sacral surgery | TL and sacral fusion and fixation implant | TL rod connector system excluding locking screw | NuVasive Inc. | RELINE-O X-Conn, 30-35mm 5.5 LP Adj | 10055430 | Standalone | DE0500730 | As per HSA registered indication(s)
Orthopaedics | Spine - Thoracolumbar (TL) and sacral surgery | TL and sacral fusion and fixation implant | TL rod connector system excluding locking screw | NuVasive Inc. | RELINE-O X-Conn, 30-35mm 6.0 LP Adj | 10060430 | Standalone | DE0500730 | As per HSA registered indication(s)
Orthopaedics | Spine - Thoracolumbar (TL) and sacral surgery | TL and sacral fusion and fixation implant | TL rod connector system excluding locking screw | NuVasive Inc. | RELINE-O X-Conn, 30mm 5.0 Rod Fixed | 10050330 | Standalone | DE0500730 | As per HSA registered indication(s)
Orthopaedics | Spine - Thoracolumbar (TL) and sacral surgery | TL and sacral fusion and fixation implant | TL rod connector system excluding locking screw | NuVasive Inc. | RELINE-O X-Conn, 30mm 5.5 Rod Fixed | 10055330 | Standalone | DE0500730 | As per HSA registered indication(s)
Orthopaedics | Spine - Thoracolumbar (TL) and sacral surgery | TL and sacral fusion and fixation implant | TL rod connector system excluding locking screw | NuVasive Inc. | RELINE-O X-Conn, 30mm 6.0 Rod Fixed | 10060330 | Standalone | DE0500730 | As per HSA registered indication(s)
Orthopaedics | Spine - Thoracolumbar (TL) and sacral surgery | TL and sacral fusion and fixation implant | TL rod connector system excluding locking screw | NuVasive Inc. | RELINE-O X-Conn, 32.5mm 5.0 Rod Fixed | 10050332 | Standalone | DE0500730 | As per HSA registered indication(s)
Orthopaedics | Spine - Thoracolumbar (TL) and sacral surgery | TL and sacral fusion and fixation implant | TL rod connector system excluding locking screw | NuVasive Inc. | RELINE-O X-Conn, 32.5mm 5.5 Rod Fixed | 10055332 | Standalone | DE0500730 | As per HSA registered indication(s)
Orthopaedics | Spine - Thoracolumbar (TL) and sacral surgery | TL and sacral fusion and fixation implant | TL rod connector system excluding locking screw | NuVasive Inc. | RELINE-O X-Conn, 32.5mm 6.0 Rod Fixed | 10060332 | Standalone | DE0500730 | As per HSA registered indication(s)
Orthopaedics | Spine - Thoracolumbar (TL) and sacral surgery | TL and sacral fusion and fixation implant | TL rod connector system excluding locking screw | NuVasive Inc. | RELINE-O X-Conn, 35-42mm 5.0 LP Adj | 10050435 | Standalone | DE0500730 | As per HSA registered indication(s)
Orthopaedics | Spine - Thoracolumbar (TL) and sacral surgery | TL and sacral fusion and fixation implant | TL rod connector system excluding locking screw | NuVasive Inc. | RELINE-O X-Conn, 35-42mm 5.5 LP Adj | 10055435 | Standalone | DE0500730 | As per HSA registered indication(s)
Orthopaedics | Spine - Thoracolumbar (TL) and sacral surgery | TL and sacral fusion and fixation implant | TL rod connector system excluding locking screw | NuVasive Inc. | RELINE-O X-Conn, 35-42mm 6.0 LP Adj | 10060435 | Standalone | DE0500730 | As per HSA registered indication(s)
Orthopaedics | Spine - Thoracolumbar (TL) and sacral surgery | TL and sacral fusion and fixation implant | TL rod connector system excluding locking screw | NuVasive Inc. | RELINE-O X-Conn, 35mm 5.0 Rod Fixed | 10050335 | Standalone | DE0500730 | As per HSA registered indication(s)
Orthopaedics | Spine - Thoracolumbar (TL) and sacral surgery | TL and sacral fusion and fixation implant | TL rod connector system excluding locking screw | NuVasive Inc. | RELINE-O X-Conn, 35mm 5.5 Rod Fixed | 10055335 | Standalone | DE0500730 | As per HSA registered indication(s)
Orthopaedics | Spine - Thoracolumbar (TL) and sacral surgery | TL and sacral fusion and fixation implant | TL rod connector system excluding locking screw | NuVasive Inc. | RELINE-O X-Conn, 35mm 6.0 Rod Fixed | 10060335 | Standalone | DE0500730 | As per HSA registered indication(s)
Orthopaedics | Spine - Thoracolumbar (TL) and sacral surgery | TL and sacral fusion and fixation implant | TL rod connector system excluding locking screw | NuVasive Inc. | RELINE-O X-Conn, 37.5mm 5.0 Rod Fixed | 10050337 | Standalone | DE0500730 | As per HSA registered indication(s)
Orthopaedics | Spine - Thoracolumbar (TL) and sacral surgery | TL and sacral fusion and fixation implant | TL rod connector system excluding locking screw | NuVasive Inc. | RELINE-O X-Conn, 37.5mm 5.5 Rod Fixed | 10055337 | Standalone | DE0500730 | As per HSA registered indication(s)
Orthopaedics | Spine - Thoracolumbar (TL) and sacral surgery | TL and sacral fusion and fixation implant | TL rod connector system excluding locking screw | NuVasive Inc. | RELINE-O X-Conn, 37.5mm 6.0 Rod Fixed | 10060337 | Standalone | DE0500730 | As per HSA registered indication(s)
Orthopaedics | Spine - Thoracolumbar (TL) and sacral surgery | TL and sacral fusion and fixation implant | TL rod connector system excluding locking screw | NuVasive Inc. | RELINE-O X-Conn, 40-50mm 5.0 LP Adj | 10050440 | Standalone | DE0500730 | As per HSA registered indication(s)
Orthopaedics | Spine - Thoracolumbar (TL) and sacral surgery | TL and sacral fusion and fixation implant | TL rod connector system excluding locking screw | NuVasive Inc. | RELINE-O X-Conn, 40-50mm 5.5 LP Adj | 10055440 | Standalone | DE0500730 | As per HSA registered indication(s)
Orthopaedics | Spine - Thoracolumbar (TL) and sacral surgery | TL and sacral fusion and fixation implant | TL rod connector system excluding locking screw | NuVasive Inc. | RELINE-O X-Conn, 40-50mm 6.0 LP Adj | 10060440 | Standalone | DE0500730 | As per HSA registered indication(s)
Orthopaedics | Spine - Thoracolumbar (TL) and sacral surgery | TL and sacral fusion and fixation implant | TL rod connector system excluding locking screw | NuVasive Inc. | RELINE-O X-Conn, 40mm 5.0 Rod Fixed | 10050340 | Standalone | DE0500730 | As per HSA registered indication(s)
Orthopaedics | Spine - Thoracolumbar (TL) and sacral surgery | TL and sacral fusion and fixation implant | TL rod connector system excluding locking screw | NuVasive Inc. | RELINE-O X-Conn, 40mm 5.5 Rod Fixed | 10055340 | Standalone | DE0500730 | As per HSA registered indication(s)
Orthopaedics | Spine - Thoracolumbar (TL) and sacral surgery | TL and sacral fusion and fixation implant | TL rod connector system excluding locking screw | NuVasive Inc. | RELINE-O X-Conn, 40mm 6.0 Rod Fixed | 10060340 | Standalone | DE0500730 | As per HSA registered indication(s)
Orthopaedics | Spine - Thoracolumbar (TL) and sacral surgery | TL and sacral fusion and fixation implant | TL rod connector system excluding locking screw | NuVasive Inc. | RELINE-O X-Conn, 45-65mm 5.0 LP Adj | 10050445 | Standalone | DE0500730 | As per HSA registered indication(s)
Orthopaedics | Spine - Thoracolumbar (TL) and sacral surgery | TL and sacral fusion and fixation implant | TL rod connector system excluding locking screw | NuVasive Inc. | RELINE-O X-Conn, 45-65mm 5.5 LP Adj | 10055445 | Standalone | DE0500730 | As per HSA registered indication(s)
Orthopaedics | Spine - Thoracolumbar (TL) and sacral surgery | TL and sacral fusion and fixation implant | TL rod connector system excluding locking screw | NuVasive Inc. | RELINE-O X-Conn, 45-65mm 6.0 LP Adj | 10060445 | Standalone | DE0500730 | As per HSA registered indication(s)
Orthopaedics | Spine - Thoracolumbar (TL) and sacral surgery | TL and sacral fusion and fixation implant | TL rod connector system excluding locking screw | NuVasive Inc. | RELINE-O X-Conn, 45mm 5.5 Rod Fixed | 10055345 | Standalone | DE0500730 | As per HSA registered indication(s)
Orthopaedics | Spine - Thoracolumbar (TL) and sacral surgery | TL and sacral fusion and fixation implant | TL rod connector system excluding locking screw | NuVasive Inc. | RELINE-O X-Conn, 45mm 6.0 Rod Fixed | 10060345 | Standalone | DE0500730 | As per HSA registered indication(s)
Orthopaedics | Spine - Thoracolumbar (TL) and sacral surgery | TL and sacral fusion and fixation implant | TL rod connector system excluding locking screw | NuVasive Inc. | RELINE-O X-Conn, 50mm 5.5 Rod Fixed | 10055350 | Standalone | DE0500730 | As per HSA registered indication(s)
Orthopaedics | Spine - Thoracolumbar (TL) and sacral surgery | TL and sacral fusion and fixation implant | TL rod connector system excluding locking screw | NuVasive Inc. | RELINE-O X-Conn, 55-80mm 5.5 LP Adj | 10055455 | Standalone | DE0500730 | As per HSA registered indication(s)
Orthopaedics | Spine - Thoracolumbar (TL) and sacral surgery | TL and sacral fusion and fixation implant | TL rod connector system excluding locking screw | NuVasive Inc. | RELINE-O X-Conn, 55-80mm 6.0 LP Adj | 10060455 | Standalone | DE0500730 | As per HSA registered indication(s)
Orthopaedics | Spine - Thoracolumbar (TL) and sacral surgery | TL and sacral fusion and fixation implant | TL rod connector system excluding locking screw | NuVasive Inc. | RELINE-O X-Conn, 55mm 5.5 Rod Fixed | 10055355 | Standalone | DE0500730 | As per HSA registered indication(s)
Orthopaedics | Spine - Thoracolumbar (TL) and sacral surgery | TL and sacral fusion and fixation implant | TL pedicle screw - Shank, tulip | GLOBUS MEDICAL | REVERE 4.5mm UniPlanar Screw, 25mm | 524.641 | Standalone | DE0501225 | As per HSA registered indication(s) except for radiolucent implants which should be used as follows:  in patients with primary or metastatic spinal tumours who would benefit from post-operative high dose high precision beam therapy upon appropriate and stringent patient selection;  Patient selection should be done via standardised assessment such as the neurological-oncological-mechanical systemic (NOMS) framework; and  The assessment should be carried out by a multidisciplinary team (MDT), which may be inclusive of, but not limited to, radiation oncologists, spine surgeons and interventional radiologists, among others.
Orthopaedics | Spine - Thoracolumbar (TL) and sacral surgery | TL and sacral fusion and fixation implant | TL pedicle screw - Shank, tulip | GLOBUS MEDICAL | REVERE 4.5mm UniPlanar Screw, 30mm | 524.642 | Standalone | DE0501225 | As per HSA registered indication(s) except for radiolucent implants which should be used as follows:  in patients with primary or metastatic spinal tumours who would benefit from post-operative high dose high precision beam therapy upon appropriate and stringent patient selection;  Patient selection should be done via standardised assessment such as the neurological-oncological-mechanical systemic (NOMS) framework; and  The assessment should be carried out by a multidisciplinary team (MDT), which may be inclusive of, but not limited to, radiation oncologists, spine surgeons and interventional radiologists, among others.
Orthopaedics | Spine - Thoracolumbar (TL) and sacral surgery | TL and sacral fusion and fixation implant | TL pedicle screw - Shank, tulip | GLOBUS MEDICAL | REVERE 4.5mm UniPlanar Screw, 35mm | 524.643 | Standalone | DE0501225 | As per HSA registered indication(s) except for radiolucent implants which should be used as follows:  in patients with primary or metastatic spinal tumours who would benefit from post-operative high dose high precision beam therapy upon appropriate and stringent patient selection;  Patient selection should be done via standardised assessment such as the neurological-oncological-mechanical systemic (NOMS) framework; and  The assessment should be carried out by a multidisciplinary team (MDT), which may be inclusive of, but not limited to, radiation oncologists, spine surgeons and interventional radiologists, among others.
Orthopaedics | Spine - Thoracolumbar (TL) and sacral surgery | TL and sacral fusion and fixation implant | TL pedicle screw - Shank, tulip | GLOBUS MEDICAL | REVERE 4.5mm UniPlanar Screw, 40mm | 524.644 | Standalone | DE0501225 | As per HSA registered indication(s) except for radiolucent implants which should be used as follows:  in patients with primary or metastatic spinal tumours who would benefit from post-operative high dose high precision beam therapy upon appropriate and stringent patient selection;  Patient selection should be done via standardised assessment such as the neurological-oncological-mechanical systemic (NOMS) framework; and  The assessment should be carried out by a multidisciplinary team (MDT), which may be inclusive of, but not limited to, radiation oncologists, spine surgeons and interventional radiologists, among others.
Orthopaedics | Spine - Thoracolumbar (TL) and sacral surgery | TL and sacral fusion and fixation implant | TL pedicle screw - Shank, tulip | GLOBUS MEDICAL | REVERE 4.5mm UniPlanar Screw, 45mm | 524.645 | Standalone | DE0501225 | As per HSA registered indication(s) except for radiolucent implants which should be used as follows:  in patients with primary or metastatic spinal tumours who would benefit from post-operative high dose high precision beam therapy upon appropriate and stringent patient selection;  Patient selection should be done via standardised assessment such as the neurological-oncological-mechanical systemic (NOMS) framework; and  The assessment should be carried out by a multidisciplinary team (MDT), which may be inclusive of, but not limited to, radiation oncologists, spine surgeons and interventional radiologists, among others.
Orthopaedics | Spine - Thoracolumbar (TL) and sacral surgery | TL and sacral fusion and fixation implant | TL pedicle screw - Shank, tulip | GLOBUS MEDICAL | REVERE 4.5mm UniPlanar Screw, 50mm | 524.646 | Standalone | DE0501225 | As per HSA registered indication(s) except for radiolucent implants which should be used as follows:  in patients with primary or metastatic spinal tumours who would benefit from post-operative high dose high precision beam therapy upon appropriate and stringent patient selection;  Patient selection should be done via standardised assessment such as the neurological-oncological-mechanical systemic (NOMS) framework; and  The assessment should be carried out by a multidisciplinary team (MDT), which may be inclusive of, but not limited to, radiation oncologists, spine surgeons and interventional radiologists, among others.
Orthopaedics | Spine - Thoracolumbar (TL) and sacral surgery | TL and sacral fusion and fixation implant | TL pedicle screw - Shank, tulip | GLOBUS MEDICAL | REVERE 4.5mm UniPlanar Screw, 55mm | 524.647 | Standalone | DE0501225 | As per HSA registered indication(s) except for radiolucent implants which should be used as follows:  in patients with primary or metastatic spinal tumours who would benefit from post-operative high dose high precision beam therapy upon appropriate and stringent patient selection;  Patient selection should be done via standardised assessment such as the neurological-oncological-mechanical systemic (NOMS) framework; and  The assessment should be carried out by a multidisciplinary team (MDT), which may be inclusive of, but not limited to, radiation oncologists, spine surgeons and interventional radiologists, among others.
Orthopaedics | Spine - Thoracolumbar (TL) and sacral surgery | TL and sacral fusion and fixation implant | TL pedicle screw - Shank, tulip | GLOBUS MEDICAL | REVERE 5.0mm UniPlanar Screw, 25mm | 524.651 | Standalone | DE0501225 | As per HSA registered indication(s) except for radiolucent implants which should be used as follows:  in patients with primary or metastatic spinal tumours who would benefit from post-operative high dose high precision beam therapy upon appropriate and stringent patient selection;  Patient selection should be done via standardised assessment such as the neurological-oncological-mechanical systemic (NOMS) framework; and  The assessment should be carried out by a multidisciplinary team (MDT), which may be inclusive of, but not limited to, radiation oncologists, spine surgeons and interventional radiologists, among others.
Orthopaedics | Spine - Thoracolumbar (TL) and sacral surgery | TL and sacral fusion and fixation implant | TL pedicle screw - Shank, tulip | GLOBUS MEDICAL | REVERE 5.0mm UniPlanar Screw, 30mm | 524.652 | Standalone | DE0501225 | As per HSA registered indication(s) except for radiolucent implants which should be used as follows:  in patients with primary or metastatic spinal tumours who would benefit from post-operative high dose high precision beam therapy upon appropriate and stringent patient selection;  Patient selection should be done via standardised assessment such as the neurological-oncological-mechanical systemic (NOMS) framework; and  The assessment should be carried out by a multidisciplinary team (MDT), which may be inclusive of, but not limited to, radiation oncologists, spine surgeons and interventional radiologists, among others.
Orthopaedics | Spine - Thoracolumbar (TL) and sacral surgery | TL and sacral fusion and fixation implant | TL pedicle screw - Shank, tulip | GLOBUS MEDICAL | REVERE 5.0mm UniPlanar Screw, 35mm | 524.653 | Standalone | DE0501225 | As per HSA registered indication(s) except for radiolucent implants which should be used as follows:  in patients with primary or metastatic spinal tumours who would benefit from post-operative high dose high precision beam therapy upon appropriate and stringent patient selection;  Patient selection should be done via standardised assessment such as the neurological-oncological-mechanical systemic (NOMS) framework; and  The assessment should be carried out by a multidisciplinary team (MDT), which may be inclusive of, but not limited to, radiation oncologists, spine surgeons and interventional radiologists, among others.
Orthopaedics | Spine - Thoracolumbar (TL) and sacral surgery | TL and sacral fusion and fixation implant | TL pedicle screw - Shank, tulip | GLOBUS MEDICAL | REVERE 5.0mm UniPlanar Screw, 40mm | 524.654 | Standalone | DE0501225 | As per HSA registered indication(s) except for radiolucent implants which should be used as follows:  in patients with primary or metastatic spinal tumours who would benefit from post-operative high dose high precision beam therapy upon appropriate and stringent patient selection;  Patient selection should be done via standardised assessment such as the neurological-oncological-mechanical systemic (NOMS) framework; and  The assessment should be carried out by a multidisciplinary team (MDT), which may be inclusive of, but not limited to, radiation oncologists, spine surgeons and interventional radiologists, among others.
Orthopaedics | Spine - Thoracolumbar (TL) and sacral surgery | TL and sacral fusion and fixation implant | TL pedicle screw - Shank, tulip | GLOBUS MEDICAL | REVERE 5.0mm UniPlanar Screw, 45mm | 524.655 | Standalone | DE0501225 | As per HSA registered indication(s) except for radiolucent implants which should be used as follows:  in patients with primary or metastatic spinal tumours who would benefit from post-operative high dose high precision beam therapy upon appropriate and stringent patient selection;  Patient selection should be done via standardised assessment such as the neurological-oncological-mechanical systemic (NOMS) framework; and  The assessment should be carried out by a multidisciplinary team (MDT), which may be inclusive of, but not limited to, radiation oncologists, spine surgeons and interventional radiologists, among others.
Orthopaedics | Spine - Thoracolumbar (TL) and sacral surgery | TL and sacral fusion and fixation implant | TL pedicle screw - Shank, tulip | GLOBUS MEDICAL | REVERE 5.0mm UniPlanar Screw, 50mm | 524.656 | Standalone | DE0501225 | As per HSA registered indication(s) except for radiolucent implants which should be used as follows:  in patients with primary or metastatic spinal tumours who would benefit from post-operative high dose high precision beam therapy upon appropriate and stringent patient selection;  Patient selection should be done via standardised assessment such as the neurological-oncological-mechanical systemic (NOMS) framework; and  The assessment should be carried out by a multidisciplinary team (MDT), which may be inclusive of, but not limited to, radiation oncologists, spine surgeons and interventional radiologists, among others.
Orthopaedics | Spine - Thoracolumbar (TL) and sacral surgery | TL and sacral fusion and fixation implant | TL pedicle screw - Shank, tulip | GLOBUS MEDICAL | REVERE 5.0mm UniPlanar Screw, 55mm | 524.657 | Standalone | DE0501225 | As per HSA registered indication(s) except for radiolucent implants which should be used as follows:  in patients with primary or metastatic spinal tumours who would benefit from post-operative high dose high precision beam therapy upon appropriate and stringent patient selection;  Patient selection should be done via standardised assessment such as the neurological-oncological-mechanical systemic (NOMS) framework; and  The assessment should be carried out by a multidisciplinary team (MDT), which may be inclusive of, but not limited to, radiation oncologists, spine surgeons and interventional radiologists, among others.
Orthopaedics | Spine - Thoracolumbar (TL) and sacral surgery | TL and sacral fusion and fixation implant | TL pedicle screw - Shank, tulip | GLOBUS MEDICAL | REVERE 5.5mm UniPlanar Screw, 25mm | 524.661 | Standalone | DE0501225 | As per HSA registered indication(s) except for radiolucent implants which should be used as follows:  in patients with primary or metastatic spinal tumours who would benefit from post-operative high dose high precision beam therapy upon appropriate and stringent patient selection;  Patient selection should be done via standardised assessment such as the neurological-oncological-mechanical systemic (NOMS) framework; and  The assessment should be carried out by a multidisciplinary team (MDT), which may be inclusive of, but not limited to, radiation oncologists, spine surgeons and interventional radiologists, among others.
Orthopaedics | Spine - Thoracolumbar (TL) and sacral surgery | TL and sacral fusion and fixation implant | TL pedicle screw - Shank, tulip | GLOBUS MEDICAL | REVERE 5.5mm UniPlanar Screw, 30mm | 524.662 | Standalone | DE0501225 | As per HSA registered indication(s) except for radiolucent implants which should be used as follows:  in patients with primary or metastatic spinal tumours who would benefit from post-operative high dose high precision beam therapy upon appropriate and stringent patient selection;  Patient selection should be done via standardised assessment such as the neurological-oncological-mechanical systemic (NOMS) framework; and  The assessment should be carried out by a multidisciplinary team (MDT), which may be inclusive of, but not limited to, radiation oncologists, spine surgeons and interventional radiologists, among others.
Orthopaedics | Spine - Thoracolumbar (TL) and sacral surgery | TL and sacral fusion and fixation implant | TL pedicle screw - Shank, tulip | GLOBUS MEDICAL | REVERE 5.5mm UniPlanar Screw, 35mm | 524.663 | Standalone | DE0501225 | As per HSA registered indication(s) except for radiolucent implants which should be used as follows:  in patients with primary or metastatic spinal tumours who would benefit from post-operative high dose high precision beam therapy upon appropriate and stringent patient selection;  Patient selection should be done via standardised assessment such as the neurological-oncological-mechanical systemic (NOMS) framework; and  The assessment should be carried out by a multidisciplinary team (MDT), which may be inclusive of, but not limited to, radiation oncologists, spine surgeons and interventional radiologists, among others.
Orthopaedics | Spine - Thoracolumbar (TL) and sacral surgery | TL and sacral fusion and fixation implant | TL pedicle screw - Shank, tulip | GLOBUS MEDICAL | REVERE 5.5mm UniPlanar Screw, 40mm | 524.664 | Standalone | DE0501225 | As per HSA registered indication(s) except for radiolucent implants which should be used as follows:  in patients with primary or metastatic spinal tumours who would benefit from post-operative high dose high precision beam therapy upon appropriate and stringent patient selection;  Patient selection should be done via standardised assessment such as the neurological-oncological-mechanical systemic (NOMS) framework; and  The assessment should be carried out by a multidisciplinary team (MDT), which may be inclusive of, but not limited to, radiation oncologists, spine surgeons and interventional radiologists, among others.
Orthopaedics | Spine - Thoracolumbar (TL) and sacral surgery | TL and sacral fusion and fixation implant | TL pedicle screw - Shank, tulip | GLOBUS MEDICAL | REVERE 5.5mm UniPlanar Screw, 45mm | 524.665 | Standalone | DE0501225 | As per HSA registered indication(s) except for radiolucent implants which should be used as follows:  in patients with primary or metastatic spinal tumours who would benefit from post-operative high dose high precision beam therapy upon appropriate and stringent patient selection;  Patient selection should be done via standardised assessment such as the neurological-oncological-mechanical systemic (NOMS) framework; and  The assessment should be carried out by a multidisciplinary team (MDT), which may be inclusive of, but not limited to, radiation oncologists, spine surgeons and interventional radiologists, among others.
Orthopaedics | Spine - Thoracolumbar (TL) and sacral surgery | TL and sacral fusion and fixation implant | TL pedicle screw - Shank, tulip | GLOBUS MEDICAL | REVERE 5.5mm UniPlanar Screw, 50mm | 524.666 | Standalone | DE0501225 | As per HSA registered indication(s) except for radiolucent implants which should be used as follows:  in patients with primary or metastatic spinal tumours who would benefit from post-operative high dose high precision beam therapy upon appropriate and stringent patient selection;  Patient selection should be done via standardised assessment such as the neurological-oncological-mechanical systemic (NOMS) framework; and  The assessment should be carried out by a multidisciplinary team (MDT), which may be inclusive of, but not limited to, radiation oncologists, spine surgeons and interventional radiologists, among others.
Orthopaedics | Spine - Thoracolumbar (TL) and sacral surgery | TL and sacral fusion and fixation implant | TL pedicle screw - Shank, tulip | GLOBUS MEDICAL | REVERE 5.5mm UniPlanar Screw, 55mm | 524.667 | Standalone | DE0501225 | As per HSA registered indication(s) except for radiolucent implants which should be used as follows:  in patients with primary or metastatic spinal tumours who would benefit from post-operative high dose high precision beam therapy upon appropriate and stringent patient selection;  Patient selection should be done via standardised assessment such as the neurological-oncological-mechanical systemic (NOMS) framework; and  The assessment should be carried out by a multidisciplinary team (MDT), which may be inclusive of, but not limited to, radiation oncologists, spine surgeons and interventional radiologists, among others.
Orthopaedics | Spine - Thoracolumbar (TL) and sacral surgery | TL and sacral fusion and fixation implant | TL pedicle screw - Shank, tulip | GLOBUS MEDICAL | REVERE 6.5mm UniPlanar Screw, 25mm | 524.671 | Standalone | DE0501225 | As per HSA registered indication(s) except for radiolucent implants which should be used as follows:  in patients with primary or metastatic spinal tumours who would benefit from post-operative high dose high precision beam therapy upon appropriate and stringent patient selection;  Patient selection should be done via standardised assessment such as the neurological-oncological-mechanical systemic (NOMS) framework; and  The assessment should be carried out by a multidisciplinary team (MDT), which may be inclusive of, but not limited to, radiation oncologists, spine surgeons and interventional radiologists, among others.
Orthopaedics | Spine - Thoracolumbar (TL) and sacral surgery | TL and sacral fusion and fixation implant | TL pedicle screw - Shank, tulip | GLOBUS MEDICAL | REVERE 6.5mm UniPlanar Screw, 30mm | 524.672 | Standalone | DE0501225 | As per HSA registered indication(s) except for radiolucent implants which should be used as follows:  in patients with primary or metastatic spinal tumours who would benefit from post-operative high dose high precision beam therapy upon appropriate and stringent patient selection;  Patient selection should be done via standardised assessment such as the neurological-oncological-mechanical systemic (NOMS) framework; and  The assessment should be carried out by a multidisciplinary team (MDT), which may be inclusive of, but not limited to, radiation oncologists, spine surgeons and interventional radiologists, among others.
Orthopaedics | Spine - Thoracolumbar (TL) and sacral surgery | TL and sacral fusion and fixation implant | TL pedicle screw - Shank, tulip | GLOBUS MEDICAL | REVERE 6.5mm UniPlanar Screw, 35mm | 524.673 | Standalone | DE0501225 | As per HSA registered indication(s) except for radiolucent implants which should be used as follows:  in patients with primary or metastatic spinal tumours who would benefit from post-operative high dose high precision beam therapy upon appropriate and stringent patient selection;  Patient selection should be done via standardised assessment such as the neurological-oncological-mechanical systemic (NOMS) framework; and  The assessment should be carried out by a multidisciplinary team (MDT), which may be inclusive of, but not limited to, radiation oncologists, spine surgeons and interventional radiologists, among others.
Orthopaedics | Spine - Thoracolumbar (TL) and sacral surgery | TL and sacral fusion and fixation implant | TL pedicle screw - Shank, tulip | GLOBUS MEDICAL | REVERE 6.5mm UniPlanar Screw, 40mm | 524.674 | Standalone | DE0501225 | As per HSA registered indication(s) except for radiolucent implants which should be used as follows:  in patients with primary or metastatic spinal tumours who would benefit from post-operative high dose high precision beam therapy upon appropriate and stringent patient selection;  Patient selection should be done via standardised assessment such as the neurological-oncological-mechanical systemic (NOMS) framework; and  The assessment should be carried out by a multidisciplinary team (MDT), which may be inclusive of, but not limited to, radiation oncologists, spine surgeons and interventional radiologists, among others.
Orthopaedics | Spine - Thoracolumbar (TL) and sacral surgery | TL and sacral fusion and fixation implant | TL pedicle screw - Shank, tulip | GLOBUS MEDICAL | REVERE 6.5mm UniPlanar Screw, 45mm | 524.675 | Standalone | DE0501225 | As per HSA registered indication(s) except for radiolucent implants which should be used as follows:  in patients with primary or metastatic spinal tumours who would benefit from post-operative high dose high precision beam therapy upon appropriate and stringent patient selection;  Patient selection should be done via standardised assessment such as the neurological-oncological-mechanical systemic (NOMS) framework; and  The assessment should be carried out by a multidisciplinary team (MDT), which may be inclusive of, but not limited to, radiation oncologists, spine surgeons and interventional radiologists, among others.
Orthopaedics | Spine - Thoracolumbar (TL) and sacral surgery | TL and sacral fusion and fixation implant | TL pedicle screw - Shank, tulip | GLOBUS MEDICAL | REVERE 6.5mm UniPlanar Screw, 50mm | 524.676 | Standalone | DE0501225 | As per HSA registered indication(s) except for radiolucent implants which should be used as follows:  in patients with primary or metastatic spinal tumours who would benefit from post-operative high dose high precision beam therapy upon appropriate and stringent patient selection;  Patient selection should be done via standardised assessment such as the neurological-oncological-mechanical systemic (NOMS) framework; and  The assessment should be carried out by a multidisciplinary team (MDT), which may be inclusive of, but not limited to, radiation oncologists, spine surgeons and interventional radiologists, among others.
Orthopaedics | Spine - Thoracolumbar (TL) and sacral surgery | TL and sacral fusion and fixation implant | TL pedicle screw - Shank, tulip | GLOBUS MEDICAL | REVERE 6.5mm UniPlanar Screw, 55mm | 524.677 | Standalone | DE0501225 | As per HSA registered indication(s) except for radiolucent implants which should be used as follows:  in patients with primary or metastatic spinal tumours who would benefit from post-operative high dose high precision beam therapy upon appropriate and stringent patient selection;  Patient selection should be done via standardised assessment such as the neurological-oncological-mechanical systemic (NOMS) framework; and  The assessment should be carried out by a multidisciplinary team (MDT), which may be inclusive of, but not limited to, radiation oncologists, spine surgeons and interventional radiologists, among others.
Orthopaedics | Spine - Thoracolumbar (TL) and sacral surgery | TL and sacral fusion and fixation implant | TL rod connector system excluding locking screw | GLOBUS MEDICAL | REVERE Adjustable T Connector, 58mm-71mm | 124.916 | Standalone | DE0501225 | As per HSA registered indication(s)
Orthopaedics | Spine - Thoracolumbar (TL) and sacral surgery | TL and sacral fusion and fixation implant | TL rod connector system excluding locking screw | GLOBUS MEDICAL | REVERE Adjustable T Connector, 68mm-81mm | 124.917 | Standalone | DE0501225 | As per HSA registered indication(s)
Orthopaedics | Spine - Thoracolumbar (TL) and sacral surgery | TL and sacral fusion and fixation implant | TL rod connector system excluding locking screw | GLOBUS MEDICAL | REVERE Adjustable T Connector, 78mm-91mm | 124.918 | Standalone | DE0501225 | As per HSA registered indication(s)
Orthopaedics | Spine - Thoracolumbar (TL) and sacral surgery | TL and sacral fusion and fixation implant | TL rod connector system excluding locking screw | GLOBUS MEDICAL | REVERE Adjustable T Connector, 29mm-33mm | 124.912 | Standalone | DE0501225 | As per HSA registered indication(s)
Orthopaedics | Spine - Thoracolumbar (TL) and sacral surgery | TL and sacral fusion and fixation implant | TL rod connector system excluding locking screw | GLOBUS MEDICAL | REVERE Adjustable T Connector, 33mm-41mm | 124.913 | Standalone | DE0501225 | As per HSA registered indication(s)
Orthopaedics | Spine - Thoracolumbar (TL) and sacral surgery | TL and sacral fusion and fixation implant | TL rod connector system excluding locking screw | GLOBUS MEDICAL | REVERE Adjustable T Connector, 38mm-51mm | 124.914 | Standalone | DE0501225 | As per HSA registered indication(s)
Orthopaedics | Spine - Thoracolumbar (TL) and sacral surgery | TL and sacral fusion and fixation implant | TL rod connector system excluding locking screw | GLOBUS MEDICAL | REVERE Adjustable T Connector, 48mm-61mm | 124.915 | Standalone | DE0501225 | As per HSA registered indication(s)
Orthopaedics | Spine - Thoracolumbar (TL) and sacral surgery | TL and sacral fusion and fixation implant | TL pedicle screw - Locking screw | GLOBUS MEDICAL | REVERE Locking Cap | 124.000 | Standalone | DE0501225 | As per HSA registered indication(s) except for radiolucent implants which should be used as follows:  in patients with primary or metastatic spinal tumours who would benefit from post-operative high dose high precision beam therapy upon appropriate and stringent patient selection;  Patient selection should be done via standardised assessment such as the neurological-oncological-mechanical systemic (NOMS) framework; and  The assessment should be carried out by a multidisciplinary team (MDT), which may be inclusive of, but not limited to, radiation oncologists, spine surgeons and interventional radiologists, among others.
Orthopaedics | Spine - Thoracolumbar (TL) and sacral surgery | TL and sacral fusion and fixation implant | TL pedicle screw - Locking screw | GLOBUS MEDICAL | REVOLVE Locking Cap | 185.000 | Standalone | DE0501604 | As per HSA registered indication(s) except for radiolucent implants which should be used as follows:  in patients with primary or metastatic spinal tumours who would benefit from post-operative high dose high precision beam therapy upon appropriate and stringent patient selection;  Patient selection should be done via standardised assessment such as the neurological-oncological-mechanical systemic (NOMS) framework; and  The assessment should be carried out by a multidisciplinary team (MDT), which may be inclusive of, but not limited to, radiation oncologists, spine surgeons and interventional radiologists, among others.
Orthopaedics | Spine - Thoracolumbar (TL) and sacral surgery | TL and sacral fusion and fixation implant | TL hook set, clamp, staple, staple locking screw | MEDTRONIC | RightOffset Hook | 5441198 | Standalone | DE0008698 | As per HSA registered indication(s)
Orthopaedics | Spine - Thoracolumbar (TL) and sacral surgery | TL interbody cage | TL interbody core - Non-integrated | GLOBUS MEDICAL | RISE Spacer 10x22mm, 9-15mm, 15DEG | 193.131 | Standalone | DE0504636 | As per HSA registered indication(s)
Orthopaedics | Spine - Thoracolumbar (TL) and sacral surgery | TL interbody cage | TL interbody core - Non-integrated | GLOBUS MEDICAL | RISE Spacer 10x26mm, 9-16mm, 15DEG | 193.132 | Standalone | DE0504636 | As per HSA registered indication(s)
Orthopaedics | Spine - Thoracolumbar (TL) and sacral surgery | TL interbody cage | TL interbody core - Non-integrated | GLOBUS MEDICAL | RISE Spacer 10x30mm, 9-16mm, 15DEG | 193.133 | Standalone | DE0504636 | As per HSA registered indication(s)
Orthopaedics | Spine - Thoracolumbar (TL) and sacral surgery | TL interbody cage | TL interbody core - Non-integrated | GLOBUS MEDICAL | RISE Spacer 10x34mm, 10-17mm | 193.114 | Standalone | DE0504636 | As per HSA registered indication(s)
Orthopaedics | Spine - Thoracolumbar (TL) and sacral surgery | TL interbody cage | TL interbody core - Non-integrated | GLOBUS MEDICAL | RISE Spacer 10x34mm, 10-17mm, 15DEG | 193.144 | Standalone | DE0504636 | As per HSA registered indication(s)
Orthopaedics | Spine - Thoracolumbar (TL) and sacral surgery | TL interbody cage | TL interbody core - Non-integrated | GLOBUS MEDICAL | RISE Spacer 10x34mm, 7-14mm | 193.104 | Standalone | DE0504636 | As per HSA registered indication(s)
Orthopaedics | Spine - Thoracolumbar (TL) and sacral surgery | TL interbody cage | TL interbody core - Non-integrated | GLOBUS MEDICAL | RISE Spacer 10x38mm, 10-17mm | 193.115 | Standalone | DE0504636 | As per HSA registered indication(s)
Orthopaedics | Spine - Thoracolumbar (TL) and sacral surgery | TL interbody cage | TL interbody core - Non-integrated | GLOBUS MEDICAL | RISE Spacer 10x38mm, 10-17mm, 15DEG | 193.145 | Standalone | DE0504636 | As per HSA registered indication(s)
Orthopaedics | Spine - Thoracolumbar (TL) and sacral surgery | TL interbody cage | TL interbody core - Non-integrated | GLOBUS MEDICAL | RISE Spacer 10x38mm, 7-14mm | 193.105 | Standalone | DE0504636 | As per HSA registered indication(s)
Orthopaedics | Spine - Thoracolumbar (TL) and sacral surgery | TL interbody cage | TL interbody core - Non-integrated | GLOBUS MEDICAL | RISE Spacer, 10x22mm, 11-17mm | 193.111 | Standalone | DE0504636 | As per HSA registered indication(s)
Orthopaedics | Spine - Thoracolumbar (TL) and sacral surgery | TL interbody cage | TL interbody core - Non-integrated | GLOBUS MEDICAL | RISE Spacer, 10x22mm, 11-17mm, 15DEG | 193.141 | Standalone | DE0504636 | As per HSA registered indication(s)
Orthopaedics | Spine - Thoracolumbar (TL) and sacral surgery | TL interbody cage | TL interbody core - Non-integrated | GLOBUS MEDICAL | RISE Spacer, 10x22mm, 7-13mm | 193.101 | Standalone | DE0504636 | As per HSA registered indication(s)
Orthopaedics | Spine - Thoracolumbar (TL) and sacral surgery | TL interbody cage | TL interbody core - Non-integrated | GLOBUS MEDICAL | RISE Spacer, 10x22mm, 8-14mm, 10DEG | 193.121 | Standalone | DE0504636 | As per HSA registered indication(s)
Orthopaedics | Spine - Thoracolumbar (TL) and sacral surgery | TL interbody cage | TL interbody core - Non-integrated | GLOBUS MEDICAL | RISE Spacer, 10x22mm, 9-15mm | 193.151 | Standalone | DE0504636 | As per HSA registered indication(s)
Orthopaedics | Spine - Thoracolumbar (TL) and sacral surgery | TL interbody cage | TL interbody core - Non-integrated | GLOBUS MEDICAL | RISE Spacer, 10x26mm, 10-17mm | 193.112 | Standalone | DE0504636 | As per HSA registered indication(s)
Orthopaedics | Spine - Thoracolumbar (TL) and sacral surgery | TL interbody cage | TL interbody core - Non-integrated | GLOBUS MEDICAL | RISE Spacer, 10x26mm, 10-17mm, 15DEG | 193.142 | Standalone | DE0504636 | As per HSA registered indication(s)
Orthopaedics | Spine - Thoracolumbar (TL) and sacral surgery | TL interbody cage | TL interbody core - Non-integrated | GLOBUS MEDICAL | RISE Spacer, 10x26mm, 7-14mm | 193.102 | Standalone | DE0504636 | As per HSA registered indication(s)
Orthopaedics | Spine - Thoracolumbar (TL) and sacral surgery | TL interbody cage | TL interbody core - Non-integrated | GLOBUS MEDICAL | RISE Spacer, 10x26mm, 8-15mm, 10DEG | 193.122 | Standalone | DE0504636 | As per HSA registered indication(s)
Orthopaedics | Spine - Thoracolumbar (TL) and sacral surgery | TL interbody cage | TL interbody core - Non-integrated | GLOBUS MEDICAL | RISE Spacer, 10x30mm, 10-17mm | 193.113 | Standalone | DE0504636 | As per HSA registered indication(s)
Orthopaedics | Spine - Thoracolumbar (TL) and sacral surgery | TL interbody cage | TL interbody core - Non-integrated | GLOBUS MEDICAL | RISE Spacer, 10x30mm, 10-17mm, 15DEG | 193.143 | Standalone | DE0504636 | As per HSA registered indication(s)
Orthopaedics | Spine - Thoracolumbar (TL) and sacral surgery | TL interbody cage | TL interbody core - Non-integrated | GLOBUS MEDICAL | RISE Spacer, 10x30mm, 7-14mm | 193.103 | Standalone | DE0504636 | As per HSA registered indication(s)
Orthopaedics | Spine - Thoracolumbar (TL) and sacral surgery | TL interbody cage | TL interbody core - Non-integrated | GLOBUS MEDICAL | RISE Spacer, 10x30mm, 8-15mm, 10DEG | 193.123 | Standalone | DE0504636 | As per HSA registered indication(s)
Orthopaedics | Spine - Thoracolumbar (TL) and sacral surgery | TL and sacral fusion and fixation implant | TL pedicle screw - Shank, tulip | NuVasive Inc. | RMM MOD Tulip | 14611111 | Standalone | DE0500730 | As per HSA registered indication(s) except for radiolucent implants which should be used as follows:  in patients with primary or metastatic spinal tumours who would benefit from post-operative high dose high precision beam therapy upon appropriate and stringent patient selection;  Patient selection should be done via standardised assessment such as the neurological-oncological-mechanical systemic (NOMS) framework; and  The assessment should be carried out by a multidisciplinary team (MDT), which may be inclusive of, but not limited to, radiation oncologists, spine surgeons and interventional radiologists, among others.
Orthopaedics | Spine - Thoracolumbar (TL) and sacral surgery | TL and sacral fusion and fixation implant | TL pedicle screw - Shank, tulip | NuVasive Inc. | RMM Screw, 5.0x30mm Polyaxial 4S | 14615030 | Standalone | DE0500730 | As per HSA registered indication(s) except for radiolucent implants which should be used as follows:  in patients with primary or metastatic spinal tumours who would benefit from post-operative high dose high precision beam therapy upon appropriate and stringent patient selection;  Patient selection should be done via standardised assessment such as the neurological-oncological-mechanical systemic (NOMS) framework; and  The assessment should be carried out by a multidisciplinary team (MDT), which may be inclusive of, but not limited to, radiation oncologists, spine surgeons and interventional radiologists, among others.
Orthopaedics | Spine - Thoracolumbar (TL) and sacral surgery | TL and sacral fusion and fixation implant | TL pedicle screw - Shank, tulip | NuVasive Inc. | RMM Screw, 5.0x35mm Polyaxial 4S | 14615035 | Standalone | DE0500730 | As per HSA registered indication(s) except for radiolucent implants which should be used as follows:  in patients with primary or metastatic spinal tumours who would benefit from post-operative high dose high precision beam therapy upon appropriate and stringent patient selection;  Patient selection should be done via standardised assessment such as the neurological-oncological-mechanical systemic (NOMS) framework; and  The assessment should be carried out by a multidisciplinary team (MDT), which may be inclusive of, but not limited to, radiation oncologists, spine surgeons and interventional radiologists, among others.
Orthopaedics | Spine - Thoracolumbar (TL) and sacral surgery | TL and sacral fusion and fixation implant | TL pedicle screw - Shank, tulip | NuVasive Inc. | RMM Screw, 5.0x40mm Polyaxial 4S | 14615040 | Standalone | DE0500730 | As per HSA registered indication(s) except for radiolucent implants which should be used as follows:  in patients with primary or metastatic spinal tumours who would benefit from post-operative high dose high precision beam therapy upon appropriate and stringent patient selection;  Patient selection should be done via standardised assessment such as the neurological-oncological-mechanical systemic (NOMS) framework; and  The assessment should be carried out by a multidisciplinary team (MDT), which may be inclusive of, but not limited to, radiation oncologists, spine surgeons and interventional radiologists, among others.
Orthopaedics | Spine - Thoracolumbar (TL) and sacral surgery | TL and sacral fusion and fixation implant | TL pedicle screw - Shank, tulip | NuVasive Inc. | RMM Screw, 5.0x45mm Polyaxial 4S | 14615045 | Standalone | DE0500730 | As per HSA registered indication(s) except for radiolucent implants which should be used as follows:  in patients with primary or metastatic spinal tumours who would benefit from post-operative high dose high precision beam therapy upon appropriate and stringent patient selection;  Patient selection should be done via standardised assessment such as the neurological-oncological-mechanical systemic (NOMS) framework; and  The assessment should be carried out by a multidisciplinary team (MDT), which may be inclusive of, but not limited to, radiation oncologists, spine surgeons and interventional radiologists, among others.
Orthopaedics | Spine - Thoracolumbar (TL) and sacral surgery | TL and sacral fusion and fixation implant | TL pedicle screw - Shank, tulip | NuVasive Inc. | RMM Screw, 5.0x50mm Polyaxial 4S | 14615050 | Standalone | DE0500730 | As per HSA registered indication(s) except for radiolucent implants which should be used as follows:  in patients with primary or metastatic spinal tumours who would benefit from post-operative high dose high precision beam therapy upon appropriate and stringent patient selection;  Patient selection should be done via standardised assessment such as the neurological-oncological-mechanical systemic (NOMS) framework; and  The assessment should be carried out by a multidisciplinary team (MDT), which may be inclusive of, but not limited to, radiation oncologists, spine surgeons and interventional radiologists, among others.
Orthopaedics | Spine - Thoracolumbar (TL) and sacral surgery | TL and sacral fusion and fixation implant | TL pedicle screw - Shank, tulip | NuVasive Inc. | RMM Screw, 5.5x30mm Polyaxial 4S | 14615530 | Standalone | DE0500730 | As per HSA registered indication(s) except for radiolucent implants which should be used as follows:  in patients with primary or metastatic spinal tumours who would benefit from post-operative high dose high precision beam therapy upon appropriate and stringent patient selection;  Patient selection should be done via standardised assessment such as the neurological-oncological-mechanical systemic (NOMS) framework; and  The assessment should be carried out by a multidisciplinary team (MDT), which may be inclusive of, but not limited to, radiation oncologists, spine surgeons and interventional radiologists, among others.
Orthopaedics | Spine - Thoracolumbar (TL) and sacral surgery | TL and sacral fusion and fixation implant | TL pedicle screw - Shank, tulip | NuVasive Inc. | RMM Screw, 5.5x35mm Polyaxial 4S | 14615535 | Standalone | DE0500730 | As per HSA registered indication(s) except for radiolucent implants which should be used as follows:  in patients with primary or metastatic spinal tumours who would benefit from post-operative high dose high precision beam therapy upon appropriate and stringent patient selection;  Patient selection should be done via standardised assessment such as the neurological-oncological-mechanical systemic (NOMS) framework; and  The assessment should be carried out by a multidisciplinary team (MDT), which may be inclusive of, but not limited to, radiation oncologists, spine surgeons and interventional radiologists, among others.
Orthopaedics | Spine - Thoracolumbar (TL) and sacral surgery | TL and sacral fusion and fixation implant | TL pedicle screw - Shank, tulip | NuVasive Inc. | RMM Screw, 5.5x40mm Polyaxial 4S | 14615540 | Standalone | DE0500730 | As per HSA registered indication(s) except for radiolucent implants which should be used as follows:  in patients with primary or metastatic spinal tumours who would benefit from post-operative high dose high precision beam therapy upon appropriate and stringent patient selection;  Patient selection should be done via standardised assessment such as the neurological-oncological-mechanical systemic (NOMS) framework; and  The assessment should be carried out by a multidisciplinary team (MDT), which may be inclusive of, but not limited to, radiation oncologists, spine surgeons and interventional radiologists, among others.
Orthopaedics | Spine - Thoracolumbar (TL) and sacral surgery | TL and sacral fusion and fixation implant | TL pedicle screw - Shank, tulip | NuVasive Inc. | RMM Screw, 5.5x45mm Polyaxial 4S | 14615545 | Standalone | DE0500730 | As per HSA registered indication(s) except for radiolucent implants which should be used as follows:  in patients with primary or metastatic spinal tumours who would benefit from post-operative high dose high precision beam therapy upon appropriate and stringent patient selection;  Patient selection should be done via standardised assessment such as the neurological-oncological-mechanical systemic (NOMS) framework; and  The assessment should be carried out by a multidisciplinary team (MDT), which may be inclusive of, but not limited to, radiation oncologists, spine surgeons and interventional radiologists, among others.
Orthopaedics | Spine - Thoracolumbar (TL) and sacral surgery | TL and sacral fusion and fixation implant | TL pedicle screw - Shank, tulip | NuVasive Inc. | RMM Screw, 5.5x50mm Polyaxial 4S | 14615550 | Standalone | DE0500730 | As per HSA registered indication(s) except for radiolucent implants which should be used as follows:  in patients with primary or metastatic spinal tumours who would benefit from post-operative high dose high precision beam therapy upon appropriate and stringent patient selection;  Patient selection should be done via standardised assessment such as the neurological-oncological-mechanical systemic (NOMS) framework; and  The assessment should be carried out by a multidisciplinary team (MDT), which may be inclusive of, but not limited to, radiation oncologists, spine surgeons and interventional radiologists, among others.
Orthopaedics | Spine - Thoracolumbar (TL) and sacral surgery | TL and sacral fusion and fixation implant | TL pedicle screw - Shank, tulip | NuVasive Inc. | RMM Screw, 6.5x30mm Polyaxial 4S | 14616530 | Standalone | DE0500730 | As per HSA registered indication(s) except for radiolucent implants which should be used as follows:  in patients with primary or metastatic spinal tumours who would benefit from post-operative high dose high precision beam therapy upon appropriate and stringent patient selection;  Patient selection should be done via standardised assessment such as the neurological-oncological-mechanical systemic (NOMS) framework; and  The assessment should be carried out by a multidisciplinary team (MDT), which may be inclusive of, but not limited to, radiation oncologists, spine surgeons and interventional radiologists, among others.
Orthopaedics | Spine - Thoracolumbar (TL) and sacral surgery | TL and sacral fusion and fixation implant | TL pedicle screw - Shank, tulip | NuVasive Inc. | RMM Screw, 6.5x35mm Polyaxial 4S | 14616535 | Standalone | DE0500730 | As per HSA registered indication(s) except for radiolucent implants which should be used as follows:  in patients with primary or metastatic spinal tumours who would benefit from post-operative high dose high precision beam therapy upon appropriate and stringent patient selection;  Patient selection should be done via standardised assessment such as the neurological-oncological-mechanical systemic (NOMS) framework; and  The assessment should be carried out by a multidisciplinary team (MDT), which may be inclusive of, but not limited to, radiation oncologists, spine surgeons and interventional radiologists, among others.
Orthopaedics | Spine - Thoracolumbar (TL) and sacral surgery | TL and sacral fusion and fixation implant | TL pedicle screw - Shank, tulip | NuVasive Inc. | RMM Screw, 6.5x40mm Polyaxial 4S | 14616540 | Standalone | DE0500730 | As per HSA registered indication(s) except for radiolucent implants which should be used as follows:  in patients with primary or metastatic spinal tumours who would benefit from post-operative high dose high precision beam therapy upon appropriate and stringent patient selection;  Patient selection should be done via standardised assessment such as the neurological-oncological-mechanical systemic (NOMS) framework; and  The assessment should be carried out by a multidisciplinary team (MDT), which may be inclusive of, but not limited to, radiation oncologists, spine surgeons and interventional radiologists, among others.
Orthopaedics | Spine - Thoracolumbar (TL) and sacral surgery | TL and sacral fusion and fixation implant | TL pedicle screw - Shank, tulip | NuVasive Inc. | RMM Screw, 6.5x45mm Polyaxial 4S | 14616545 | Standalone | DE0500730 | As per HSA registered indication(s) except for radiolucent implants which should be used as follows:  in patients with primary or metastatic spinal tumours who would benefit from post-operative high dose high precision beam therapy upon appropriate and stringent patient selection;  Patient selection should be done via standardised assessment such as the neurological-oncological-mechanical systemic (NOMS) framework; and  The assessment should be carried out by a multidisciplinary team (MDT), which may be inclusive of, but not limited to, radiation oncologists, spine surgeons and interventional radiologists, among others.
Orthopaedics | Spine - Thoracolumbar (TL) and sacral surgery | TL and sacral fusion and fixation implant | TL pedicle screw - Shank, tulip | NuVasive Inc. | RMM Screw, 6.5x50mm Polyaxial 4S | 14616550 | Standalone | DE0500730 | As per HSA registered indication(s) except for radiolucent implants which should be used as follows:  in patients with primary or metastatic spinal tumours who would benefit from post-operative high dose high precision beam therapy upon appropriate and stringent patient selection;  Patient selection should be done via standardised assessment such as the neurological-oncological-mechanical systemic (NOMS) framework; and  The assessment should be carried out by a multidisciplinary team (MDT), which may be inclusive of, but not limited to, radiation oncologists, spine surgeons and interventional radiologists, among others.
Orthopaedics | Spine - Thoracolumbar (TL) and sacral surgery | TL and sacral fusion and fixation implant | TL pedicle screw - Shank, tulip | NuVasive Inc. | RMM Screw, 7.5x30mm Polyaxial 4S | 14617530 | Standalone | DE0500730 | As per HSA registered indication(s) except for radiolucent implants which should be used as follows:  in patients with primary or metastatic spinal tumours who would benefit from post-operative high dose high precision beam therapy upon appropriate and stringent patient selection;  Patient selection should be done via standardised assessment such as the neurological-oncological-mechanical systemic (NOMS) framework; and  The assessment should be carried out by a multidisciplinary team (MDT), which may be inclusive of, but not limited to, radiation oncologists, spine surgeons and interventional radiologists, among others.
Orthopaedics | Spine - Thoracolumbar (TL) and sacral surgery | TL and sacral fusion and fixation implant | TL pedicle screw - Shank, tulip | NuVasive Inc. | RMM Screw, 7.5x35mm Polyaxial 4S | 14617535 | Standalone | DE0500730 | As per HSA registered indication(s) except for radiolucent implants which should be used as follows:  in patients with primary or metastatic spinal tumours who would benefit from post-operative high dose high precision beam therapy upon appropriate and stringent patient selection;  Patient selection should be done via standardised assessment such as the neurological-oncological-mechanical systemic (NOMS) framework; and  The assessment should be carried out by a multidisciplinary team (MDT), which may be inclusive of, but not limited to, radiation oncologists, spine surgeons and interventional radiologists, among others.
Orthopaedics | Spine - Thoracolumbar (TL) and sacral surgery | TL and sacral fusion and fixation implant | TL pedicle screw - Shank, tulip | NuVasive Inc. | RMM Screw, 7.5x40mm Polyaxial 4S | 14617540 | Standalone | DE0500730 | As per HSA registered indication(s) except for radiolucent implants which should be used as follows:  in patients with primary or metastatic spinal tumours who would benefit from post-operative high dose high precision beam therapy upon appropriate and stringent patient selection;  Patient selection should be done via standardised assessment such as the neurological-oncological-mechanical systemic (NOMS) framework; and  The assessment should be carried out by a multidisciplinary team (MDT), which may be inclusive of, but not limited to, radiation oncologists, spine surgeons and interventional radiologists, among others.
Orthopaedics | Spine - Thoracolumbar (TL) and sacral surgery | TL and sacral fusion and fixation implant | TL pedicle screw - Shank, tulip | NuVasive Inc. | RMM Screw, 7.5x45mm Polyaxial 4S | 14617545 | Standalone | DE0500730 | As per HSA registered indication(s) except for radiolucent implants which should be used as follows:  in patients with primary or metastatic spinal tumours who would benefit from post-operative high dose high precision beam therapy upon appropriate and stringent patient selection;  Patient selection should be done via standardised assessment such as the neurological-oncological-mechanical systemic (NOMS) framework; and  The assessment should be carried out by a multidisciplinary team (MDT), which may be inclusive of, but not limited to, radiation oncologists, spine surgeons and interventional radiologists, among others.
Orthopaedics | Spine - Thoracolumbar (TL) and sacral surgery | TL and sacral fusion and fixation implant | TL pedicle screw - Shank, tulip | NuVasive Inc. | RMM Screw, 7.5x50mm Polyaxial 4S | 14617550 | Standalone | DE0500730 | As per HSA registered indication(s) except for radiolucent implants which should be used as follows:  in patients with primary or metastatic spinal tumours who would benefit from post-operative high dose high precision beam therapy upon appropriate and stringent patient selection;  Patient selection should be done via standardised assessment such as the neurological-oncological-mechanical systemic (NOMS) framework; and  The assessment should be carried out by a multidisciplinary team (MDT), which may be inclusive of, but not limited to, radiation oncologists, spine surgeons and interventional radiologists, among others.
Orthopaedics | Spine - Thoracolumbar (TL) and sacral surgery | TL and sacral fusion and fixation implant | TL pedicle screw - Shank, tulip | NuVasive Inc. | RMM Screw, 8.5x40mm Polyaxial 4S | 14618540 | Standalone | DE0500730 | As per HSA registered indication(s) except for radiolucent implants which should be used as follows:  in patients with primary or metastatic spinal tumours who would benefit from post-operative high dose high precision beam therapy upon appropriate and stringent patient selection;  Patient selection should be done via standardised assessment such as the neurological-oncological-mechanical systemic (NOMS) framework; and  The assessment should be carried out by a multidisciplinary team (MDT), which may be inclusive of, but not limited to, radiation oncologists, spine surgeons and interventional radiologists, among others.
Orthopaedics | Spine - Occipito-cervical (OC) surgery | OC fusion and fixation implant | OC rod | MEDTRONIC | ROD PRE-CUT 3.5MM X 100MM CCM | G7753900 | Standalone | DE0503898 | As per HSA registered indication(s)
Orthopaedics | Spine - Occipito-cervical (OC) surgery | OC fusion and fixation implant | OC rod | MEDTRONIC | ROD PRE-CUT 3.5MM X 70MM CCM | G7753870 | Standalone | DE0503898 | As per HSA registered indication(s)
Orthopaedics | Spine - Occipito-cervical (OC) surgery | OC fusion and fixation implant | OC rod | MEDTRONIC | ROD PRE-CUT 3.5MM X 80MM CCM | G7753880 | Standalone | DE0503898 | As per HSA registered indication(s)
Orthopaedics | Spine - Occipito-cervical (OC) surgery | OC fusion and fixation implant | OC rod | MEDTRONIC | ROD PRE-CUT 3.5MM X 90MM CCM | G7753890 | Standalone | DE0503898 | As per HSA registered indication(s)
Orthopaedics | Spine - Thoracolumbar (TL) and sacral surgery | TL and sacral fusion and fixation implant | TL rod | MEDTRONIC | ROD 1474000500 4.75 TI ALLY NS STRT 500M | 1474000500 | Standalone | DE0008698 | As per HSA registered indication(s) except for radiolucent implants which should be used as follows:  in patients with primary or metastatic spinal tumours who would benefit from post-operative high dose high precision beam therapy upon appropriate and stringent patient selection;  Patient selection should be done via standardised assessment such as the neurological-oncological-mechanical systemic (NOMS) framework; and  The assessment should be carried out by a multidisciplinary team (MDT), which may be inclusive of, but not limited to, radiation oncologists, spine surgeons and interventional radiologists, among others.
Orthopaedics | Spine - Thoracolumbar (TL) and sacral surgery | TL and sacral fusion and fixation implant | TL rod | MEDTRONIC | ROD 1475000500 4.75 CCM NS STRHT 500MM | 1475000500 | Standalone | DE0008698 | As per HSA registered indication(s) except for radiolucent implants which should be used as follows:  in patients with primary or metastatic spinal tumours who would benefit from post-operative high dose high precision beam therapy upon appropriate and stringent patient selection;  Patient selection should be done via standardised assessment such as the neurological-oncological-mechanical systemic (NOMS) framework; and  The assessment should be carried out by a multidisciplinary team (MDT), which may be inclusive of, but not limited to, radiation oncologists, spine surgeons and interventional radiologists, among others.
Orthopaedics | Spine - Thoracolumbar (TL) and sacral surgery | TL and sacral fusion and fixation implant | TL rod | MEDTRONIC | ROD 1475005030 4.75 CCM SEXTANT 30MM | 1475005030 | Standalone | DE0008698 | As per HSA registered indication(s) except for radiolucent implants which should be used as follows:  in patients with primary or metastatic spinal tumours who would benefit from post-operative high dose high precision beam therapy upon appropriate and stringent patient selection;  Patient selection should be done via standardised assessment such as the neurological-oncological-mechanical systemic (NOMS) framework; and  The assessment should be carried out by a multidisciplinary team (MDT), which may be inclusive of, but not limited to, radiation oncologists, spine surgeons and interventional radiologists, among others.
Orthopaedics | Spine - Thoracolumbar (TL) and sacral surgery | TL and sacral fusion and fixation implant | TL rod | MEDTRONIC | ROD 1475005035 4.75 CCM SEXTANT 35MM | 1475005035 | Standalone | DE0008698 | As per HSA registered indication(s) except for radiolucent implants which should be used as follows:  in patients with primary or metastatic spinal tumours who would benefit from post-operative high dose high precision beam therapy upon appropriate and stringent patient selection;  Patient selection should be done via standardised assessment such as the neurological-oncological-mechanical systemic (NOMS) framework; and  The assessment should be carried out by a multidisciplinary team (MDT), which may be inclusive of, but not limited to, radiation oncologists, spine surgeons and interventional radiologists, among others.
Orthopaedics | Spine - Thoracolumbar (TL) and sacral surgery | TL and sacral fusion and fixation implant | TL rod | MEDTRONIC | ROD 1475005040 4.75 CCM SEXTANT 40MM | 1475005040 | Standalone | DE0008698 | As per HSA registered indication(s) except for radiolucent implants which should be used as follows:  in patients with primary or metastatic spinal tumours who would benefit from post-operative high dose high precision beam therapy upon appropriate and stringent patient selection;  Patient selection should be done via standardised assessment such as the neurological-oncological-mechanical systemic (NOMS) framework; and  The assessment should be carried out by a multidisciplinary team (MDT), which may be inclusive of, but not limited to, radiation oncologists, spine surgeons and interventional radiologists, among others.
Orthopaedics | Spine - Thoracolumbar (TL) and sacral surgery | TL and sacral fusion and fixation implant | TL rod | MEDTRONIC | ROD 1475005045 4.75 CCM SEXTANT 45MM | 1475005045 | Standalone | DE0008698 | As per HSA registered indication(s) except for radiolucent implants which should be used as follows:  in patients with primary or metastatic spinal tumours who would benefit from post-operative high dose high precision beam therapy upon appropriate and stringent patient selection;  Patient selection should be done via standardised assessment such as the neurological-oncological-mechanical systemic (NOMS) framework; and  The assessment should be carried out by a multidisciplinary team (MDT), which may be inclusive of, but not limited to, radiation oncologists, spine surgeons and interventional radiologists, among others.
Orthopaedics | Spine - Thoracolumbar (TL) and sacral surgery | TL and sacral fusion and fixation implant | TL rod | MEDTRONIC | ROD 1475005050 4.75 CCM SEXTANT 50MM | 1475005050 | Standalone | DE0008698 | As per HSA registered indication(s) except for radiolucent implants which should be used as follows:  in patients with primary or metastatic spinal tumours who would benefit from post-operative high dose high precision beam therapy upon appropriate and stringent patient selection;  Patient selection should be done via standardised assessment such as the neurological-oncological-mechanical systemic (NOMS) framework; and  The assessment should be carried out by a multidisciplinary team (MDT), which may be inclusive of, but not limited to, radiation oncologists, spine surgeons and interventional radiologists, among others.
Orthopaedics | Spine - Thoracolumbar (TL) and sacral surgery | TL and sacral fusion and fixation implant | TL rod | MEDTRONIC | ROD 1475005055 4.75 CCM SEXTANT 55MM | 1475005055 | Standalone | DE0008698 | As per HSA registered indication(s) except for radiolucent implants which should be used as follows:  in patients with primary or metastatic spinal tumours who would benefit from post-operative high dose high precision beam therapy upon appropriate and stringent patient selection;  Patient selection should be done via standardised assessment such as the neurological-oncological-mechanical systemic (NOMS) framework; and  The assessment should be carried out by a multidisciplinary team (MDT), which may be inclusive of, but not limited to, radiation oncologists, spine surgeons and interventional radiologists, among others.
Orthopaedics | Spine - Thoracolumbar (TL) and sacral surgery | TL and sacral fusion and fixation implant | TL rod | MEDTRONIC | ROD 1475005060 4.75 CCM SEXTANT 60MM | 1475005060 | Standalone | DE0008698 | As per HSA registered indication(s) except for radiolucent implants which should be used as follows:  in patients with primary or metastatic spinal tumours who would benefit from post-operative high dose high precision beam therapy upon appropriate and stringent patient selection;  Patient selection should be done via standardised assessment such as the neurological-oncological-mechanical systemic (NOMS) framework; and  The assessment should be carried out by a multidisciplinary team (MDT), which may be inclusive of, but not limited to, radiation oncologists, spine surgeons and interventional radiologists, among others.
Orthopaedics | Spine - Thoracolumbar (TL) and sacral surgery | TL and sacral fusion and fixation implant | TL rod | MEDTRONIC | ROD 1475005065 4.75 CCM SEXTANT 65MM | 1475005065 | Standalone | DE0008698 | As per HSA registered indication(s) except for radiolucent implants which should be used as follows:  in patients with primary or metastatic spinal tumours who would benefit from post-operative high dose high precision beam therapy upon appropriate and stringent patient selection;  Patient selection should be done via standardised assessment such as the neurological-oncological-mechanical systemic (NOMS) framework; and  The assessment should be carried out by a multidisciplinary team (MDT), which may be inclusive of, but not limited to, radiation oncologists, spine surgeons and interventional radiologists, among others.
Orthopaedics | Spine - Thoracolumbar (TL) and sacral surgery | TL and sacral fusion and fixation implant | TL rod | MEDTRONIC | ROD 1475005070 4.75 CCM SEXTANT 70MM | 1475005070 | Standalone | DE0008698 | As per HSA registered indication(s) except for radiolucent implants which should be used as follows:  in patients with primary or metastatic spinal tumours who would benefit from post-operative high dose high precision beam therapy upon appropriate and stringent patient selection;  Patient selection should be done via standardised assessment such as the neurological-oncological-mechanical systemic (NOMS) framework; and  The assessment should be carried out by a multidisciplinary team (MDT), which may be inclusive of, but not limited to, radiation oncologists, spine surgeons and interventional radiologists, among others.
Orthopaedics | Spine - Thoracolumbar (TL) and sacral surgery | TL and sacral fusion and fixation implant | TL rod | MEDTRONIC | ROD 1475005075 4.75 CCM SEXTANT 75MM | 1475005075 | Standalone | DE0008698 | As per HSA registered indication(s) except for radiolucent implants which should be used as follows:  in patients with primary or metastatic spinal tumours who would benefit from post-operative high dose high precision beam therapy upon appropriate and stringent patient selection;  Patient selection should be done via standardised assessment such as the neurological-oncological-mechanical systemic (NOMS) framework; and  The assessment should be carried out by a multidisciplinary team (MDT), which may be inclusive of, but not limited to, radiation oncologists, spine surgeons and interventional radiologists, among others.
Orthopaedics | Spine - Thoracolumbar (TL) and sacral surgery | TL and sacral fusion and fixation implant | TL rod | MEDTRONIC | ROD 1475005080 4.75 CCM SEXTANT 80MM | 1475005080 | Standalone | DE0008698 | As per HSA registered indication(s) except for radiolucent implants which should be used as follows:  in patients with primary or metastatic spinal tumours who would benefit from post-operative high dose high precision beam therapy upon appropriate and stringent patient selection;  Patient selection should be done via standardised assessment such as the neurological-oncological-mechanical systemic (NOMS) framework; and  The assessment should be carried out by a multidisciplinary team (MDT), which may be inclusive of, but not limited to, radiation oncologists, spine surgeons and interventional radiologists, among others.
Orthopaedics | Spine - Thoracolumbar (TL) and sacral surgery | TL and sacral fusion and fixation implant | TL rod | MEDTRONIC | ROD 1475005085 4.75 CCM SEXTANT 85MM | 1475005085 | Standalone | DE0008698 | As per HSA registered indication(s) except for radiolucent implants which should be used as follows:  in patients with primary or metastatic spinal tumours who would benefit from post-operative high dose high precision beam therapy upon appropriate and stringent patient selection;  Patient selection should be done via standardised assessment such as the neurological-oncological-mechanical systemic (NOMS) framework; and  The assessment should be carried out by a multidisciplinary team (MDT), which may be inclusive of, but not limited to, radiation oncologists, spine surgeons and interventional radiologists, among others.
Orthopaedics | Spine - Thoracolumbar (TL) and sacral surgery | TL and sacral fusion and fixation implant | TL rod | MEDTRONIC | ROD 1475005090 4.75 CCM SEXTANT 90MM | 1475005090 | Standalone | DE0008698 | As per HSA registered indication(s) except for radiolucent implants which should be used as follows:  in patients with primary or metastatic spinal tumours who would benefit from post-operative high dose high precision beam therapy upon appropriate and stringent patient selection;  Patient selection should be done via standardised assessment such as the neurological-oncological-mechanical systemic (NOMS) framework; and  The assessment should be carried out by a multidisciplinary team (MDT), which may be inclusive of, but not limited to, radiation oncologists, spine surgeons and interventional radiologists, among others.
Orthopaedics | Spine - Thoracolumbar (TL) and sacral surgery | TL and sacral fusion and fixation implant | TL rod | MEDTRONIC | ROD 1475200500 4.75 CCM STRT 500M LN | 1475200500 | Standalone | DE0008698 | As per HSA registered indication(s) except for radiolucent implants which should be used as follows:  in patients with primary or metastatic spinal tumours who would benefit from post-operative high dose high precision beam therapy upon appropriate and stringent patient selection;  Patient selection should be done via standardised assessment such as the neurological-oncological-mechanical systemic (NOMS) framework; and  The assessment should be carried out by a multidisciplinary team (MDT), which may be inclusive of, but not limited to, radiation oncologists, spine surgeons and interventional radiologists, among others.
Orthopaedics | Spine - Thoracolumbar (TL) and sacral surgery | TL and sacral fusion and fixation implant | TL rod | MEDTRONIC | ROD 1475501035 4.75 CCM NS CURV 35MM | 1475501035 | Standalone | DE0008698 | As per HSA registered indication(s) except for radiolucent implants which should be used as follows:  in patients with primary or metastatic spinal tumours who would benefit from post-operative high dose high precision beam therapy upon appropriate and stringent patient selection;  Patient selection should be done via standardised assessment such as the neurological-oncological-mechanical systemic (NOMS) framework; and  The assessment should be carried out by a multidisciplinary team (MDT), which may be inclusive of, but not limited to, radiation oncologists, spine surgeons and interventional radiologists, among others.
Orthopaedics | Spine - Thoracolumbar (TL) and sacral surgery | TL and sacral fusion and fixation implant | TL rod | MEDTRONIC | ROD 1475501040 4.75 CCM NS CURV 40MM | 1475501040 | Standalone | DE0008698 | As per HSA registered indication(s) except for radiolucent implants which should be used as follows:  in patients with primary or metastatic spinal tumours who would benefit from post-operative high dose high precision beam therapy upon appropriate and stringent patient selection;  Patient selection should be done via standardised assessment such as the neurological-oncological-mechanical systemic (NOMS) framework; and  The assessment should be carried out by a multidisciplinary team (MDT), which may be inclusive of, but not limited to, radiation oncologists, spine surgeons and interventional radiologists, among others.
Orthopaedics | Spine - Thoracolumbar (TL) and sacral surgery | TL and sacral fusion and fixation implant | TL rod | MEDTRONIC | ROD 1475501045 4.75 CCM NS CURV 45MM | 1475501045 | Standalone | DE0008698 | As per HSA registered indication(s) except for radiolucent implants which should be used as follows:  in patients with primary or metastatic spinal tumours who would benefit from post-operative high dose high precision beam therapy upon appropriate and stringent patient selection;  Patient selection should be done via standardised assessment such as the neurological-oncological-mechanical systemic (NOMS) framework; and  The assessment should be carried out by a multidisciplinary team (MDT), which may be inclusive of, but not limited to, radiation oncologists, spine surgeons and interventional radiologists, among others.
Orthopaedics | Spine - Thoracolumbar (TL) and sacral surgery | TL and sacral fusion and fixation implant | TL rod | MEDTRONIC | ROD 1475501050 4.75 CCM NS CURV 50MM | 1475501050 | Standalone | DE0008698 | As per HSA registered indication(s) except for radiolucent implants which should be used as follows:  in patients with primary or metastatic spinal tumours who would benefit from post-operative high dose high precision beam therapy upon appropriate and stringent patient selection;  Patient selection should be done via standardised assessment such as the neurological-oncological-mechanical systemic (NOMS) framework; and  The assessment should be carried out by a multidisciplinary team (MDT), which may be inclusive of, but not limited to, radiation oncologists, spine surgeons and interventional radiologists, among others.
Orthopaedics | Spine - Thoracolumbar (TL) and sacral surgery | TL and sacral fusion and fixation implant | TL rod | MEDTRONIC | ROD 1475501060 4.75 CCM NS CURV 60MM | 1475501060 | Standalone | DE0008698 | As per HSA registered indication(s) except for radiolucent implants which should be used as follows:  in patients with primary or metastatic spinal tumours who would benefit from post-operative high dose high precision beam therapy upon appropriate and stringent patient selection;  Patient selection should be done via standardised assessment such as the neurological-oncological-mechanical systemic (NOMS) framework; and  The assessment should be carried out by a multidisciplinary team (MDT), which may be inclusive of, but not limited to, radiation oncologists, spine surgeons and interventional radiologists, among others.
Orthopaedics | Spine - Thoracolumbar (TL) and sacral surgery | TL and sacral fusion and fixation implant | TL rod | MEDTRONIC | ROD 1475501070 4.75 CCM NS CURV 70MM | 1475501070 | Standalone | DE0008698 | As per HSA registered indication(s) except for radiolucent implants which should be used as follows:  in patients with primary or metastatic spinal tumours who would benefit from post-operative high dose high precision beam therapy upon appropriate and stringent patient selection;  Patient selection should be done via standardised assessment such as the neurological-oncological-mechanical systemic (NOMS) framework; and  The assessment should be carried out by a multidisciplinary team (MDT), which may be inclusive of, but not limited to, radiation oncologists, spine surgeons and interventional radiologists, among others.
Orthopaedics | Spine - Thoracolumbar (TL) and sacral surgery | TL and sacral fusion and fixation implant | TL rod | MEDTRONIC | ROD 1475501080 4.75 CCM NS CURV 80MM | 1475501080 | Standalone | DE0008698 | As per HSA registered indication(s) except for radiolucent implants which should be used as follows:  in patients with primary or metastatic spinal tumours who would benefit from post-operative high dose high precision beam therapy upon appropriate and stringent patient selection;  Patient selection should be done via standardised assessment such as the neurological-oncological-mechanical systemic (NOMS) framework; and  The assessment should be carried out by a multidisciplinary team (MDT), which may be inclusive of, but not limited to, radiation oncologists, spine surgeons and interventional radiologists, among others.
Orthopaedics | Spine - Thoracolumbar (TL) and sacral surgery | TL and sacral fusion and fixation implant | TL rod | MEDTRONIC | ROD 1475501090 4.75 CCM NS CURV 90MM | 1475501090 | Standalone | DE0008698 | As per HSA registered indication(s) except for radiolucent implants which should be used as follows:  in patients with primary or metastatic spinal tumours who would benefit from post-operative high dose high precision beam therapy upon appropriate and stringent patient selection;  Patient selection should be done via standardised assessment such as the neurological-oncological-mechanical systemic (NOMS) framework; and  The assessment should be carried out by a multidisciplinary team (MDT), which may be inclusive of, but not limited to, radiation oncologists, spine surgeons and interventional radiologists, among others.
Orthopaedics | Spine - Thoracolumbar (TL) and sacral surgery | TL and sacral fusion and fixation implant | TL rod | MEDTRONIC | ROD 1475501100 4.75 CCM NS CURV 100MM | 1475501100 | Standalone | DE0008698 | As per HSA registered indication(s) except for radiolucent implants which should be used as follows:  in patients with primary or metastatic spinal tumours who would benefit from post-operative high dose high precision beam therapy upon appropriate and stringent patient selection;  Patient selection should be done via standardised assessment such as the neurological-oncological-mechanical systemic (NOMS) framework; and  The assessment should be carried out by a multidisciplinary team (MDT), which may be inclusive of, but not limited to, radiation oncologists, spine surgeons and interventional radiologists, among others.
Orthopaedics | Spine - Thoracolumbar (TL) and sacral surgery | TL and sacral fusion and fixation implant | TL rod | MEDTRONIC | ROD 1475501110 4.75 CCM NS CURV 110MM | 1475501110 | Standalone | DE0008698 | As per HSA registered indication(s) except for radiolucent implants which should be used as follows:  in patients with primary or metastatic spinal tumours who would benefit from post-operative high dose high precision beam therapy upon appropriate and stringent patient selection;  Patient selection should be done via standardised assessment such as the neurological-oncological-mechanical systemic (NOMS) framework; and  The assessment should be carried out by a multidisciplinary team (MDT), which may be inclusive of, but not limited to, radiation oncologists, spine surgeons and interventional radiologists, among others.
Orthopaedics | Spine - Thoracolumbar (TL) and sacral surgery | TL and sacral fusion and fixation implant | TL rod | MEDTRONIC | ROD 1476000500 4.75 CCM PLS NS STRT 500M | 1476000500 | Standalone | DE0008698 | As per HSA registered indication(s) except for radiolucent implants which should be used as follows:  in patients with primary or metastatic spinal tumours who would benefit from post-operative high dose high precision beam therapy upon appropriate and stringent patient selection;  Patient selection should be done via standardised assessment such as the neurological-oncological-mechanical systemic (NOMS) framework; and  The assessment should be carried out by a multidisciplinary team (MDT), which may be inclusive of, but not limited to, radiation oncologists, spine surgeons and interventional radiologists, among others.
Orthopaedics | Spine - Thoracolumbar (TL) and sacral surgery | TL and sacral fusion and fixation implant | TL rod | MEDTRONIC | ROD 1476200500 4.75 CCM+ STRT 500M LN | 1476200500 | Standalone | DE0008698 | As per HSA registered indication(s) except for radiolucent implants which should be used as follows:  in patients with primary or metastatic spinal tumours who would benefit from post-operative high dose high precision beam therapy upon appropriate and stringent patient selection;  Patient selection should be done via standardised assessment such as the neurological-oncological-mechanical systemic (NOMS) framework; and  The assessment should be carried out by a multidisciplinary team (MDT), which may be inclusive of, but not limited to, radiation oncologists, spine surgeons and interventional radiologists, among others.
Orthopaedics | Spine - Thoracolumbar (TL) and sacral surgery | TL and sacral fusion and fixation implant | TL rod | Medtronic | ROD 1555006210 5.5 CCM STRT PERC 210MM | 1555006210 | Standalone | DE0506989 | As per HSA registered indication(s) except for radiolucent implants which should be used as follows:  in patients with primary or metastatic spinal tumours who would benefit from post-operative high dose high precision beam therapy upon appropriate and stringent patient selection;  Patient selection should be done via standardised assessment such as the neurological-oncological-mechanical systemic (NOMS) framework; and  The assessment should be carried out by a multidisciplinary team (MDT), which may be inclusive of, but not limited to, radiation oncologists, spine surgeons and interventional radiologists, among others.
Orthopaedics | Spine - Thoracolumbar (TL) and sacral surgery | TL and sacral fusion and fixation implant | TL rod | Medtronic | ROD 1555006220 5.5 CCM STRT PERC 220MM | 1555006220 | Standalone | DE0506989 | As per HSA registered indication(s) except for radiolucent implants which should be used as follows:  in patients with primary or metastatic spinal tumours who would benefit from post-operative high dose high precision beam therapy upon appropriate and stringent patient selection;  Patient selection should be done via standardised assessment such as the neurological-oncological-mechanical systemic (NOMS) framework; and  The assessment should be carried out by a multidisciplinary team (MDT), which may be inclusive of, but not limited to, radiation oncologists, spine surgeons and interventional radiologists, among others.
Orthopaedics | Spine - Thoracolumbar (TL) and sacral surgery | TL and sacral fusion and fixation implant | TL rod | Medtronic | ROD 1555006230 5.5 CCM STRT PERC 230MM | 1555006230 | Standalone | DE0506989 | As per HSA registered indication(s) except for radiolucent implants which should be used as follows:  in patients with primary or metastatic spinal tumours who would benefit from post-operative high dose high precision beam therapy upon appropriate and stringent patient selection;  Patient selection should be done via standardised assessment such as the neurological-oncological-mechanical systemic (NOMS) framework; and  The assessment should be carried out by a multidisciplinary team (MDT), which may be inclusive of, but not limited to, radiation oncologists, spine surgeons and interventional radiologists, among others.
Orthopaedics | Spine - Thoracolumbar (TL) and sacral surgery | TL and sacral fusion and fixation implant | TL rod | Medtronic | ROD 1555006240 5.5 CCM STRT PERC 240MM | 1555006240 | Standalone | DE0506989 | As per HSA registered indication(s) except for radiolucent implants which should be used as follows:  in patients with primary or metastatic spinal tumours who would benefit from post-operative high dose high precision beam therapy upon appropriate and stringent patient selection;  Patient selection should be done via standardised assessment such as the neurological-oncological-mechanical systemic (NOMS) framework; and  The assessment should be carried out by a multidisciplinary team (MDT), which may be inclusive of, but not limited to, radiation oncologists, spine surgeons and interventional radiologists, among others.
Orthopaedics | Spine - Thoracolumbar (TL) and sacral surgery | TL and sacral fusion and fixation implant | TL rod | Medtronic | ROD 1555006250 5.5 CCM STRT PERC 250MM | 1555006250 | Standalone | DE0506989 | As per HSA registered indication(s) except for radiolucent implants which should be used as follows:  in patients with primary or metastatic spinal tumours who would benefit from post-operative high dose high precision beam therapy upon appropriate and stringent patient selection;  Patient selection should be done via standardised assessment such as the neurological-oncological-mechanical systemic (NOMS) framework; and  The assessment should be carried out by a multidisciplinary team (MDT), which may be inclusive of, but not limited to, radiation oncologists, spine surgeons and interventional radiologists, among others.
Orthopaedics | Spine - Thoracolumbar (TL) and sacral surgery | TL and sacral fusion and fixation implant | TL rod | Medtronic | ROD 1555006260 5.5 CCM STRT PERC 260MM | 1555006260 | Standalone | DE0506989 | As per HSA registered indication(s) except for radiolucent implants which should be used as follows:  in patients with primary or metastatic spinal tumours who would benefit from post-operative high dose high precision beam therapy upon appropriate and stringent patient selection;  Patient selection should be done via standardised assessment such as the neurological-oncological-mechanical systemic (NOMS) framework; and  The assessment should be carried out by a multidisciplinary team (MDT), which may be inclusive of, but not limited to, radiation oncologists, spine surgeons and interventional radiologists, among others.
Orthopaedics | Spine - Thoracolumbar (TL) and sacral surgery | TL and sacral fusion and fixation implant | TL rod | Medtronic | ROD 1555006270 5.5 CCM STRT PERC 270MM | 1555006270 | Standalone | DE0506989 | As per HSA registered indication(s) except for radiolucent implants which should be used as follows:  in patients with primary or metastatic spinal tumours who would benefit from post-operative high dose high precision beam therapy upon appropriate and stringent patient selection;  Patient selection should be done via standardised assessment such as the neurological-oncological-mechanical systemic (NOMS) framework; and  The assessment should be carried out by a multidisciplinary team (MDT), which may be inclusive of, but not limited to, radiation oncologists, spine surgeons and interventional radiologists, among others.
Orthopaedics | Spine - Thoracolumbar (TL) and sacral surgery | TL and sacral fusion and fixation implant | TL rod | Medtronic | ROD 1555006280 5.5 CCM STRT PERC 280MM | 1555006280 | Standalone | DE0506989 | As per HSA registered indication(s) except for radiolucent implants which should be used as follows:  in patients with primary or metastatic spinal tumours who would benefit from post-operative high dose high precision beam therapy upon appropriate and stringent patient selection;  Patient selection should be done via standardised assessment such as the neurological-oncological-mechanical systemic (NOMS) framework; and  The assessment should be carried out by a multidisciplinary team (MDT), which may be inclusive of, but not limited to, radiation oncologists, spine surgeons and interventional radiologists, among others.
Orthopaedics | Spine - Thoracolumbar (TL) and sacral surgery | TL and sacral fusion and fixation implant | TL rod | Medtronic | ROD 1555006290 5.5 CCM STRT PERC 290MM | 1555006290 | Standalone | DE0506989 | As per HSA registered indication(s) except for radiolucent implants which should be used as follows:  in patients with primary or metastatic spinal tumours who would benefit from post-operative high dose high precision beam therapy upon appropriate and stringent patient selection;  Patient selection should be done via standardised assessment such as the neurological-oncological-mechanical systemic (NOMS) framework; and  The assessment should be carried out by a multidisciplinary team (MDT), which may be inclusive of, but not limited to, radiation oncologists, spine surgeons and interventional radiologists, among others.
Orthopaedics | Spine - Thoracolumbar (TL) and sacral surgery | TL and sacral fusion and fixation implant | TL rod | Medtronic | ROD 1555006300 5.5 CCM STRT PERC 300MM | 1555006300 | Standalone | DE0506989 | As per HSA registered indication(s) except for radiolucent implants which should be used as follows:  in patients with primary or metastatic spinal tumours who would benefit from post-operative high dose high precision beam therapy upon appropriate and stringent patient selection;  Patient selection should be done via standardised assessment such as the neurological-oncological-mechanical systemic (NOMS) framework; and  The assessment should be carried out by a multidisciplinary team (MDT), which may be inclusive of, but not limited to, radiation oncologists, spine surgeons and interventional radiologists, among others.
Orthopaedics | Spine - Thoracolumbar (TL) and sacral surgery | TL and sacral fusion and fixation implant | TL rod | Medtronic | ROD 1555006310 5.5 CCM STRT PERC 310MM | 1555006310 | Standalone | DE0506989 | As per HSA registered indication(s) except for radiolucent implants which should be used as follows:  in patients with primary or metastatic spinal tumours who would benefit from post-operative high dose high precision beam therapy upon appropriate and stringent patient selection;  Patient selection should be done via standardised assessment such as the neurological-oncological-mechanical systemic (NOMS) framework; and  The assessment should be carried out by a multidisciplinary team (MDT), which may be inclusive of, but not limited to, radiation oncologists, spine surgeons and interventional radiologists, among others.
Orthopaedics | Spine - Thoracolumbar (TL) and sacral surgery | TL and sacral fusion and fixation implant | TL rod | Medtronic | ROD 1555006320 5.5 CCM STRT PERC 320MM | 1555006320 | Standalone | DE0506989 | As per HSA registered indication(s) except for radiolucent implants which should be used as follows:  in patients with primary or metastatic spinal tumours who would benefit from post-operative high dose high precision beam therapy upon appropriate and stringent patient selection;  Patient selection should be done via standardised assessment such as the neurological-oncological-mechanical systemic (NOMS) framework; and  The assessment should be carried out by a multidisciplinary team (MDT), which may be inclusive of, but not limited to, radiation oncologists, spine surgeons and interventional radiologists, among others.
Orthopaedics | Spine - Thoracolumbar (TL) and sacral surgery | TL and sacral fusion and fixation implant | TL rod | Medtronic | ROD 1555006330 5.5 CCM STRT PERC 330MM | 1555006330 | Standalone | DE0506989 | As per HSA registered indication(s) except for radiolucent implants which should be used as follows:  in patients with primary or metastatic spinal tumours who would benefit from post-operative high dose high precision beam therapy upon appropriate and stringent patient selection;  Patient selection should be done via standardised assessment such as the neurological-oncological-mechanical systemic (NOMS) framework; and  The assessment should be carried out by a multidisciplinary team (MDT), which may be inclusive of, but not limited to, radiation oncologists, spine surgeons and interventional radiologists, among others.
Orthopaedics | Spine - Thoracolumbar (TL) and sacral surgery | TL and sacral fusion and fixation implant | TL rod | Medtronic | ROD 1555006340 5.5 CCM STRT PERC 340MM | 1555006340 | Standalone | DE0506989 | As per HSA registered indication(s) except for radiolucent implants which should be used as follows:  in patients with primary or metastatic spinal tumours who would benefit from post-operative high dose high precision beam therapy upon appropriate and stringent patient selection;  Patient selection should be done via standardised assessment such as the neurological-oncological-mechanical systemic (NOMS) framework; and  The assessment should be carried out by a multidisciplinary team (MDT), which may be inclusive of, but not limited to, radiation oncologists, spine surgeons and interventional radiologists, among others.
Orthopaedics | Spine - Thoracolumbar (TL) and sacral surgery | TL and sacral fusion and fixation implant | TL rod | Medtronic | ROD 1555006350 5.5 CCM STRT PERC 350MM | 1555006350 | Standalone | DE0506989 | As per HSA registered indication(s) except for radiolucent implants which should be used as follows:  in patients with primary or metastatic spinal tumours who would benefit from post-operative high dose high precision beam therapy upon appropriate and stringent patient selection;  Patient selection should be done via standardised assessment such as the neurological-oncological-mechanical systemic (NOMS) framework; and  The assessment should be carried out by a multidisciplinary team (MDT), which may be inclusive of, but not limited to, radiation oncologists, spine surgeons and interventional radiologists, among others.
Orthopaedics | Spine - Thoracolumbar (TL) and sacral surgery | TL and sacral fusion and fixation implant | TL rod | Medtronic | ROD 1555006360 5.5 CCM STRT PERC 360MM | 1555006360 | Standalone | DE0506989 | As per HSA registered indication(s) except for radiolucent implants which should be used as follows:  in patients with primary or metastatic spinal tumours who would benefit from post-operative high dose high precision beam therapy upon appropriate and stringent patient selection;  Patient selection should be done via standardised assessment such as the neurological-oncological-mechanical systemic (NOMS) framework; and  The assessment should be carried out by a multidisciplinary team (MDT), which may be inclusive of, but not limited to, radiation oncologists, spine surgeons and interventional radiologists, among others.
Orthopaedics | Spine - Thoracolumbar (TL) and sacral surgery | TL and sacral fusion and fixation implant | TL rod | Medtronic | ROD 1555006370 5.5 CCM STRT PERC 370MM | 1555006370 | Standalone | DE0506989 | As per HSA registered indication(s) except for radiolucent implants which should be used as follows:  in patients with primary or metastatic spinal tumours who would benefit from post-operative high dose high precision beam therapy upon appropriate and stringent patient selection;  Patient selection should be done via standardised assessment such as the neurological-oncological-mechanical systemic (NOMS) framework; and  The assessment should be carried out by a multidisciplinary team (MDT), which may be inclusive of, but not limited to, radiation oncologists, spine surgeons and interventional radiologists, among others.
Orthopaedics | Spine - Thoracolumbar (TL) and sacral surgery | TL and sacral fusion and fixation implant | TL rod | Medtronic | ROD 1555006380 5.5 CCM STRT PERC 380MM | 1555006380 | Standalone | DE0506989 | As per HSA registered indication(s) except for radiolucent implants which should be used as follows:  in patients with primary or metastatic spinal tumours who would benefit from post-operative high dose high precision beam therapy upon appropriate and stringent patient selection;  Patient selection should be done via standardised assessment such as the neurological-oncological-mechanical systemic (NOMS) framework; and  The assessment should be carried out by a multidisciplinary team (MDT), which may be inclusive of, but not limited to, radiation oncologists, spine surgeons and interventional radiologists, among others.
Orthopaedics | Spine - Thoracolumbar (TL) and sacral surgery | TL and sacral fusion and fixation implant | TL rod | Medtronic | ROD 1555006390 5.5 CCM STRT PERC 390MM | 1555006390 | Standalone | DE0506989 | As per HSA registered indication(s) except for radiolucent implants which should be used as follows:  in patients with primary or metastatic spinal tumours who would benefit from post-operative high dose high precision beam therapy upon appropriate and stringent patient selection;  Patient selection should be done via standardised assessment such as the neurological-oncological-mechanical systemic (NOMS) framework; and  The assessment should be carried out by a multidisciplinary team (MDT), which may be inclusive of, but not limited to, radiation oncologists, spine surgeons and interventional radiologists, among others.
Orthopaedics | Spine - Thoracolumbar (TL) and sacral surgery | TL and sacral fusion and fixation implant | TL rod | Medtronic | ROD 1555006400 5.5 CCM STRT PERC 400MM | 1555006400 | Standalone | DE0506989 | As per HSA registered indication(s) except for radiolucent implants which should be used as follows:  in patients with primary or metastatic spinal tumours who would benefit from post-operative high dose high precision beam therapy upon appropriate and stringent patient selection;  Patient selection should be done via standardised assessment such as the neurological-oncological-mechanical systemic (NOMS) framework; and  The assessment should be carried out by a multidisciplinary team (MDT), which may be inclusive of, but not limited to, radiation oncologists, spine surgeons and interventional radiologists, among others.
Orthopaedics | Spine - Thoracolumbar (TL) and sacral surgery | TL and sacral fusion and fixation implant | TL rod | Medtronic | ROD 1555006500 5.5 CCM STRT PERC 500MM | 1555006500 | Standalone | DE0506989 | As per HSA registered indication(s) except for radiolucent implants which should be used as follows:  in patients with primary or metastatic spinal tumours who would benefit from post-operative high dose high precision beam therapy upon appropriate and stringent patient selection;  Patient selection should be done via standardised assessment such as the neurological-oncological-mechanical systemic (NOMS) framework; and  The assessment should be carried out by a multidisciplinary team (MDT), which may be inclusive of, but not limited to, radiation oncologists, spine surgeons and interventional radiologists, among others.
Orthopaedics | Spine - Thoracolumbar (TL) and sacral surgery | TL and sacral fusion and fixation implant | TL rod | MEDTRONIC | ROD 1555200500 5.5MM CCM LINED 500MM | 1555200500 | Standalone | DE0008698 | As per HSA registered indication(s) except for radiolucent implants which should be used as follows:  in patients with primary or metastatic spinal tumours who would benefit from post-operative high dose high precision beam therapy upon appropriate and stringent patient selection;  Patient selection should be done via standardised assessment such as the neurological-oncological-mechanical systemic (NOMS) framework; and  The assessment should be carried out by a multidisciplinary team (MDT), which may be inclusive of, but not limited to, radiation oncologists, spine surgeons and interventional radiologists, among others.
Orthopaedics | Spine - Thoracolumbar (TL) and sacral surgery | TL and sacral fusion and fixation implant | TL rod | MEDTRONIC | ROD 1555501030 5.5 CCM NS CURV 30MM | 1555501030 | Standalone | DE0008698 | As per HSA registered indication(s) except for radiolucent implants which should be used as follows:  in patients with primary or metastatic spinal tumours who would benefit from post-operative high dose high precision beam therapy upon appropriate and stringent patient selection;  Patient selection should be done via standardised assessment such as the neurological-oncological-mechanical systemic (NOMS) framework; and  The assessment should be carried out by a multidisciplinary team (MDT), which may be inclusive of, but not limited to, radiation oncologists, spine surgeons and interventional radiologists, among others.
Orthopaedics | Spine - Thoracolumbar (TL) and sacral surgery | TL and sacral fusion and fixation implant | TL rod | MEDTRONIC | ROD 1555501035 5.5 CCM NS CURV 35MM | 1555501035 | Standalone | DE0008698 | As per HSA registered indication(s) except for radiolucent implants which should be used as follows:  in patients with primary or metastatic spinal tumours who would benefit from post-operative high dose high precision beam therapy upon appropriate and stringent patient selection;  Patient selection should be done via standardised assessment such as the neurological-oncological-mechanical systemic (NOMS) framework; and  The assessment should be carried out by a multidisciplinary team (MDT), which may be inclusive of, but not limited to, radiation oncologists, spine surgeons and interventional radiologists, among others.
Orthopaedics | Spine - Thoracolumbar (TL) and sacral surgery | TL and sacral fusion and fixation implant | TL rod | MEDTRONIC | ROD 1555501040 5.5 CCM NS CURV 40MM | 1555501040 | Standalone | DE0008698 | As per HSA registered indication(s) except for radiolucent implants which should be used as follows:  in patients with primary or metastatic spinal tumours who would benefit from post-operative high dose high precision beam therapy upon appropriate and stringent patient selection;  Patient selection should be done via standardised assessment such as the neurological-oncological-mechanical systemic (NOMS) framework; and  The assessment should be carried out by a multidisciplinary team (MDT), which may be inclusive of, but not limited to, radiation oncologists, spine surgeons and interventional radiologists, among others.
Orthopaedics | Spine - Thoracolumbar (TL) and sacral surgery | TL and sacral fusion and fixation implant | TL rod | MEDTRONIC | ROD 1555501045 5.5 CCM NS CURV 45MM | 1555501045 | Standalone | DE0008698 | As per HSA registered indication(s) except for radiolucent implants which should be used as follows:  in patients with primary or metastatic spinal tumours who would benefit from post-operative high dose high precision beam therapy upon appropriate and stringent patient selection;  Patient selection should be done via standardised assessment such as the neurological-oncological-mechanical systemic (NOMS) framework; and  The assessment should be carried out by a multidisciplinary team (MDT), which may be inclusive of, but not limited to, radiation oncologists, spine surgeons and interventional radiologists, among others.
Orthopaedics | Spine - Thoracolumbar (TL) and sacral surgery | TL and sacral fusion and fixation implant | TL rod | MEDTRONIC | ROD 1555501050 5.5 CCM NS CURV 50MM | 1555501050 | Standalone | DE0008698 | As per HSA registered indication(s) except for radiolucent implants which should be used as follows:  in patients with primary or metastatic spinal tumours who would benefit from post-operative high dose high precision beam therapy upon appropriate and stringent patient selection;  Patient selection should be done via standardised assessment such as the neurological-oncological-mechanical systemic (NOMS) framework; and  The assessment should be carried out by a multidisciplinary team (MDT), which may be inclusive of, but not limited to, radiation oncologists, spine surgeons and interventional radiologists, among others.
Orthopaedics | Spine - Thoracolumbar (TL) and sacral surgery | TL and sacral fusion and fixation implant | TL rod | MEDTRONIC | ROD 1555501055 5.5 CCM NS CURV 55MM | 1555501055 | Standalone | DE0008698 | As per HSA registered indication(s) except for radiolucent implants which should be used as follows:  in patients with primary or metastatic spinal tumours who would benefit from post-operative high dose high precision beam therapy upon appropriate and stringent patient selection;  Patient selection should be done via standardised assessment such as the neurological-oncological-mechanical systemic (NOMS) framework; and  The assessment should be carried out by a multidisciplinary team (MDT), which may be inclusive of, but not limited to, radiation oncologists, spine surgeons and interventional radiologists, among others.
Orthopaedics | Spine - Thoracolumbar (TL) and sacral surgery | TL and sacral fusion and fixation implant | TL rod | MEDTRONIC | ROD 1555501060 5.5 CCM NS CURV 60MM | 1555501060 | Standalone | DE0008698 | As per HSA registered indication(s) except for radiolucent implants which should be used as follows:  in patients with primary or metastatic spinal tumours who would benefit from post-operative high dose high precision beam therapy upon appropriate and stringent patient selection;  Patient selection should be done via standardised assessment such as the neurological-oncological-mechanical systemic (NOMS) framework; and  The assessment should be carried out by a multidisciplinary team (MDT), which may be inclusive of, but not limited to, radiation oncologists, spine surgeons and interventional radiologists, among others.
Orthopaedics | Spine - Thoracolumbar (TL) and sacral surgery | TL and sacral fusion and fixation implant | TL rod | MEDTRONIC | ROD 1555501070 5.5 CCM NS CURV 70MM | 1555501070 | Standalone | DE0008698 | As per HSA registered indication(s) except for radiolucent implants which should be used as follows:  in patients with primary or metastatic spinal tumours who would benefit from post-operative high dose high precision beam therapy upon appropriate and stringent patient selection;  Patient selection should be done via standardised assessment such as the neurological-oncological-mechanical systemic (NOMS) framework; and  The assessment should be carried out by a multidisciplinary team (MDT), which may be inclusive of, but not limited to, radiation oncologists, spine surgeons and interventional radiologists, among others.
Orthopaedics | Spine - Thoracolumbar (TL) and sacral surgery | TL and sacral fusion and fixation implant | TL rod | MEDTRONIC | ROD 1555501080 5.5 CCM NS CURV 80MM | 1555501080 | Standalone | DE0008698 | As per HSA registered indication(s) except for radiolucent implants which should be used as follows:  in patients with primary or metastatic spinal tumours who would benefit from post-operative high dose high precision beam therapy upon appropriate and stringent patient selection;  Patient selection should be done via standardised assessment such as the neurological-oncological-mechanical systemic (NOMS) framework; and  The assessment should be carried out by a multidisciplinary team (MDT), which may be inclusive of, but not limited to, radiation oncologists, spine surgeons and interventional radiologists, among others.
Orthopaedics | Spine - Thoracolumbar (TL) and sacral surgery | TL and sacral fusion and fixation implant | TL rod | MEDTRONIC | ROD 1555501090 5.5 CCM NS CURV 90MM | 1555501090 | Standalone | DE0008698 | As per HSA registered indication(s) except for radiolucent implants which should be used as follows:  in patients with primary or metastatic spinal tumours who would benefit from post-operative high dose high precision beam therapy upon appropriate and stringent patient selection;  Patient selection should be done via standardised assessment such as the neurological-oncological-mechanical systemic (NOMS) framework; and  The assessment should be carried out by a multidisciplinary team (MDT), which may be inclusive of, but not limited to, radiation oncologists, spine surgeons and interventional radiologists, among others.
Orthopaedics | Spine - Thoracolumbar (TL) and sacral surgery | TL and sacral fusion and fixation implant | TL rod | MEDTRONIC | ROD 1555501100 5.5 CCM NS CURV 100MM | 1555501100 | Standalone | DE0008698 | As per HSA registered indication(s) except for radiolucent implants which should be used as follows:  in patients with primary or metastatic spinal tumours who would benefit from post-operative high dose high precision beam therapy upon appropriate and stringent patient selection;  Patient selection should be done via standardised assessment such as the neurological-oncological-mechanical systemic (NOMS) framework; and  The assessment should be carried out by a multidisciplinary team (MDT), which may be inclusive of, but not limited to, radiation oncologists, spine surgeons and interventional radiologists, among others.
Orthopaedics | Spine - Thoracolumbar (TL) and sacral surgery | TL and sacral fusion and fixation implant | TL rod | MEDTRONIC | ROD 1555501110 5.5 CCM NS CURV 110MM | 1555501110 | Standalone | DE0008698 | As per HSA registered indication(s) except for radiolucent implants which should be used as follows:  in patients with primary or metastatic spinal tumours who would benefit from post-operative high dose high precision beam therapy upon appropriate and stringent patient selection;  Patient selection should be done via standardised assessment such as the neurological-oncological-mechanical systemic (NOMS) framework; and  The assessment should be carried out by a multidisciplinary team (MDT), which may be inclusive of, but not limited to, radiation oncologists, spine surgeons and interventional radiologists, among others.
Orthopaedics | Spine - Thoracolumbar (TL) and sacral surgery | TL and sacral fusion and fixation implant | TL rod | MEDTRONIC | ROD 1555501120 5.5 CCM NS CURV 120MM | 1555501120 | Standalone | DE0008698 | As per HSA registered indication(s) except for radiolucent implants which should be used as follows:  in patients with primary or metastatic spinal tumours who would benefit from post-operative high dose high precision beam therapy upon appropriate and stringent patient selection;  Patient selection should be done via standardised assessment such as the neurological-oncological-mechanical systemic (NOMS) framework; and  The assessment should be carried out by a multidisciplinary team (MDT), which may be inclusive of, but not limited to, radiation oncologists, spine surgeons and interventional radiologists, among others.
Orthopaedics | Spine - Thoracolumbar (TL) and sacral surgery | TL and sacral fusion and fixation implant | TL rod | MEDTRONIC | ROD 1556200500 5.5CHROMALOYPLUS500STRGHT | 1556200500 | Standalone | DE0008698 | As per HSA registered indication(s) except for radiolucent implants which should be used as follows:  in patients with primary or metastatic spinal tumours who would benefit from post-operative high dose high precision beam therapy upon appropriate and stringent patient selection;  Patient selection should be done via standardised assessment such as the neurological-oncological-mechanical systemic (NOMS) framework; and  The assessment should be carried out by a multidisciplinary team (MDT), which may be inclusive of, but not limited to, radiation oncologists, spine surgeons and interventional radiologists, among others.
Orthopaedics | Spine - Thoracolumbar (TL) and sacral surgery | TL and sacral fusion and fixation implant | TL rod | MEDTRONIC | ROD 1605501030 6.0 CCM NS CURV 30MM | 1605501030 | Standalone | DE0008698 | As per HSA registered indication(s) except for radiolucent implants which should be used as follows:  in patients with primary or metastatic spinal tumours who would benefit from post-operative high dose high precision beam therapy upon appropriate and stringent patient selection;  Patient selection should be done via standardised assessment such as the neurological-oncological-mechanical systemic (NOMS) framework; and  The assessment should be carried out by a multidisciplinary team (MDT), which may be inclusive of, but not limited to, radiation oncologists, spine surgeons and interventional radiologists, among others.
Orthopaedics | Spine - Thoracolumbar (TL) and sacral surgery | TL and sacral fusion and fixation implant | TL rod | MEDTRONIC | ROD 1605501035 6.0 CCM NS CURV 35MM | 1605501035 | Standalone | DE0008698 | As per HSA registered indication(s) except for radiolucent implants which should be used as follows:  in patients with primary or metastatic spinal tumours who would benefit from post-operative high dose high precision beam therapy upon appropriate and stringent patient selection;  Patient selection should be done via standardised assessment such as the neurological-oncological-mechanical systemic (NOMS) framework; and  The assessment should be carried out by a multidisciplinary team (MDT), which may be inclusive of, but not limited to, radiation oncologists, spine surgeons and interventional radiologists, among others.
Orthopaedics | Spine - Thoracolumbar (TL) and sacral surgery | TL and sacral fusion and fixation implant | TL rod | MEDTRONIC | ROD 1605501040 6.0 CCM NS CURV 40MM | 1605501040 | Standalone | DE0008698 | As per HSA registered indication(s) except for radiolucent implants which should be used as follows:  in patients with primary or metastatic spinal tumours who would benefit from post-operative high dose high precision beam therapy upon appropriate and stringent patient selection;  Patient selection should be done via standardised assessment such as the neurological-oncological-mechanical systemic (NOMS) framework; and  The assessment should be carried out by a multidisciplinary team (MDT), which may be inclusive of, but not limited to, radiation oncologists, spine surgeons and interventional radiologists, among others.
Orthopaedics | Spine - Thoracolumbar (TL) and sacral surgery | TL and sacral fusion and fixation implant | TL rod | MEDTRONIC | ROD 1605501045 6.0 CCM NS CURV 45MM | 1605501045 | Standalone | DE0008698 | As per HSA registered indication(s) except for radiolucent implants which should be used as follows:  in patients with primary or metastatic spinal tumours who would benefit from post-operative high dose high precision beam therapy upon appropriate and stringent patient selection;  Patient selection should be done via standardised assessment such as the neurological-oncological-mechanical systemic (NOMS) framework; and  The assessment should be carried out by a multidisciplinary team (MDT), which may be inclusive of, but not limited to, radiation oncologists, spine surgeons and interventional radiologists, among others.
Orthopaedics | Spine - Thoracolumbar (TL) and sacral surgery | TL and sacral fusion and fixation implant | TL rod | MEDTRONIC | ROD 1605501050 6.0 CCM NS CURV 50MM | 1605501050 | Standalone | DE0008698 | As per HSA registered indication(s) except for radiolucent implants which should be used as follows:  in patients with primary or metastatic spinal tumours who would benefit from post-operative high dose high precision beam therapy upon appropriate and stringent patient selection;  Patient selection should be done via standardised assessment such as the neurological-oncological-mechanical systemic (NOMS) framework; and  The assessment should be carried out by a multidisciplinary team (MDT), which may be inclusive of, but not limited to, radiation oncologists, spine surgeons and interventional radiologists, among others.
Orthopaedics | Spine - Thoracolumbar (TL) and sacral surgery | TL and sacral fusion and fixation implant | TL rod | MEDTRONIC | ROD 1605501055 6.0 CCM NS CURV 55MM | 1605501055 | Standalone | DE0008698 | As per HSA registered indication(s) except for radiolucent implants which should be used as follows:  in patients with primary or metastatic spinal tumours who would benefit from post-operative high dose high precision beam therapy upon appropriate and stringent patient selection;  Patient selection should be done via standardised assessment such as the neurological-oncological-mechanical systemic (NOMS) framework; and  The assessment should be carried out by a multidisciplinary team (MDT), which may be inclusive of, but not limited to, radiation oncologists, spine surgeons and interventional radiologists, among others.
Orthopaedics | Spine - Thoracolumbar (TL) and sacral surgery | TL and sacral fusion and fixation implant | TL rod | MEDTRONIC | ROD 1605501060 6.0 CCM NS CURV 60MM | 1605501060 | Standalone | DE0008698 | As per HSA registered indication(s) except for radiolucent implants which should be used as follows:  in patients with primary or metastatic spinal tumours who would benefit from post-operative high dose high precision beam therapy upon appropriate and stringent patient selection;  Patient selection should be done via standardised assessment such as the neurological-oncological-mechanical systemic (NOMS) framework; and  The assessment should be carried out by a multidisciplinary team (MDT), which may be inclusive of, but not limited to, radiation oncologists, spine surgeons and interventional radiologists, among others.
Orthopaedics | Spine - Thoracolumbar (TL) and sacral surgery | TL and sacral fusion and fixation implant | TL rod | MEDTRONIC | ROD 1605501065 6.0 CCM NS CURV 65MM | 1605501065 | Standalone | DE0008698 | As per HSA registered indication(s) except for radiolucent implants which should be used as follows:  in patients with primary or metastatic spinal tumours who would benefit from post-operative high dose high precision beam therapy upon appropriate and stringent patient selection;  Patient selection should be done via standardised assessment such as the neurological-oncological-mechanical systemic (NOMS) framework; and  The assessment should be carried out by a multidisciplinary team (MDT), which may be inclusive of, but not limited to, radiation oncologists, spine surgeons and interventional radiologists, among others.
Orthopaedics | Spine - Thoracolumbar (TL) and sacral surgery | TL and sacral fusion and fixation implant | TL rod | MEDTRONIC | ROD 1605501070 6.0 CCM NS CURV 70MM | 1605501070 | Standalone | DE0008698 | As per HSA registered indication(s) except for radiolucent implants which should be used as follows:  in patients with primary or metastatic spinal tumours who would benefit from post-operative high dose high precision beam therapy upon appropriate and stringent patient selection;  Patient selection should be done via standardised assessment such as the neurological-oncological-mechanical systemic (NOMS) framework; and  The assessment should be carried out by a multidisciplinary team (MDT), which may be inclusive of, but not limited to, radiation oncologists, spine surgeons and interventional radiologists, among others.
Orthopaedics | Spine - Thoracolumbar (TL) and sacral surgery | TL and sacral fusion and fixation implant | TL rod | MEDTRONIC | ROD 1605501075 6.0 CCM NS CURV 75MM | 1605501075 | Standalone | DE0008698 | As per HSA registered indication(s) except for radiolucent implants which should be used as follows:  in patients with primary or metastatic spinal tumours who would benefit from post-operative high dose high precision beam therapy upon appropriate and stringent patient selection;  Patient selection should be done via standardised assessment such as the neurological-oncological-mechanical systemic (NOMS) framework; and  The assessment should be carried out by a multidisciplinary team (MDT), which may be inclusive of, but not limited to, radiation oncologists, spine surgeons and interventional radiologists, among others.
Orthopaedics | Spine - Thoracolumbar (TL) and sacral surgery | TL and sacral fusion and fixation implant | TL rod | MEDTRONIC | ROD 1605501080 6.0 CCM NS CURV 80MM | 1605501080 | Standalone | DE0008698 | As per HSA registered indication(s) except for radiolucent implants which should be used as follows:  in patients with primary or metastatic spinal tumours who would benefit from post-operative high dose high precision beam therapy upon appropriate and stringent patient selection;  Patient selection should be done via standardised assessment such as the neurological-oncological-mechanical systemic (NOMS) framework; and  The assessment should be carried out by a multidisciplinary team (MDT), which may be inclusive of, but not limited to, radiation oncologists, spine surgeons and interventional radiologists, among others.
Orthopaedics | Spine - Thoracolumbar (TL) and sacral surgery | TL and sacral fusion and fixation implant | TL rod | MEDTRONIC | ROD 1605501085 6.0 CCM NS CURV 85MM | 1605501085 | Standalone | DE0008698 | As per HSA registered indication(s) except for radiolucent implants which should be used as follows:  in patients with primary or metastatic spinal tumours who would benefit from post-operative high dose high precision beam therapy upon appropriate and stringent patient selection;  Patient selection should be done via standardised assessment such as the neurological-oncological-mechanical systemic (NOMS) framework; and  The assessment should be carried out by a multidisciplinary team (MDT), which may be inclusive of, but not limited to, radiation oncologists, spine surgeons and interventional radiologists, among others.
Orthopaedics | Spine - Thoracolumbar (TL) and sacral surgery | TL and sacral fusion and fixation implant | TL rod | MEDTRONIC | ROD 1605501090 6.0 CCM NS CURV 90MM | 1605501090 | Standalone | DE0008698 | As per HSA registered indication(s) except for radiolucent implants which should be used as follows:  in patients with primary or metastatic spinal tumours who would benefit from post-operative high dose high precision beam therapy upon appropriate and stringent patient selection;  Patient selection should be done via standardised assessment such as the neurological-oncological-mechanical systemic (NOMS) framework; and  The assessment should be carried out by a multidisciplinary team (MDT), which may be inclusive of, but not limited to, radiation oncologists, spine surgeons and interventional radiologists, among others.
Orthopaedics | Spine - Thoracolumbar (TL) and sacral surgery | TL and sacral fusion and fixation implant | TL rod | MEDTRONIC | ROD 1605501095 6.0 CCM NS CURV 95MM | 1605501095 | Standalone | DE0008698 | As per HSA registered indication(s) except for radiolucent implants which should be used as follows:  in patients with primary or metastatic spinal tumours who would benefit from post-operative high dose high precision beam therapy upon appropriate and stringent patient selection;  Patient selection should be done via standardised assessment such as the neurological-oncological-mechanical systemic (NOMS) framework; and  The assessment should be carried out by a multidisciplinary team (MDT), which may be inclusive of, but not limited to, radiation oncologists, spine surgeons and interventional radiologists, among others.
Orthopaedics | Spine - Thoracolumbar (TL) and sacral surgery | TL and sacral fusion and fixation implant | TL rod | MEDTRONIC | ROD 1605501100 6.0 CCM NS CURV 100MM | 1605501100 | Standalone | DE0008698 | As per HSA registered indication(s) except for radiolucent implants which should be used as follows:  in patients with primary or metastatic spinal tumours who would benefit from post-operative high dose high precision beam therapy upon appropriate and stringent patient selection;  Patient selection should be done via standardised assessment such as the neurological-oncological-mechanical systemic (NOMS) framework; and  The assessment should be carried out by a multidisciplinary team (MDT), which may be inclusive of, but not limited to, radiation oncologists, spine surgeons and interventional radiologists, among others.
Orthopaedics | Spine - Thoracolumbar (TL) and sacral surgery | TL and sacral fusion and fixation implant | TL rod | MEDTRONIC | ROD 1605501105 6.0 CCM NS CURV 105MM | 1605501105 | Standalone | DE0008698 | As per HSA registered indication(s) except for radiolucent implants which should be used as follows:  in patients with primary or metastatic spinal tumours who would benefit from post-operative high dose high precision beam therapy upon appropriate and stringent patient selection;  Patient selection should be done via standardised assessment such as the neurological-oncological-mechanical systemic (NOMS) framework; and  The assessment should be carried out by a multidisciplinary team (MDT), which may be inclusive of, but not limited to, radiation oncologists, spine surgeons and interventional radiologists, among others.
Orthopaedics | Spine - Thoracolumbar (TL) and sacral surgery | TL and sacral fusion and fixation implant | TL rod | MEDTRONIC | ROD 1605501110 6.0 CCM NS CURV 110MM | 1605501110 | Standalone | DE0008698 | As per HSA registered indication(s) except for radiolucent implants which should be used as follows:  in patients with primary or metastatic spinal tumours who would benefit from post-operative high dose high precision beam therapy upon appropriate and stringent patient selection;  Patient selection should be done via standardised assessment such as the neurological-oncological-mechanical systemic (NOMS) framework; and  The assessment should be carried out by a multidisciplinary team (MDT), which may be inclusive of, but not limited to, radiation oncologists, spine surgeons and interventional radiologists, among others.
Orthopaedics | Spine - Thoracolumbar (TL) and sacral surgery | TL and sacral fusion and fixation implant | TL rod | MEDTRONIC | ROD 1605501115 6.0 CCM NS CURV 115MM | 1605501115 | Standalone | DE0008698 | As per HSA registered indication(s) except for radiolucent implants which should be used as follows:  in patients with primary or metastatic spinal tumours who would benefit from post-operative high dose high precision beam therapy upon appropriate and stringent patient selection;  Patient selection should be done via standardised assessment such as the neurological-oncological-mechanical systemic (NOMS) framework; and  The assessment should be carried out by a multidisciplinary team (MDT), which may be inclusive of, but not limited to, radiation oncologists, spine surgeons and interventional radiologists, among others.
Orthopaedics | Spine - Thoracolumbar (TL) and sacral surgery | TL and sacral fusion and fixation implant | TL rod | MEDTRONIC | ROD 1605501120 6.0 CCM NS CURV 120MM | 1605501120 | Standalone | DE0008698 | As per HSA registered indication(s) except for radiolucent implants which should be used as follows:  in patients with primary or metastatic spinal tumours who would benefit from post-operative high dose high precision beam therapy upon appropriate and stringent patient selection;  Patient selection should be done via standardised assessment such as the neurological-oncological-mechanical systemic (NOMS) framework; and  The assessment should be carried out by a multidisciplinary team (MDT), which may be inclusive of, but not limited to, radiation oncologists, spine surgeons and interventional radiologists, among others.
Orthopaedics | Spine - Occipito-cervical (OC) surgery | OC fusion and fixation implant | OC rod | MEDTRONIC | ROD 3.2X240MM TI | 3602240 | Standalone | DE0503898 | As per HSA registered indication(s)
Orthopaedics | Spine - Occipito-cervical (OC) surgery | OC fusion and fixation implant | OC rod | MEDTRONIC | ROD 3.5 PRECURV CHROMALOY PL 200 | 3600211 | Standalone | DE0503898 | As per HSA registered indication(s)
Orthopaedics | Spine - Occipito-cervical (OC) surgery | OC fusion and fixation implant | OC rod | MEDTRONIC | ROD 3.5 X 200MM PRE CURVED ROD | 3600201 | Standalone | DE0503898 | As per HSA registered indication(s)
Orthopaedics | Spine - Occipito-cervical (OC) surgery | OC fusion and fixation implant | OC rod | MEDTRONIC | ROD 3.5MM CHROMALOY PLUS 300MM | G7750088 | Standalone | DE0503898 | As per HSA registered indication(s)
Orthopaedics | Spine - Occipito-cervical (OC) surgery | OC fusion and fixation implant | OC rod | MEDTRONIC | ROD 3.5MM X 240MM | 3605240 | Standalone | DE0503898 | As per HSA registered indication(s)
Orthopaedics | Spine - Occipito-cervical (OC) surgery | OC fusion and fixation implant | OC rod | MEDTRONIC | ROD 3600200 OC ADJUSTABLE TI 3.5 X 200 | 3600200 | Standalone | DE0503897 | As per HSA registered indication(s)
Orthopaedics | Spine - Occipito-cervical (OC) surgery | OC fusion and fixation implant | OC rod | MEDTRONIC | ROD 3600210 OC ADJUSTABLE CCM 3.5 X 200 | 3600210 | Standalone | DE0503897 | As per HSA registered indication(s)
Orthopaedics | Spine - Occipito-cervical (OC) surgery | OC fusion and fixation implant | OC rod | MEDTRONIC | ROD 3603706 TAPERED 3.5/4.75MM X 420MM | 3603706 | Standalone | DE0503898 | As per HSA registered indication(s)
Orthopaedics | Spine - Occipito-cervical (OC) surgery | OC fusion and fixation implant | OC rod | MEDTRONIC | ROD 3603707 TAPERED 3.5/5.5MM X 420MM | 3603707 | Standalone | DE0503898 | As per HSA registered indication(s)
Orthopaedics | Spine - Occipito-cervical (OC) surgery | OC fusion and fixation implant | OC rod | MEDTRONIC | ROD 3603806 TAPERED 3.5/4.75 X 420MM CCM | 3603806 | Standalone | DE0503898 | As per HSA registered indication(s)
Orthopaedics | Spine - Occipito-cervical (OC) surgery | OC fusion and fixation implant | OC rod | MEDTRONIC | ROD 3603807 TAPERED 3.5/5.5 X 420MM CCM | 3603807 | Standalone | DE0503898 | As per HSA registered indication(s)
Orthopaedics | Spine - Thoracolumbar (TL) and sacral surgery | TL and sacral fusion and fixation implant | TL rod | MEDTRONIC | ROD 5.5 CCM NS CURV 105MM | 1555501105 | Standalone | DE0008698 | As per HSA registered indication(s) except for radiolucent implants which should be used as follows:  in patients with primary or metastatic spinal tumours who would benefit from post-operative high dose high precision beam therapy upon appropriate and stringent patient selection;  Patient selection should be done via standardised assessment such as the neurological-oncological-mechanical systemic (NOMS) framework; and  The assessment should be carried out by a multidisciplinary team (MDT), which may be inclusive of, but not limited to, radiation oncologists, spine surgeons and interventional radiologists, among others.
Orthopaedics | Spine - Thoracolumbar (TL) and sacral surgery | TL and sacral fusion and fixation implant | TL rod | MEDTRONIC | ROD 5.5 CCM NS CURV 115MM | 1555501115 | Standalone | DE0008698 | As per HSA registered indication(s) except for radiolucent implants which should be used as follows:  in patients with primary or metastatic spinal tumours who would benefit from post-operative high dose high precision beam therapy upon appropriate and stringent patient selection;  Patient selection should be done via standardised assessment such as the neurological-oncological-mechanical systemic (NOMS) framework; and  The assessment should be carried out by a multidisciplinary team (MDT), which may be inclusive of, but not limited to, radiation oncologists, spine surgeons and interventional radiologists, among others.
Orthopaedics | Spine - Thoracolumbar (TL) and sacral surgery | TL and sacral fusion and fixation implant | TL rod | MEDTRONIC | ROD 5.5 CCM NS CURV 65MM | 1555501065 | Standalone | DE0008698 | As per HSA registered indication(s) except for radiolucent implants which should be used as follows:  in patients with primary or metastatic spinal tumours who would benefit from post-operative high dose high precision beam therapy upon appropriate and stringent patient selection;  Patient selection should be done via standardised assessment such as the neurological-oncological-mechanical systemic (NOMS) framework; and  The assessment should be carried out by a multidisciplinary team (MDT), which may be inclusive of, but not limited to, radiation oncologists, spine surgeons and interventional radiologists, among others.
Orthopaedics | Spine - Thoracolumbar (TL) and sacral surgery | TL and sacral fusion and fixation implant | TL rod | MEDTRONIC | ROD 5.5 CCM NS CURV 75MM | 1555501075 | Standalone | DE0008698 | As per HSA registered indication(s) except for radiolucent implants which should be used as follows:  in patients with primary or metastatic spinal tumours who would benefit from post-operative high dose high precision beam therapy upon appropriate and stringent patient selection;  Patient selection should be done via standardised assessment such as the neurological-oncological-mechanical systemic (NOMS) framework; and  The assessment should be carried out by a multidisciplinary team (MDT), which may be inclusive of, but not limited to, radiation oncologists, spine surgeons and interventional radiologists, among others.
Orthopaedics | Spine - Thoracolumbar (TL) and sacral surgery | TL and sacral fusion and fixation implant | TL rod | MEDTRONIC | ROD 5.5 CCM NS CURV 85MM | 1555501085 | Standalone | DE0008698 | As per HSA registered indication(s) except for radiolucent implants which should be used as follows:  in patients with primary or metastatic spinal tumours who would benefit from post-operative high dose high precision beam therapy upon appropriate and stringent patient selection;  Patient selection should be done via standardised assessment such as the neurological-oncological-mechanical systemic (NOMS) framework; and  The assessment should be carried out by a multidisciplinary team (MDT), which may be inclusive of, but not limited to, radiation oncologists, spine surgeons and interventional radiologists, among others.
Orthopaedics | Spine - Thoracolumbar (TL) and sacral surgery | TL and sacral fusion and fixation implant | TL rod | MEDTRONIC | ROD 5.5 CCM NS CURV 95MM | 1555501095 | Standalone | DE0008698 | As per HSA registered indication(s) except for radiolucent implants which should be used as follows:  in patients with primary or metastatic spinal tumours who would benefit from post-operative high dose high precision beam therapy upon appropriate and stringent patient selection;  Patient selection should be done via standardised assessment such as the neurological-oncological-mechanical systemic (NOMS) framework; and  The assessment should be carried out by a multidisciplinary team (MDT), which may be inclusive of, but not limited to, radiation oncologists, spine surgeons and interventional radiologists, among others.
Orthopaedics | Spine - Thoracolumbar (TL) and sacral surgery | TL and sacral fusion and fixation implant | TL rod | MEDTRONIC | ROD 641000030 30MM PERC ROD 4.75MM CCM | 641000030 | Standalone | DE0019316 | As per HSA registered indication(s) except for radiolucent implants which should be used as follows:  in patients with primary or metastatic spinal tumours who would benefit from post-operative high dose high precision beam therapy upon appropriate and stringent patient selection;  Patient selection should be done via standardised assessment such as the neurological-oncological-mechanical systemic (NOMS) framework; and  The assessment should be carried out by a multidisciplinary team (MDT), which may be inclusive of, but not limited to, radiation oncologists, spine surgeons and interventional radiologists, among others.
Orthopaedics | Spine - Thoracolumbar (TL) and sacral surgery | TL and sacral fusion and fixation implant | TL rod | MEDTRONIC | ROD 641000035 35MM PERC ROD 4.75MM CCM | 641000035 | Standalone | DE0019316 | As per HSA registered indication(s) except for radiolucent implants which should be used as follows:  in patients with primary or metastatic spinal tumours who would benefit from post-operative high dose high precision beam therapy upon appropriate and stringent patient selection;  Patient selection should be done via standardised assessment such as the neurological-oncological-mechanical systemic (NOMS) framework; and  The assessment should be carried out by a multidisciplinary team (MDT), which may be inclusive of, but not limited to, radiation oncologists, spine surgeons and interventional radiologists, among others.
Orthopaedics | Spine - Thoracolumbar (TL) and sacral surgery | TL and sacral fusion and fixation implant | TL rod | MEDTRONIC | ROD 641000040 40MM PERC ROD 4.75MM CCM | 641000040 | Standalone | DE0019316 | As per HSA registered indication(s) except for radiolucent implants which should be used as follows:  in patients with primary or metastatic spinal tumours who would benefit from post-operative high dose high precision beam therapy upon appropriate and stringent patient selection;  Patient selection should be done via standardised assessment such as the neurological-oncological-mechanical systemic (NOMS) framework; and  The assessment should be carried out by a multidisciplinary team (MDT), which may be inclusive of, but not limited to, radiation oncologists, spine surgeons and interventional radiologists, among others.
Orthopaedics | Spine - Thoracolumbar (TL) and sacral surgery | TL and sacral fusion and fixation implant | TL rod | MEDTRONIC | ROD 641000045 45MM PERC ROD 4.75MM CCM | 641000045 | Standalone | DE0019316 | As per HSA registered indication(s) except for radiolucent implants which should be used as follows:  in patients with primary or metastatic spinal tumours who would benefit from post-operative high dose high precision beam therapy upon appropriate and stringent patient selection;  Patient selection should be done via standardised assessment such as the neurological-oncological-mechanical systemic (NOMS) framework; and  The assessment should be carried out by a multidisciplinary team (MDT), which may be inclusive of, but not limited to, radiation oncologists, spine surgeons and interventional radiologists, among others.
Orthopaedics | Spine - Thoracolumbar (TL) and sacral surgery | TL and sacral fusion and fixation implant | TL rod | MEDTRONIC | ROD 641000050 50MM PERC ROD 4.75MM CCM | 641000050 | Standalone | DE0019316 | As per HSA registered indication(s) except for radiolucent implants which should be used as follows:  in patients with primary or metastatic spinal tumours who would benefit from post-operative high dose high precision beam therapy upon appropriate and stringent patient selection;  Patient selection should be done via standardised assessment such as the neurological-oncological-mechanical systemic (NOMS) framework; and  The assessment should be carried out by a multidisciplinary team (MDT), which may be inclusive of, but not limited to, radiation oncologists, spine surgeons and interventional radiologists, among others.
Orthopaedics | Spine - Thoracolumbar (TL) and sacral surgery | TL and sacral fusion and fixation implant | TL rod | MEDTRONIC | ROD 641000055 55MM PERC ROD 4.75MM CCM | 641000055 | Standalone | DE0019316 | As per HSA registered indication(s) except for radiolucent implants which should be used as follows:  in patients with primary or metastatic spinal tumours who would benefit from post-operative high dose high precision beam therapy upon appropriate and stringent patient selection;  Patient selection should be done via standardised assessment such as the neurological-oncological-mechanical systemic (NOMS) framework; and  The assessment should be carried out by a multidisciplinary team (MDT), which may be inclusive of, but not limited to, radiation oncologists, spine surgeons and interventional radiologists, among others.
Orthopaedics | Spine - Thoracolumbar (TL) and sacral surgery | TL and sacral fusion and fixation implant | TL rod | MEDTRONIC | ROD 641000060 60MM PERC ROD 4.75MM CCM | 641000060 | Standalone | DE0019316 | As per HSA registered indication(s) except for radiolucent implants which should be used as follows:  in patients with primary or metastatic spinal tumours who would benefit from post-operative high dose high precision beam therapy upon appropriate and stringent patient selection;  Patient selection should be done via standardised assessment such as the neurological-oncological-mechanical systemic (NOMS) framework; and  The assessment should be carried out by a multidisciplinary team (MDT), which may be inclusive of, but not limited to, radiation oncologists, spine surgeons and interventional radiologists, among others.
Orthopaedics | Spine - Thoracolumbar (TL) and sacral surgery | TL and sacral fusion and fixation implant | TL rod | MEDTRONIC | ROD 641000065 65MM PERC ROD 4.75MM CCM | 641000065 | Standalone | DE0019316 | As per HSA registered indication(s) except for radiolucent implants which should be used as follows:  in patients with primary or metastatic spinal tumours who would benefit from post-operative high dose high precision beam therapy upon appropriate and stringent patient selection;  Patient selection should be done via standardised assessment such as the neurological-oncological-mechanical systemic (NOMS) framework; and  The assessment should be carried out by a multidisciplinary team (MDT), which may be inclusive of, but not limited to, radiation oncologists, spine surgeons and interventional radiologists, among others.
Orthopaedics | Spine - Thoracolumbar (TL) and sacral surgery | TL and sacral fusion and fixation implant | TL rod | MEDTRONIC | ROD 641000070 70MM PERC ROD 4.75MM CCM | 641000070 | Standalone | DE0019316 | As per HSA registered indication(s) except for radiolucent implants which should be used as follows:  in patients with primary or metastatic spinal tumours who would benefit from post-operative high dose high precision beam therapy upon appropriate and stringent patient selection;  Patient selection should be done via standardised assessment such as the neurological-oncological-mechanical systemic (NOMS) framework; and  The assessment should be carried out by a multidisciplinary team (MDT), which may be inclusive of, but not limited to, radiation oncologists, spine surgeons and interventional radiologists, among others.
Orthopaedics | Spine - Thoracolumbar (TL) and sacral surgery | TL and sacral fusion and fixation implant | TL rod | MEDTRONIC | ROD 641000075 75MM PERC ROD 4.75MM CCM | 641000075 | Standalone | DE0019316 | As per HSA registered indication(s) except for radiolucent implants which should be used as follows:  in patients with primary or metastatic spinal tumours who would benefit from post-operative high dose high precision beam therapy upon appropriate and stringent patient selection;  Patient selection should be done via standardised assessment such as the neurological-oncological-mechanical systemic (NOMS) framework; and  The assessment should be carried out by a multidisciplinary team (MDT), which may be inclusive of, but not limited to, radiation oncologists, spine surgeons and interventional radiologists, among others.
Orthopaedics | Spine - Thoracolumbar (TL) and sacral surgery | TL and sacral fusion and fixation implant | TL rod | MEDTRONIC | ROD 641000080 80MM PERC ROD 4.75MM CCM | 641000080 | Standalone | DE0019316 | As per HSA registered indication(s) except for radiolucent implants which should be used as follows:  in patients with primary or metastatic spinal tumours who would benefit from post-operative high dose high precision beam therapy upon appropriate and stringent patient selection;  Patient selection should be done via standardised assessment such as the neurological-oncological-mechanical systemic (NOMS) framework; and  The assessment should be carried out by a multidisciplinary team (MDT), which may be inclusive of, but not limited to, radiation oncologists, spine surgeons and interventional radiologists, among others.
Orthopaedics | Spine - Thoracolumbar (TL) and sacral surgery | TL and sacral fusion and fixation implant | TL rod | MEDTRONIC | ROD 641000085 85MM PERC ROD 4.75MM CCM | 641000085 | Standalone | DE0019316 | As per HSA registered indication(s) except for radiolucent implants which should be used as follows:  in patients with primary or metastatic spinal tumours who would benefit from post-operative high dose high precision beam therapy upon appropriate and stringent patient selection;  Patient selection should be done via standardised assessment such as the neurological-oncological-mechanical systemic (NOMS) framework; and  The assessment should be carried out by a multidisciplinary team (MDT), which may be inclusive of, but not limited to, radiation oncologists, spine surgeons and interventional radiologists, among others.
Orthopaedics | Spine - Thoracolumbar (TL) and sacral surgery | TL and sacral fusion and fixation implant | TL rod | MEDTRONIC | ROD 641000090 90MM PERC ROD 4.75MM CCM | 641000090 | Standalone | DE0019316 | As per HSA registered indication(s) except for radiolucent implants which should be used as follows:  in patients with primary or metastatic spinal tumours who would benefit from post-operative high dose high precision beam therapy upon appropriate and stringent patient selection;  Patient selection should be done via standardised assessment such as the neurological-oncological-mechanical systemic (NOMS) framework; and  The assessment should be carried out by a multidisciplinary team (MDT), which may be inclusive of, but not limited to, radiation oncologists, spine surgeons and interventional radiologists, among others.
Orthopaedics | Spine - Thoracolumbar (TL) and sacral surgery | TL and sacral fusion and fixation implant | TL rod | MEDTRONIC | ROD 641003030 30MM CAPPED ROD 4.75MM CCM | 641003030 | Standalone | DE0019316 | As per HSA registered indication(s) except for radiolucent implants which should be used as follows:  in patients with primary or metastatic spinal tumours who would benefit from post-operative high dose high precision beam therapy upon appropriate and stringent patient selection;  Patient selection should be done via standardised assessment such as the neurological-oncological-mechanical systemic (NOMS) framework; and  The assessment should be carried out by a multidisciplinary team (MDT), which may be inclusive of, but not limited to, radiation oncologists, spine surgeons and interventional radiologists, among others.
Orthopaedics | Spine - Thoracolumbar (TL) and sacral surgery | TL and sacral fusion and fixation implant | TL rod | MEDTRONIC | ROD 641003035 35MM CAPPED ROD 4.75MM CCM | 641003035 | Standalone | DE0019316 | As per HSA registered indication(s) except for radiolucent implants which should be used as follows:  in patients with primary or metastatic spinal tumours who would benefit from post-operative high dose high precision beam therapy upon appropriate and stringent patient selection;  Patient selection should be done via standardised assessment such as the neurological-oncological-mechanical systemic (NOMS) framework; and  The assessment should be carried out by a multidisciplinary team (MDT), which may be inclusive of, but not limited to, radiation oncologists, spine surgeons and interventional radiologists, among others.
Orthopaedics | Spine - Thoracolumbar (TL) and sacral surgery | TL and sacral fusion and fixation implant | TL rod | MEDTRONIC | ROD 641003040 40MM CAPPED ROD 4.75MM CCM | 641003040 | Standalone | DE0019316 | As per HSA registered indication(s) except for radiolucent implants which should be used as follows:  in patients with primary or metastatic spinal tumours who would benefit from post-operative high dose high precision beam therapy upon appropriate and stringent patient selection;  Patient selection should be done via standardised assessment such as the neurological-oncological-mechanical systemic (NOMS) framework; and  The assessment should be carried out by a multidisciplinary team (MDT), which may be inclusive of, but not limited to, radiation oncologists, spine surgeons and interventional radiologists, among others.
Orthopaedics | Spine - Thoracolumbar (TL) and sacral surgery | TL and sacral fusion and fixation implant | TL rod | MEDTRONIC | ROD 641003045 45MM CAPPED ROD 4.75MM CCM | 641003045 | Standalone | DE0019316 | As per HSA registered indication(s) except for radiolucent implants which should be used as follows:  in patients with primary or metastatic spinal tumours who would benefit from post-operative high dose high precision beam therapy upon appropriate and stringent patient selection;  Patient selection should be done via standardised assessment such as the neurological-oncological-mechanical systemic (NOMS) framework; and  The assessment should be carried out by a multidisciplinary team (MDT), which may be inclusive of, but not limited to, radiation oncologists, spine surgeons and interventional radiologists, among others.
Orthopaedics | Spine - Thoracolumbar (TL) and sacral surgery | TL and sacral fusion and fixation implant | TL rod | MEDTRONIC | ROD 641003050 50MM CAPPED ROD 4.75MM CCM | 641003050 | Standalone | DE0019316 | As per HSA registered indication(s) except for radiolucent implants which should be used as follows:  in patients with primary or metastatic spinal tumours who would benefit from post-operative high dose high precision beam therapy upon appropriate and stringent patient selection;  Patient selection should be done via standardised assessment such as the neurological-oncological-mechanical systemic (NOMS) framework; and  The assessment should be carried out by a multidisciplinary team (MDT), which may be inclusive of, but not limited to, radiation oncologists, spine surgeons and interventional radiologists, among others.
Orthopaedics | Spine - Thoracolumbar (TL) and sacral surgery | TL and sacral fusion and fixation implant | TL rod | MEDTRONIC | ROD 641003055 55MM CAPPED ROD 4.75MM CCM | 641003055 | Standalone | DE0019316 | As per HSA registered indication(s) except for radiolucent implants which should be used as follows:  in patients with primary or metastatic spinal tumours who would benefit from post-operative high dose high precision beam therapy upon appropriate and stringent patient selection;  Patient selection should be done via standardised assessment such as the neurological-oncological-mechanical systemic (NOMS) framework; and  The assessment should be carried out by a multidisciplinary team (MDT), which may be inclusive of, but not limited to, radiation oncologists, spine surgeons and interventional radiologists, among others.
Orthopaedics | Spine - Thoracolumbar (TL) and sacral surgery | TL and sacral fusion and fixation implant | TL rod | MEDTRONIC | ROD 641003060 60MM CAPPED ROD 4.75MM CCM | 641003060 | Standalone | DE0019316 | As per HSA registered indication(s) except for radiolucent implants which should be used as follows:  in patients with primary or metastatic spinal tumours who would benefit from post-operative high dose high precision beam therapy upon appropriate and stringent patient selection;  Patient selection should be done via standardised assessment such as the neurological-oncological-mechanical systemic (NOMS) framework; and  The assessment should be carried out by a multidisciplinary team (MDT), which may be inclusive of, but not limited to, radiation oncologists, spine surgeons and interventional radiologists, among others.
Orthopaedics | Spine - Thoracolumbar (TL) and sacral surgery | TL and sacral fusion and fixation implant | TL rod | MEDTRONIC | ROD 641003065 65MM CAPPED ROD 4.75MM CCM | 641003065 | Standalone | DE0019316 | As per HSA registered indication(s) except for radiolucent implants which should be used as follows:  in patients with primary or metastatic spinal tumours who would benefit from post-operative high dose high precision beam therapy upon appropriate and stringent patient selection;  Patient selection should be done via standardised assessment such as the neurological-oncological-mechanical systemic (NOMS) framework; and  The assessment should be carried out by a multidisciplinary team (MDT), which may be inclusive of, but not limited to, radiation oncologists, spine surgeons and interventional radiologists, among others.
Orthopaedics | Spine - Thoracolumbar (TL) and sacral surgery | TL and sacral fusion and fixation implant | TL rod | MEDTRONIC | ROD 641003070 70MM CAPPED ROD 4.75MM CCM | 641003070 | Standalone | DE0019316 | As per HSA registered indication(s) except for radiolucent implants which should be used as follows:  in patients with primary or metastatic spinal tumours who would benefit from post-operative high dose high precision beam therapy upon appropriate and stringent patient selection;  Patient selection should be done via standardised assessment such as the neurological-oncological-mechanical systemic (NOMS) framework; and  The assessment should be carried out by a multidisciplinary team (MDT), which may be inclusive of, but not limited to, radiation oncologists, spine surgeons and interventional radiologists, among others.
Orthopaedics | Spine - Thoracolumbar (TL) and sacral surgery | TL and sacral fusion and fixation implant | TL rod | MEDTRONIC | ROD 641003075 75MM CAPPED ROD 4.75MM CCM | 641003075 | Standalone | DE0019316 | As per HSA registered indication(s) except for radiolucent implants which should be used as follows:  in patients with primary or metastatic spinal tumours who would benefit from post-operative high dose high precision beam therapy upon appropriate and stringent patient selection;  Patient selection should be done via standardised assessment such as the neurological-oncological-mechanical systemic (NOMS) framework; and  The assessment should be carried out by a multidisciplinary team (MDT), which may be inclusive of, but not limited to, radiation oncologists, spine surgeons and interventional radiologists, among others.
Orthopaedics | Spine - Thoracolumbar (TL) and sacral surgery | TL and sacral fusion and fixation implant | TL rod | MEDTRONIC | ROD 641003080 80MM CAPPED ROD 4.75MM CCM | 641003080 | Standalone | DE0019316 | As per HSA registered indication(s) except for radiolucent implants which should be used as follows:  in patients with primary or metastatic spinal tumours who would benefit from post-operative high dose high precision beam therapy upon appropriate and stringent patient selection;  Patient selection should be done via standardised assessment such as the neurological-oncological-mechanical systemic (NOMS) framework; and  The assessment should be carried out by a multidisciplinary team (MDT), which may be inclusive of, but not limited to, radiation oncologists, spine surgeons and interventional radiologists, among others.
Orthopaedics | Spine - Thoracolumbar (TL) and sacral surgery | TL and sacral fusion and fixation implant | TL rod | Medtronic | ROD 651000030 5.5 CCM PERC ROD 30MM | 651000030 | Standalone | DE0506989 | As per HSA registered indication(s) except for radiolucent implants which should be used as follows:  in patients with primary or metastatic spinal tumours who would benefit from post-operative high dose high precision beam therapy upon appropriate and stringent patient selection;  Patient selection should be done via standardised assessment such as the neurological-oncological-mechanical systemic (NOMS) framework; and  The assessment should be carried out by a multidisciplinary team (MDT), which may be inclusive of, but not limited to, radiation oncologists, spine surgeons and interventional radiologists, among others.
Orthopaedics | Spine - Thoracolumbar (TL) and sacral surgery | TL and sacral fusion and fixation implant | TL rod | Medtronic | ROD 651000035 5.5 CCM PERC ROD 35MM | 651000035 | Standalone | DE0506989 | As per HSA registered indication(s) except for radiolucent implants which should be used as follows:  in patients with primary or metastatic spinal tumours who would benefit from post-operative high dose high precision beam therapy upon appropriate and stringent patient selection;  Patient selection should be done via standardised assessment such as the neurological-oncological-mechanical systemic (NOMS) framework; and  The assessment should be carried out by a multidisciplinary team (MDT), which may be inclusive of, but not limited to, radiation oncologists, spine surgeons and interventional radiologists, among others.
Orthopaedics | Spine - Thoracolumbar (TL) and sacral surgery | TL and sacral fusion and fixation implant | TL rod | Medtronic | ROD 651000040 5.5 CCM PERC ROD 40MM | 651000040 | Standalone | DE0506989 | As per HSA registered indication(s) except for radiolucent implants which should be used as follows:  in patients with primary or metastatic spinal tumours who would benefit from post-operative high dose high precision beam therapy upon appropriate and stringent patient selection;  Patient selection should be done via standardised assessment such as the neurological-oncological-mechanical systemic (NOMS) framework; and  The assessment should be carried out by a multidisciplinary team (MDT), which may be inclusive of, but not limited to, radiation oncologists, spine surgeons and interventional radiologists, among others.
Orthopaedics | Spine - Thoracolumbar (TL) and sacral surgery | TL and sacral fusion and fixation implant | TL rod | Medtronic | ROD 651000045 5.5 CCM PERC ROD 45MM | 651000045 | Standalone | DE0506989 | As per HSA registered indication(s) except for radiolucent implants which should be used as follows:  in patients with primary or metastatic spinal tumours who would benefit from post-operative high dose high precision beam therapy upon appropriate and stringent patient selection;  Patient selection should be done via standardised assessment such as the neurological-oncological-mechanical systemic (NOMS) framework; and  The assessment should be carried out by a multidisciplinary team (MDT), which may be inclusive of, but not limited to, radiation oncologists, spine surgeons and interventional radiologists, among others.
Orthopaedics | Spine - Thoracolumbar (TL) and sacral surgery | TL and sacral fusion and fixation implant | TL rod | Medtronic | ROD 651000050 5.5 CCM PERC ROD 50MM | 651000050 | Standalone | DE0506989 | As per HSA registered indication(s) except for radiolucent implants which should be used as follows:  in patients with primary or metastatic spinal tumours who would benefit from post-operative high dose high precision beam therapy upon appropriate and stringent patient selection;  Patient selection should be done via standardised assessment such as the neurological-oncological-mechanical systemic (NOMS) framework; and  The assessment should be carried out by a multidisciplinary team (MDT), which may be inclusive of, but not limited to, radiation oncologists, spine surgeons and interventional radiologists, among others.
Orthopaedics | Spine - Thoracolumbar (TL) and sacral surgery | TL and sacral fusion and fixation implant | TL rod | Medtronic | ROD 651000055 5.5 CCM PERC ROD 55MM | 651000055 | Standalone | DE0506989 | As per HSA registered indication(s) except for radiolucent implants which should be used as follows:  in patients with primary or metastatic spinal tumours who would benefit from post-operative high dose high precision beam therapy upon appropriate and stringent patient selection;  Patient selection should be done via standardised assessment such as the neurological-oncological-mechanical systemic (NOMS) framework; and  The assessment should be carried out by a multidisciplinary team (MDT), which may be inclusive of, but not limited to, radiation oncologists, spine surgeons and interventional radiologists, among others.
Orthopaedics | Spine - Thoracolumbar (TL) and sacral surgery | TL and sacral fusion and fixation implant | TL rod | Medtronic | ROD 651000060 5.5 CCM PERC ROD 60MM | 651000060 | Standalone | DE0506989 | As per HSA registered indication(s) except for radiolucent implants which should be used as follows:  in patients with primary or metastatic spinal tumours who would benefit from post-operative high dose high precision beam therapy upon appropriate and stringent patient selection;  Patient selection should be done via standardised assessment such as the neurological-oncological-mechanical systemic (NOMS) framework; and  The assessment should be carried out by a multidisciplinary team (MDT), which may be inclusive of, but not limited to, radiation oncologists, spine surgeons and interventional radiologists, among others.
Orthopaedics | Spine - Thoracolumbar (TL) and sacral surgery | TL and sacral fusion and fixation implant | TL rod | Medtronic | ROD 651000065 5.5 CCM PERC ROD 65MM | 651000065 | Standalone | DE0506989 | As per HSA registered indication(s) except for radiolucent implants which should be used as follows:  in patients with primary or metastatic spinal tumours who would benefit from post-operative high dose high precision beam therapy upon appropriate and stringent patient selection;  Patient selection should be done via standardised assessment such as the neurological-oncological-mechanical systemic (NOMS) framework; and  The assessment should be carried out by a multidisciplinary team (MDT), which may be inclusive of, but not limited to, radiation oncologists, spine surgeons and interventional radiologists, among others.
Orthopaedics | Spine - Thoracolumbar (TL) and sacral surgery | TL and sacral fusion and fixation implant | TL rod | Medtronic | ROD 651000070 5.5 CCM PERC ROD 70MM | 651000070 | Standalone | DE0506989 | As per HSA registered indication(s) except for radiolucent implants which should be used as follows:  in patients with primary or metastatic spinal tumours who would benefit from post-operative high dose high precision beam therapy upon appropriate and stringent patient selection;  Patient selection should be done via standardised assessment such as the neurological-oncological-mechanical systemic (NOMS) framework; and  The assessment should be carried out by a multidisciplinary team (MDT), which may be inclusive of, but not limited to, radiation oncologists, spine surgeons and interventional radiologists, among others.
Orthopaedics | Spine - Thoracolumbar (TL) and sacral surgery | TL and sacral fusion and fixation implant | TL rod | Medtronic | ROD 651000075 5.5 CCM PERC ROD 75MM | 651000075 | Standalone | DE0506989 | As per HSA registered indication(s) except for radiolucent implants which should be used as follows:  in patients with primary or metastatic spinal tumours who would benefit from post-operative high dose high precision beam therapy upon appropriate and stringent patient selection;  Patient selection should be done via standardised assessment such as the neurological-oncological-mechanical systemic (NOMS) framework; and  The assessment should be carried out by a multidisciplinary team (MDT), which may be inclusive of, but not limited to, radiation oncologists, spine surgeons and interventional radiologists, among others.
Orthopaedics | Spine - Thoracolumbar (TL) and sacral surgery | TL and sacral fusion and fixation implant | TL rod | Medtronic | ROD 651000080 5.5 CCM PERC ROD 80MM | 651000080 | Standalone | DE0506989 | As per HSA registered indication(s) except for radiolucent implants which should be used as follows:  in patients with primary or metastatic spinal tumours who would benefit from post-operative high dose high precision beam therapy upon appropriate and stringent patient selection;  Patient selection should be done via standardised assessment such as the neurological-oncological-mechanical systemic (NOMS) framework; and  The assessment should be carried out by a multidisciplinary team (MDT), which may be inclusive of, but not limited to, radiation oncologists, spine surgeons and interventional radiologists, among others.
Orthopaedics | Spine - Thoracolumbar (TL) and sacral surgery | TL and sacral fusion and fixation implant | TL rod | Medtronic | ROD 651000085 5.5 CCM PERC ROD 85MM | 651000085 | Standalone | DE0506989 | As per HSA registered indication(s) except for radiolucent implants which should be used as follows:  in patients with primary or metastatic spinal tumours who would benefit from post-operative high dose high precision beam therapy upon appropriate and stringent patient selection;  Patient selection should be done via standardised assessment such as the neurological-oncological-mechanical systemic (NOMS) framework; and  The assessment should be carried out by a multidisciplinary team (MDT), which may be inclusive of, but not limited to, radiation oncologists, spine surgeons and interventional radiologists, among others.
Orthopaedics | Spine - Thoracolumbar (TL) and sacral surgery | TL and sacral fusion and fixation implant | TL rod | Medtronic | ROD 651000090 5.5 CCM PERC ROD 90MM | 651000090 | Standalone | DE0506989 | As per HSA registered indication(s) except for radiolucent implants which should be used as follows:  in patients with primary or metastatic spinal tumours who would benefit from post-operative high dose high precision beam therapy upon appropriate and stringent patient selection;  Patient selection should be done via standardised assessment such as the neurological-oncological-mechanical systemic (NOMS) framework; and  The assessment should be carried out by a multidisciplinary team (MDT), which may be inclusive of, but not limited to, radiation oncologists, spine surgeons and interventional radiologists, among others.
Orthopaedics | Spine - Thoracolumbar (TL) and sacral surgery | TL and sacral fusion and fixation implant | TL rod | Medtronic | ROD 651000095 5.5 CCM PERC ROD 95MM | 651000095 | Standalone | DE0506989 | As per HSA registered indication(s) except for radiolucent implants which should be used as follows:  in patients with primary or metastatic spinal tumours who would benefit from post-operative high dose high precision beam therapy upon appropriate and stringent patient selection;  Patient selection should be done via standardised assessment such as the neurological-oncological-mechanical systemic (NOMS) framework; and  The assessment should be carried out by a multidisciplinary team (MDT), which may be inclusive of, but not limited to, radiation oncologists, spine surgeons and interventional radiologists, among others.
Orthopaedics | Spine - Thoracolumbar (TL) and sacral surgery | TL and sacral fusion and fixation implant | TL rod | Medtronic | ROD 651000100 5.5 CCM PERC ROD 100MM | 651000100 | Standalone | DE0506989 | As per HSA registered indication(s) except for radiolucent implants which should be used as follows:  in patients with primary or metastatic spinal tumours who would benefit from post-operative high dose high precision beam therapy upon appropriate and stringent patient selection;  Patient selection should be done via standardised assessment such as the neurological-oncological-mechanical systemic (NOMS) framework; and  The assessment should be carried out by a multidisciplinary team (MDT), which may be inclusive of, but not limited to, radiation oncologists, spine surgeons and interventional radiologists, among others.
Orthopaedics | Spine - Thoracolumbar (TL) and sacral surgery | TL and sacral fusion and fixation implant | TL rod | Medtronic | ROD 651000105 5.5 CCM PERC ROD 105MM | 651000105 | Standalone | DE0506989 | As per HSA registered indication(s) except for radiolucent implants which should be used as follows:  in patients with primary or metastatic spinal tumours who would benefit from post-operative high dose high precision beam therapy upon appropriate and stringent patient selection;  Patient selection should be done via standardised assessment such as the neurological-oncological-mechanical systemic (NOMS) framework; and  The assessment should be carried out by a multidisciplinary team (MDT), which may be inclusive of, but not limited to, radiation oncologists, spine surgeons and interventional radiologists, among others.
Orthopaedics | Spine - Thoracolumbar (TL) and sacral surgery | TL and sacral fusion and fixation implant | TL rod | Medtronic | ROD 651000110 5.5 CCM PERC ROD 110MM | 651000110 | Standalone | DE0506989 | As per HSA registered indication(s) except for radiolucent implants which should be used as follows:  in patients with primary or metastatic spinal tumours who would benefit from post-operative high dose high precision beam therapy upon appropriate and stringent patient selection;  Patient selection should be done via standardised assessment such as the neurological-oncological-mechanical systemic (NOMS) framework; and  The assessment should be carried out by a multidisciplinary team (MDT), which may be inclusive of, but not limited to, radiation oncologists, spine surgeons and interventional radiologists, among others.
Orthopaedics | Spine - Thoracolumbar (TL) and sacral surgery | TL and sacral fusion and fixation implant | TL rod | Medtronic | ROD 651000115 5.5 CCM PERC ROD 115MM | 651000115 | Standalone | DE0506989 | As per HSA registered indication(s) except for radiolucent implants which should be used as follows:  in patients with primary or metastatic spinal tumours who would benefit from post-operative high dose high precision beam therapy upon appropriate and stringent patient selection;  Patient selection should be done via standardised assessment such as the neurological-oncological-mechanical systemic (NOMS) framework; and  The assessment should be carried out by a multidisciplinary team (MDT), which may be inclusive of, but not limited to, radiation oncologists, spine surgeons and interventional radiologists, among others.
Orthopaedics | Spine - Thoracolumbar (TL) and sacral surgery | TL and sacral fusion and fixation implant | TL rod | Medtronic | ROD 651000120 5.5 CCM PERC ROD 120MM | 651000120 | Standalone | DE0506989 | As per HSA registered indication(s) except for radiolucent implants which should be used as follows:  in patients with primary or metastatic spinal tumours who would benefit from post-operative high dose high precision beam therapy upon appropriate and stringent patient selection;  Patient selection should be done via standardised assessment such as the neurological-oncological-mechanical systemic (NOMS) framework; and  The assessment should be carried out by a multidisciplinary team (MDT), which may be inclusive of, but not limited to, radiation oncologists, spine surgeons and interventional radiologists, among others.
Orthopaedics | Spine - Thoracolumbar (TL) and sacral surgery | TL and sacral fusion and fixation implant | TL rod | Medtronic | ROD 651000125 5.5 CCM PERC ROD 125MM | 651000125 | Standalone | DE0506989 | As per HSA registered indication(s) except for radiolucent implants which should be used as follows:  in patients with primary or metastatic spinal tumours who would benefit from post-operative high dose high precision beam therapy upon appropriate and stringent patient selection;  Patient selection should be done via standardised assessment such as the neurological-oncological-mechanical systemic (NOMS) framework; and  The assessment should be carried out by a multidisciplinary team (MDT), which may be inclusive of, but not limited to, radiation oncologists, spine surgeons and interventional radiologists, among others.
Orthopaedics | Spine - Thoracolumbar (TL) and sacral surgery | TL and sacral fusion and fixation implant | TL rod | Medtronic | ROD 651000130 5.5 CCM PERC ROD 130MM | 651000130 | Standalone | DE0506989 | As per HSA registered indication(s) except for radiolucent implants which should be used as follows:  in patients with primary or metastatic spinal tumours who would benefit from post-operative high dose high precision beam therapy upon appropriate and stringent patient selection;  Patient selection should be done via standardised assessment such as the neurological-oncological-mechanical systemic (NOMS) framework; and  The assessment should be carried out by a multidisciplinary team (MDT), which may be inclusive of, but not limited to, radiation oncologists, spine surgeons and interventional radiologists, among others.
Orthopaedics | Spine - Thoracolumbar (TL) and sacral surgery | TL and sacral fusion and fixation implant | TL rod | Medtronic | ROD 651000140 5.5 CCM PERC ROD 140MM | 651000140 | Standalone | DE0506989 | As per HSA registered indication(s) except for radiolucent implants which should be used as follows:  in patients with primary or metastatic spinal tumours who would benefit from post-operative high dose high precision beam therapy upon appropriate and stringent patient selection;  Patient selection should be done via standardised assessment such as the neurological-oncological-mechanical systemic (NOMS) framework; and  The assessment should be carried out by a multidisciplinary team (MDT), which may be inclusive of, but not limited to, radiation oncologists, spine surgeons and interventional radiologists, among others.
Orthopaedics | Spine - Thoracolumbar (TL) and sacral surgery | TL and sacral fusion and fixation implant | TL rod | Medtronic | ROD 651000150 5.5 CCM PERC ROD 150MM | 651000150 | Standalone | DE0506989 | As per HSA registered indication(s) except for radiolucent implants which should be used as follows:  in patients with primary or metastatic spinal tumours who would benefit from post-operative high dose high precision beam therapy upon appropriate and stringent patient selection;  Patient selection should be done via standardised assessment such as the neurological-oncological-mechanical systemic (NOMS) framework; and  The assessment should be carried out by a multidisciplinary team (MDT), which may be inclusive of, but not limited to, radiation oncologists, spine surgeons and interventional radiologists, among others.
Orthopaedics | Spine - Thoracolumbar (TL) and sacral surgery | TL and sacral fusion and fixation implant | TL rod | Medtronic | ROD 651000160 5.5 CCM PERC ROD 160MM | 651000160 | Standalone | DE0506989 | As per HSA registered indication(s) except for radiolucent implants which should be used as follows:  in patients with primary or metastatic spinal tumours who would benefit from post-operative high dose high precision beam therapy upon appropriate and stringent patient selection;  Patient selection should be done via standardised assessment such as the neurological-oncological-mechanical systemic (NOMS) framework; and  The assessment should be carried out by a multidisciplinary team (MDT), which may be inclusive of, but not limited to, radiation oncologists, spine surgeons and interventional radiologists, among others.
Orthopaedics | Spine - Thoracolumbar (TL) and sacral surgery | TL and sacral fusion and fixation implant | TL rod | Medtronic | ROD 651000170 5.5 CCM PERC ROD 170MM | 651000170 | Standalone | DE0506989 | As per HSA registered indication(s) except for radiolucent implants which should be used as follows:  in patients with primary or metastatic spinal tumours who would benefit from post-operative high dose high precision beam therapy upon appropriate and stringent patient selection;  Patient selection should be done via standardised assessment such as the neurological-oncological-mechanical systemic (NOMS) framework; and  The assessment should be carried out by a multidisciplinary team (MDT), which may be inclusive of, but not limited to, radiation oncologists, spine surgeons and interventional radiologists, among others.
Orthopaedics | Spine - Thoracolumbar (TL) and sacral surgery | TL and sacral fusion and fixation implant | TL rod | Medtronic | ROD 651000180 5.5 CCM PERC ROD 180MM | 651000180 | Standalone | DE0506989 | As per HSA registered indication(s) except for radiolucent implants which should be used as follows:  in patients with primary or metastatic spinal tumours who would benefit from post-operative high dose high precision beam therapy upon appropriate and stringent patient selection;  Patient selection should be done via standardised assessment such as the neurological-oncological-mechanical systemic (NOMS) framework; and  The assessment should be carried out by a multidisciplinary team (MDT), which may be inclusive of, but not limited to, radiation oncologists, spine surgeons and interventional radiologists, among others.
Orthopaedics | Spine - Thoracolumbar (TL) and sacral surgery | TL and sacral fusion and fixation implant | TL rod | Medtronic | ROD 651000190 5.5 CCM PERC ROD 190MM | 651000190 | Standalone | DE0506989 | As per HSA registered indication(s) except for radiolucent implants which should be used as follows:  in patients with primary or metastatic spinal tumours who would benefit from post-operative high dose high precision beam therapy upon appropriate and stringent patient selection;  Patient selection should be done via standardised assessment such as the neurological-oncological-mechanical systemic (NOMS) framework; and  The assessment should be carried out by a multidisciplinary team (MDT), which may be inclusive of, but not limited to, radiation oncologists, spine surgeons and interventional radiologists, among others.
Orthopaedics | Spine - Thoracolumbar (TL) and sacral surgery | TL and sacral fusion and fixation implant | TL rod | Medtronic | ROD 651000200 5.5 CCM PERC ROD 200MM | 651000200 | Standalone | DE0506989 | As per HSA registered indication(s) except for radiolucent implants which should be used as follows:  in patients with primary or metastatic spinal tumours who would benefit from post-operative high dose high precision beam therapy upon appropriate and stringent patient selection;  Patient selection should be done via standardised assessment such as the neurological-oncological-mechanical systemic (NOMS) framework; and  The assessment should be carried out by a multidisciplinary team (MDT), which may be inclusive of, but not limited to, radiation oncologists, spine surgeons and interventional radiologists, among others.
Orthopaedics | Spine - Thoracolumbar (TL) and sacral surgery | TL and sacral fusion and fixation implant | TL rod | Medtronic | ROD 651003030 5.5 CCM CAPPED ROD 30MM | 651003030 | Standalone | DE0506989 | As per HSA registered indication(s) except for radiolucent implants which should be used as follows:  in patients with primary or metastatic spinal tumours who would benefit from post-operative high dose high precision beam therapy upon appropriate and stringent patient selection;  Patient selection should be done via standardised assessment such as the neurological-oncological-mechanical systemic (NOMS) framework; and  The assessment should be carried out by a multidisciplinary team (MDT), which may be inclusive of, but not limited to, radiation oncologists, spine surgeons and interventional radiologists, among others.
Orthopaedics | Spine - Thoracolumbar (TL) and sacral surgery | TL and sacral fusion and fixation implant | TL rod | Medtronic | ROD 651003035 5.5 CCM CAPPED ROD 35MM | 651003035 | Standalone | DE0506989 | As per HSA registered indication(s) except for radiolucent implants which should be used as follows:  in patients with primary or metastatic spinal tumours who would benefit from post-operative high dose high precision beam therapy upon appropriate and stringent patient selection;  Patient selection should be done via standardised assessment such as the neurological-oncological-mechanical systemic (NOMS) framework; and  The assessment should be carried out by a multidisciplinary team (MDT), which may be inclusive of, but not limited to, radiation oncologists, spine surgeons and interventional radiologists, among others.
Orthopaedics | Spine - Thoracolumbar (TL) and sacral surgery | TL and sacral fusion and fixation implant | TL rod | Medtronic | ROD 651003040 5.5 CCM CAPPED ROD 40MM | 651003040 | Standalone | DE0506989 | As per HSA registered indication(s) except for radiolucent implants which should be used as follows:  in patients with primary or metastatic spinal tumours who would benefit from post-operative high dose high precision beam therapy upon appropriate and stringent patient selection;  Patient selection should be done via standardised assessment such as the neurological-oncological-mechanical systemic (NOMS) framework; and  The assessment should be carried out by a multidisciplinary team (MDT), which may be inclusive of, but not limited to, radiation oncologists, spine surgeons and interventional radiologists, among others.
Orthopaedics | Spine - Thoracolumbar (TL) and sacral surgery | TL and sacral fusion and fixation implant | TL rod | Medtronic | ROD 651003045 5.5 CCM CAPPED ROD 45MM | 651003045 | Standalone | DE0506989 | As per HSA registered indication(s) except for radiolucent implants which should be used as follows:  in patients with primary or metastatic spinal tumours who would benefit from post-operative high dose high precision beam therapy upon appropriate and stringent patient selection;  Patient selection should be done via standardised assessment such as the neurological-oncological-mechanical systemic (NOMS) framework; and  The assessment should be carried out by a multidisciplinary team (MDT), which may be inclusive of, but not limited to, radiation oncologists, spine surgeons and interventional radiologists, among others.
Orthopaedics | Spine - Thoracolumbar (TL) and sacral surgery | TL and sacral fusion and fixation implant | TL rod | Medtronic | ROD 651003050 5.5 CCM CAPPED ROD 50MM | 651003050 | Standalone | DE0506989 | As per HSA registered indication(s) except for radiolucent implants which should be used as follows:  in patients with primary or metastatic spinal tumours who would benefit from post-operative high dose high precision beam therapy upon appropriate and stringent patient selection;  Patient selection should be done via standardised assessment such as the neurological-oncological-mechanical systemic (NOMS) framework; and  The assessment should be carried out by a multidisciplinary team (MDT), which may be inclusive of, but not limited to, radiation oncologists, spine surgeons and interventional radiologists, among others.
Orthopaedics | Spine - Thoracolumbar (TL) and sacral surgery | TL and sacral fusion and fixation implant | TL rod | Medtronic | ROD 651003055 5.5 CCM CAPPED ROD 55MM | 651003055 | Standalone | DE0506989 | As per HSA registered indication(s) except for radiolucent implants which should be used as follows:  in patients with primary or metastatic spinal tumours who would benefit from post-operative high dose high precision beam therapy upon appropriate and stringent patient selection;  Patient selection should be done via standardised assessment such as the neurological-oncological-mechanical systemic (NOMS) framework; and  The assessment should be carried out by a multidisciplinary team (MDT), which may be inclusive of, but not limited to, radiation oncologists, spine surgeons and interventional radiologists, among others.
Orthopaedics | Spine - Thoracolumbar (TL) and sacral surgery | TL and sacral fusion and fixation implant | TL rod | Medtronic | ROD 651003060 5.5 CCM CAPPED ROD 60MM | 651003060 | Standalone | DE0506989 | As per HSA registered indication(s) except for radiolucent implants which should be used as follows:  in patients with primary or metastatic spinal tumours who would benefit from post-operative high dose high precision beam therapy upon appropriate and stringent patient selection;  Patient selection should be done via standardised assessment such as the neurological-oncological-mechanical systemic (NOMS) framework; and  The assessment should be carried out by a multidisciplinary team (MDT), which may be inclusive of, but not limited to, radiation oncologists, spine surgeons and interventional radiologists, among others.
Orthopaedics | Spine - Thoracolumbar (TL) and sacral surgery | TL and sacral fusion and fixation implant | TL rod | Medtronic | ROD 651003065 5.5 CCM CAPPED ROD 65MM | 651003065 | Standalone | DE0506989 | As per HSA registered indication(s) except for radiolucent implants which should be used as follows:  in patients with primary or metastatic spinal tumours who would benefit from post-operative high dose high precision beam therapy upon appropriate and stringent patient selection;  Patient selection should be done via standardised assessment such as the neurological-oncological-mechanical systemic (NOMS) framework; and  The assessment should be carried out by a multidisciplinary team (MDT), which may be inclusive of, but not limited to, radiation oncologists, spine surgeons and interventional radiologists, among others.
Orthopaedics | Spine - Thoracolumbar (TL) and sacral surgery | TL and sacral fusion and fixation implant | TL rod | Medtronic | ROD 651003070 5.5 CCM CAPPED ROD 70MM | 651003070 | Standalone | DE0506989 | As per HSA registered indication(s) except for radiolucent implants which should be used as follows:  in patients with primary or metastatic spinal tumours who would benefit from post-operative high dose high precision beam therapy upon appropriate and stringent patient selection;  Patient selection should be done via standardised assessment such as the neurological-oncological-mechanical systemic (NOMS) framework; and  The assessment should be carried out by a multidisciplinary team (MDT), which may be inclusive of, but not limited to, radiation oncologists, spine surgeons and interventional radiologists, among others.
Orthopaedics | Spine - Thoracolumbar (TL) and sacral surgery | TL and sacral fusion and fixation implant | TL rod | Medtronic | ROD 651003075 5.5 CCM CAPPED ROD 75MM | 651003075 | Standalone | DE0506989 | As per HSA registered indication(s) except for radiolucent implants which should be used as follows:  in patients with primary or metastatic spinal tumours who would benefit from post-operative high dose high precision beam therapy upon appropriate and stringent patient selection;  Patient selection should be done via standardised assessment such as the neurological-oncological-mechanical systemic (NOMS) framework; and  The assessment should be carried out by a multidisciplinary team (MDT), which may be inclusive of, but not limited to, radiation oncologists, spine surgeons and interventional radiologists, among others.
Orthopaedics | Spine - Thoracolumbar (TL) and sacral surgery | TL and sacral fusion and fixation implant | TL rod | Medtronic | ROD 651003080 5.5 CCM CAPPED ROD 80MM | 651003080 | Standalone | DE0506989 | As per HSA registered indication(s) except for radiolucent implants which should be used as follows:  in patients with primary or metastatic spinal tumours who would benefit from post-operative high dose high precision beam therapy upon appropriate and stringent patient selection;  Patient selection should be done via standardised assessment such as the neurological-oncological-mechanical systemic (NOMS) framework; and  The assessment should be carried out by a multidisciplinary team (MDT), which may be inclusive of, but not limited to, radiation oncologists, spine surgeons and interventional radiologists, among others.
Orthopaedics | Spine - Thoracolumbar (TL) and sacral surgery | TL and sacral fusion and fixation implant | TL rod | Medtronic | ROD 651003085 5.5 CCM CAPPED ROD 85MM | 651003085 | Standalone | DE0506989 | As per HSA registered indication(s) except for radiolucent implants which should be used as follows:  in patients with primary or metastatic spinal tumours who would benefit from post-operative high dose high precision beam therapy upon appropriate and stringent patient selection;  Patient selection should be done via standardised assessment such as the neurological-oncological-mechanical systemic (NOMS) framework; and  The assessment should be carried out by a multidisciplinary team (MDT), which may be inclusive of, but not limited to, radiation oncologists, spine surgeons and interventional radiologists, among others.
Orthopaedics | Spine - Thoracolumbar (TL) and sacral surgery | TL and sacral fusion and fixation implant | TL rod | Medtronic | ROD 651003090 5.5 CCM CAPPED ROD 90MM | 651003090 | Standalone | DE0506989 | As per HSA registered indication(s) except for radiolucent implants which should be used as follows:  in patients with primary or metastatic spinal tumours who would benefit from post-operative high dose high precision beam therapy upon appropriate and stringent patient selection;  Patient selection should be done via standardised assessment such as the neurological-oncological-mechanical systemic (NOMS) framework; and  The assessment should be carried out by a multidisciplinary team (MDT), which may be inclusive of, but not limited to, radiation oncologists, spine surgeons and interventional radiologists, among others.
Orthopaedics | Spine - Thoracolumbar (TL) and sacral surgery | TL and sacral fusion and fixation implant | TL rod | Medtronic | ROD 651003095 5.5 CCM CAPPED ROD 95MM | 651003095 | Standalone | DE0506989 | As per HSA registered indication(s) except for radiolucent implants which should be used as follows:  in patients with primary or metastatic spinal tumours who would benefit from post-operative high dose high precision beam therapy upon appropriate and stringent patient selection;  Patient selection should be done via standardised assessment such as the neurological-oncological-mechanical systemic (NOMS) framework; and  The assessment should be carried out by a multidisciplinary team (MDT), which may be inclusive of, but not limited to, radiation oncologists, spine surgeons and interventional radiologists, among others.
Orthopaedics | Spine - Thoracolumbar (TL) and sacral surgery | TL and sacral fusion and fixation implant | TL rod | Medtronic | ROD 651003100 5.5 CCM CAPPED ROD 100MM | 651003100 | Standalone | DE0506989 | As per HSA registered indication(s) except for radiolucent implants which should be used as follows:  in patients with primary or metastatic spinal tumours who would benefit from post-operative high dose high precision beam therapy upon appropriate and stringent patient selection;  Patient selection should be done via standardised assessment such as the neurological-oncological-mechanical systemic (NOMS) framework; and  The assessment should be carried out by a multidisciplinary team (MDT), which may be inclusive of, but not limited to, radiation oncologists, spine surgeons and interventional radiologists, among others.
Orthopaedics | Spine - Thoracolumbar (TL) and sacral surgery | TL and sacral fusion and fixation implant | TL rod | Medtronic | ROD 651003105 5.5 CCM CAPPED ROD 105MM | 651003105 | Standalone | DE0506989 | As per HSA registered indication(s) except for radiolucent implants which should be used as follows:  in patients with primary or metastatic spinal tumours who would benefit from post-operative high dose high precision beam therapy upon appropriate and stringent patient selection;  Patient selection should be done via standardised assessment such as the neurological-oncological-mechanical systemic (NOMS) framework; and  The assessment should be carried out by a multidisciplinary team (MDT), which may be inclusive of, but not limited to, radiation oncologists, spine surgeons and interventional radiologists, among others.
Orthopaedics | Spine - Thoracolumbar (TL) and sacral surgery | TL and sacral fusion and fixation implant | TL rod | Medtronic | ROD 651003110 5.5 CCM CAPPED ROD 110MM | 651003110 | Standalone | DE0506989 | As per HSA registered indication(s) except for radiolucent implants which should be used as follows:  in patients with primary or metastatic spinal tumours who would benefit from post-operative high dose high precision beam therapy upon appropriate and stringent patient selection;  Patient selection should be done via standardised assessment such as the neurological-oncological-mechanical systemic (NOMS) framework; and  The assessment should be carried out by a multidisciplinary team (MDT), which may be inclusive of, but not limited to, radiation oncologists, spine surgeons and interventional radiologists, among others.
Orthopaedics | Spine - Thoracolumbar (TL) and sacral surgery | TL and sacral fusion and fixation implant | TL rod | Medtronic | ROD 651003115 5.5 CCM CAPPED ROD 115MM | 651003115 | Standalone | DE0506989 | As per HSA registered indication(s) except for radiolucent implants which should be used as follows:  in patients with primary or metastatic spinal tumours who would benefit from post-operative high dose high precision beam therapy upon appropriate and stringent patient selection;  Patient selection should be done via standardised assessment such as the neurological-oncological-mechanical systemic (NOMS) framework; and  The assessment should be carried out by a multidisciplinary team (MDT), which may be inclusive of, but not limited to, radiation oncologists, spine surgeons and interventional radiologists, among others.
Orthopaedics | Spine - Thoracolumbar (TL) and sacral surgery | TL and sacral fusion and fixation implant | TL rod | Medtronic | ROD 651003120 5.5 CCM CAPPED ROD 120MM | 651003120 | Standalone | DE0506989 | As per HSA registered indication(s) except for radiolucent implants which should be used as follows:  in patients with primary or metastatic spinal tumours who would benefit from post-operative high dose high precision beam therapy upon appropriate and stringent patient selection;  Patient selection should be done via standardised assessment such as the neurological-oncological-mechanical systemic (NOMS) framework; and  The assessment should be carried out by a multidisciplinary team (MDT), which may be inclusive of, but not limited to, radiation oncologists, spine surgeons and interventional radiologists, among others.
Orthopaedics | Spine - Thoracolumbar (TL) and sacral surgery | TL and sacral fusion and fixation implant | TL rod | Medtronic | ROD 651003125 5.5 CCM CAPPED ROD 125MM | 651003125 | Standalone | DE0506989 | As per HSA registered indication(s) except for radiolucent implants which should be used as follows:  in patients with primary or metastatic spinal tumours who would benefit from post-operative high dose high precision beam therapy upon appropriate and stringent patient selection;  Patient selection should be done via standardised assessment such as the neurological-oncological-mechanical systemic (NOMS) framework; and  The assessment should be carried out by a multidisciplinary team (MDT), which may be inclusive of, but not limited to, radiation oncologists, spine surgeons and interventional radiologists, among others.
Orthopaedics | Spine - Thoracolumbar (TL) and sacral surgery | TL and sacral fusion and fixation implant | TL rod | Medtronic | ROD 651003130 5.5 CCM CAPPED ROD 130MM | 651003130 | Standalone | DE0506989 | As per HSA registered indication(s) except for radiolucent implants which should be used as follows:  in patients with primary or metastatic spinal tumours who would benefit from post-operative high dose high precision beam therapy upon appropriate and stringent patient selection;  Patient selection should be done via standardised assessment such as the neurological-oncological-mechanical systemic (NOMS) framework; and  The assessment should be carried out by a multidisciplinary team (MDT), which may be inclusive of, but not limited to, radiation oncologists, spine surgeons and interventional radiologists, among others.
Orthopaedics | Spine - Thoracolumbar (TL) and sacral surgery | TL and sacral fusion and fixation implant | TL rod | Medtronic | ROD 651100030 5.5 CCM PERC ROD 30MM ST | 651100030 | Standalone | DE0506989 | As per HSA registered indication(s) except for radiolucent implants which should be used as follows:  in patients with primary or metastatic spinal tumours who would benefit from post-operative high dose high precision beam therapy upon appropriate and stringent patient selection;  Patient selection should be done via standardised assessment such as the neurological-oncological-mechanical systemic (NOMS) framework; and  The assessment should be carried out by a multidisciplinary team (MDT), which may be inclusive of, but not limited to, radiation oncologists, spine surgeons and interventional radiologists, among others.
Orthopaedics | Spine - Thoracolumbar (TL) and sacral surgery | TL and sacral fusion and fixation implant | TL rod | Medtronic | ROD 651100035 5.5 CCM PERC ROD 35MM ST | 651100035 | Standalone | DE0506989 | As per HSA registered indication(s) except for radiolucent implants which should be used as follows:  in patients with primary or metastatic spinal tumours who would benefit from post-operative high dose high precision beam therapy upon appropriate and stringent patient selection;  Patient selection should be done via standardised assessment such as the neurological-oncological-mechanical systemic (NOMS) framework; and  The assessment should be carried out by a multidisciplinary team (MDT), which may be inclusive of, but not limited to, radiation oncologists, spine surgeons and interventional radiologists, among others.
Orthopaedics | Spine - Thoracolumbar (TL) and sacral surgery | TL and sacral fusion and fixation implant | TL rod | Medtronic | ROD 651100040 5.5 CCM PERC ROD 40MM ST | 651100040 | Standalone | DE0506989 | As per HSA registered indication(s) except for radiolucent implants which should be used as follows:  in patients with primary or metastatic spinal tumours who would benefit from post-operative high dose high precision beam therapy upon appropriate and stringent patient selection;  Patient selection should be done via standardised assessment such as the neurological-oncological-mechanical systemic (NOMS) framework; and  The assessment should be carried out by a multidisciplinary team (MDT), which may be inclusive of, but not limited to, radiation oncologists, spine surgeons and interventional radiologists, among others.
Orthopaedics | Spine - Thoracolumbar (TL) and sacral surgery | TL and sacral fusion and fixation implant | TL rod | Medtronic | ROD 651100045 5.5 CCM PERC ROD 45MM ST | 651100045 | Standalone | DE0506989 | As per HSA registered indication(s) except for radiolucent implants which should be used as follows:  in patients with primary or metastatic spinal tumours who would benefit from post-operative high dose high precision beam therapy upon appropriate and stringent patient selection;  Patient selection should be done via standardised assessment such as the neurological-oncological-mechanical systemic (NOMS) framework; and  The assessment should be carried out by a multidisciplinary team (MDT), which may be inclusive of, but not limited to, radiation oncologists, spine surgeons and interventional radiologists, among others.
Orthopaedics | Spine - Thoracolumbar (TL) and sacral surgery | TL and sacral fusion and fixation implant | TL rod | Medtronic | ROD 651100050 5.5 CCM PERC ROD 50MM ST | 651100050 | Standalone | DE0506989 | As per HSA registered indication(s) except for radiolucent implants which should be used as follows:  in patients with primary or metastatic spinal tumours who would benefit from post-operative high dose high precision beam therapy upon appropriate and stringent patient selection;  Patient selection should be done via standardised assessment such as the neurological-oncological-mechanical systemic (NOMS) framework; and  The assessment should be carried out by a multidisciplinary team (MDT), which may be inclusive of, but not limited to, radiation oncologists, spine surgeons and interventional radiologists, among others.
Orthopaedics | Spine - Thoracolumbar (TL) and sacral surgery | TL and sacral fusion and fixation implant | TL rod | Medtronic | ROD 651100055 5.5 CCM PERC ROD 55MM ST | 651100055 | Standalone | DE0506989 | As per HSA registered indication(s) except for radiolucent implants which should be used as follows:  in patients with primary or metastatic spinal tumours who would benefit from post-operative high dose high precision beam therapy upon appropriate and stringent patient selection;  Patient selection should be done via standardised assessment such as the neurological-oncological-mechanical systemic (NOMS) framework; and  The assessment should be carried out by a multidisciplinary team (MDT), which may be inclusive of, but not limited to, radiation oncologists, spine surgeons and interventional radiologists, among others.
Orthopaedics | Spine - Thoracolumbar (TL) and sacral surgery | TL and sacral fusion and fixation implant | TL rod | Medtronic | ROD 651100060 5.5 CCM PERC ROD 60MM ST | 651100060 | Standalone | DE0506989 | As per HSA registered indication(s) except for radiolucent implants which should be used as follows:  in patients with primary or metastatic spinal tumours who would benefit from post-operative high dose high precision beam therapy upon appropriate and stringent patient selection;  Patient selection should be done via standardised assessment such as the neurological-oncological-mechanical systemic (NOMS) framework; and  The assessment should be carried out by a multidisciplinary team (MDT), which may be inclusive of, but not limited to, radiation oncologists, spine surgeons and interventional radiologists, among others.
Orthopaedics | Spine - Thoracolumbar (TL) and sacral surgery | TL and sacral fusion and fixation implant | TL rod | Medtronic | ROD 651100065 5.5 CCM PERC ROD 65MM ST | 651100065 | Standalone | DE0506989 | As per HSA registered indication(s) except for radiolucent implants which should be used as follows:  in patients with primary or metastatic spinal tumours who would benefit from post-operative high dose high precision beam therapy upon appropriate and stringent patient selection;  Patient selection should be done via standardised assessment such as the neurological-oncological-mechanical systemic (NOMS) framework; and  The assessment should be carried out by a multidisciplinary team (MDT), which may be inclusive of, but not limited to, radiation oncologists, spine surgeons and interventional radiologists, among others.
Orthopaedics | Spine - Thoracolumbar (TL) and sacral surgery | TL and sacral fusion and fixation implant | TL rod | Medtronic | ROD 651100070 5.5 CCM PERC ROD 70MM ST | 651100070 | Standalone | DE0506989 | As per HSA registered indication(s) except for radiolucent implants which should be used as follows:  in patients with primary or metastatic spinal tumours who would benefit from post-operative high dose high precision beam therapy upon appropriate and stringent patient selection;  Patient selection should be done via standardised assessment such as the neurological-oncological-mechanical systemic (NOMS) framework; and  The assessment should be carried out by a multidisciplinary team (MDT), which may be inclusive of, but not limited to, radiation oncologists, spine surgeons and interventional radiologists, among others.
Orthopaedics | Spine - Thoracolumbar (TL) and sacral surgery | TL and sacral fusion and fixation implant | TL rod | Medtronic | ROD 651100075 5.5 CCM PERC ROD 75MM ST | 651100075 | Standalone | DE0506989 | As per HSA registered indication(s) except for radiolucent implants which should be used as follows:  in patients with primary or metastatic spinal tumours who would benefit from post-operative high dose high precision beam therapy upon appropriate and stringent patient selection;  Patient selection should be done via standardised assessment such as the neurological-oncological-mechanical systemic (NOMS) framework; and  The assessment should be carried out by a multidisciplinary team (MDT), which may be inclusive of, but not limited to, radiation oncologists, spine surgeons and interventional radiologists, among others.
Orthopaedics | Spine - Thoracolumbar (TL) and sacral surgery | TL and sacral fusion and fixation implant | TL rod | Medtronic | ROD 651100080 5.5 CCM PERC ROD 80MM ST | 651100080 | Standalone | DE0506989 | As per HSA registered indication(s) except for radiolucent implants which should be used as follows:  in patients with primary or metastatic spinal tumours who would benefit from post-operative high dose high precision beam therapy upon appropriate and stringent patient selection;  Patient selection should be done via standardised assessment such as the neurological-oncological-mechanical systemic (NOMS) framework; and  The assessment should be carried out by a multidisciplinary team (MDT), which may be inclusive of, but not limited to, radiation oncologists, spine surgeons and interventional radiologists, among others.
Orthopaedics | Spine - Thoracolumbar (TL) and sacral surgery | TL and sacral fusion and fixation implant | TL rod | Medtronic | ROD 651100085 5.5 CCM PERC ROD 85MM ST | 651100085 | Standalone | DE0506989 | As per HSA registered indication(s) except for radiolucent implants which should be used as follows:  in patients with primary or metastatic spinal tumours who would benefit from post-operative high dose high precision beam therapy upon appropriate and stringent patient selection;  Patient selection should be done via standardised assessment such as the neurological-oncological-mechanical systemic (NOMS) framework; and  The assessment should be carried out by a multidisciplinary team (MDT), which may be inclusive of, but not limited to, radiation oncologists, spine surgeons and interventional radiologists, among others.
Orthopaedics | Spine - Thoracolumbar (TL) and sacral surgery | TL and sacral fusion and fixation implant | TL rod | Medtronic | ROD 651100090 5.5 CCM PERC ROD 90MM ST | 651100090 | Standalone | DE0506989 | As per HSA registered indication(s) except for radiolucent implants which should be used as follows:  in patients with primary or metastatic spinal tumours who would benefit from post-operative high dose high precision beam therapy upon appropriate and stringent patient selection;  Patient selection should be done via standardised assessment such as the neurological-oncological-mechanical systemic (NOMS) framework; and  The assessment should be carried out by a multidisciplinary team (MDT), which may be inclusive of, but not limited to, radiation oncologists, spine surgeons and interventional radiologists, among others.
Orthopaedics | Spine - Thoracolumbar (TL) and sacral surgery | TL and sacral fusion and fixation implant | TL rod | Medtronic | ROD 651100095 5.5 CCM PERC ROD 95MM ST | 651100095 | Standalone | DE0506989 | As per HSA registered indication(s) except for radiolucent implants which should be used as follows:  in patients with primary or metastatic spinal tumours who would benefit from post-operative high dose high precision beam therapy upon appropriate and stringent patient selection;  Patient selection should be done via standardised assessment such as the neurological-oncological-mechanical systemic (NOMS) framework; and  The assessment should be carried out by a multidisciplinary team (MDT), which may be inclusive of, but not limited to, radiation oncologists, spine surgeons and interventional radiologists, among others.
Orthopaedics | Spine - Thoracolumbar (TL) and sacral surgery | TL and sacral fusion and fixation implant | TL rod | Medtronic | ROD 651100100 5.5 CCM PERC ROD 100MM ST | 651100100 | Standalone | DE0506989 | As per HSA registered indication(s) except for radiolucent implants which should be used as follows:  in patients with primary or metastatic spinal tumours who would benefit from post-operative high dose high precision beam therapy upon appropriate and stringent patient selection;  Patient selection should be done via standardised assessment such as the neurological-oncological-mechanical systemic (NOMS) framework; and  The assessment should be carried out by a multidisciplinary team (MDT), which may be inclusive of, but not limited to, radiation oncologists, spine surgeons and interventional radiologists, among others.
Orthopaedics | Spine - Thoracolumbar (TL) and sacral surgery | TL and sacral fusion and fixation implant | TL rod | Medtronic | ROD 651100105 5.5 CCM PERC ROD 105MM ST | 651100105 | Standalone | DE0506989 | As per HSA registered indication(s) except for radiolucent implants which should be used as follows:  in patients with primary or metastatic spinal tumours who would benefit from post-operative high dose high precision beam therapy upon appropriate and stringent patient selection;  Patient selection should be done via standardised assessment such as the neurological-oncological-mechanical systemic (NOMS) framework; and  The assessment should be carried out by a multidisciplinary team (MDT), which may be inclusive of, but not limited to, radiation oncologists, spine surgeons and interventional radiologists, among others.
Orthopaedics | Spine - Thoracolumbar (TL) and sacral surgery | TL and sacral fusion and fixation implant | TL rod | Medtronic | ROD 651100110 5.5 CCM PERC ROD 110MM ST | 651100110 | Standalone | DE0506989 | As per HSA registered indication(s) except for radiolucent implants which should be used as follows:  in patients with primary or metastatic spinal tumours who would benefit from post-operative high dose high precision beam therapy upon appropriate and stringent patient selection;  Patient selection should be done via standardised assessment such as the neurological-oncological-mechanical systemic (NOMS) framework; and  The assessment should be carried out by a multidisciplinary team (MDT), which may be inclusive of, but not limited to, radiation oncologists, spine surgeons and interventional radiologists, among others.
Orthopaedics | Spine - Thoracolumbar (TL) and sacral surgery | TL and sacral fusion and fixation implant | TL rod | Medtronic | ROD 651100115 5.5 CCM PERC ROD 115MM ST | 651100115 | Standalone | DE0506989 | As per HSA registered indication(s) except for radiolucent implants which should be used as follows:  in patients with primary or metastatic spinal tumours who would benefit from post-operative high dose high precision beam therapy upon appropriate and stringent patient selection;  Patient selection should be done via standardised assessment such as the neurological-oncological-mechanical systemic (NOMS) framework; and  The assessment should be carried out by a multidisciplinary team (MDT), which may be inclusive of, but not limited to, radiation oncologists, spine surgeons and interventional radiologists, among others.
Orthopaedics | Spine - Thoracolumbar (TL) and sacral surgery | TL and sacral fusion and fixation implant | TL rod | Medtronic | ROD 651100120 5.5 CCM PERC ROD 120MM ST | 651100120 | Standalone | DE0506989 | As per HSA registered indication(s) except for radiolucent implants which should be used as follows:  in patients with primary or metastatic spinal tumours who would benefit from post-operative high dose high precision beam therapy upon appropriate and stringent patient selection;  Patient selection should be done via standardised assessment such as the neurological-oncological-mechanical systemic (NOMS) framework; and  The assessment should be carried out by a multidisciplinary team (MDT), which may be inclusive of, but not limited to, radiation oncologists, spine surgeons and interventional radiologists, among others.
Orthopaedics | Spine - Thoracolumbar (TL) and sacral surgery | TL and sacral fusion and fixation implant | TL rod | Medtronic | ROD 651100125 5.5 CCM PERC ROD 125MM ST | 651100125 | Standalone | DE0506989 | As per HSA registered indication(s) except for radiolucent implants which should be used as follows:  in patients with primary or metastatic spinal tumours who would benefit from post-operative high dose high precision beam therapy upon appropriate and stringent patient selection;  Patient selection should be done via standardised assessment such as the neurological-oncological-mechanical systemic (NOMS) framework; and  The assessment should be carried out by a multidisciplinary team (MDT), which may be inclusive of, but not limited to, radiation oncologists, spine surgeons and interventional radiologists, among others.
Orthopaedics | Spine - Thoracolumbar (TL) and sacral surgery | TL and sacral fusion and fixation implant | TL rod | Medtronic | ROD 651100130 5.5 CCM PERC ROD 130MM ST | 651100130 | Standalone | DE0506989 | As per HSA registered indication(s) except for radiolucent implants which should be used as follows:  in patients with primary or metastatic spinal tumours who would benefit from post-operative high dose high precision beam therapy upon appropriate and stringent patient selection;  Patient selection should be done via standardised assessment such as the neurological-oncological-mechanical systemic (NOMS) framework; and  The assessment should be carried out by a multidisciplinary team (MDT), which may be inclusive of, but not limited to, radiation oncologists, spine surgeons and interventional radiologists, among others.
Orthopaedics | Spine - Thoracolumbar (TL) and sacral surgery | TL and sacral fusion and fixation implant | TL rod | Medtronic | ROD 651100140 5.5 CCM PERC ROD 140MM ST | 651100140 | Standalone | DE0506989 | As per HSA registered indication(s) except for radiolucent implants which should be used as follows:  in patients with primary or metastatic spinal tumours who would benefit from post-operative high dose high precision beam therapy upon appropriate and stringent patient selection;  Patient selection should be done via standardised assessment such as the neurological-oncological-mechanical systemic (NOMS) framework; and  The assessment should be carried out by a multidisciplinary team (MDT), which may be inclusive of, but not limited to, radiation oncologists, spine surgeons and interventional radiologists, among others.
Orthopaedics | Spine - Thoracolumbar (TL) and sacral surgery | TL and sacral fusion and fixation implant | TL rod | Medtronic | ROD 651100150 5.5 CCM PERC ROD 150MM ST | 651100150 | Standalone | DE0506989 | As per HSA registered indication(s) except for radiolucent implants which should be used as follows:  in patients with primary or metastatic spinal tumours who would benefit from post-operative high dose high precision beam therapy upon appropriate and stringent patient selection;  Patient selection should be done via standardised assessment such as the neurological-oncological-mechanical systemic (NOMS) framework; and  The assessment should be carried out by a multidisciplinary team (MDT), which may be inclusive of, but not limited to, radiation oncologists, spine surgeons and interventional radiologists, among others.
Orthopaedics | Spine - Thoracolumbar (TL) and sacral surgery | TL and sacral fusion and fixation implant | TL rod | Medtronic | ROD 651100160 5.5 CCM PERC ROD 160MM ST | 651100160 | Standalone | DE0506989 | As per HSA registered indication(s) except for radiolucent implants which should be used as follows:  in patients with primary or metastatic spinal tumours who would benefit from post-operative high dose high precision beam therapy upon appropriate and stringent patient selection;  Patient selection should be done via standardised assessment such as the neurological-oncological-mechanical systemic (NOMS) framework; and  The assessment should be carried out by a multidisciplinary team (MDT), which may be inclusive of, but not limited to, radiation oncologists, spine surgeons and interventional radiologists, among others.
Orthopaedics | Spine - Thoracolumbar (TL) and sacral surgery | TL and sacral fusion and fixation implant | TL rod | Medtronic | ROD 651100170 5.5 CCM PERC ROD 170MM ST | 651100170 | Standalone | DE0506989 | As per HSA registered indication(s) except for radiolucent implants which should be used as follows:  in patients with primary or metastatic spinal tumours who would benefit from post-operative high dose high precision beam therapy upon appropriate and stringent patient selection;  Patient selection should be done via standardised assessment such as the neurological-oncological-mechanical systemic (NOMS) framework; and  The assessment should be carried out by a multidisciplinary team (MDT), which may be inclusive of, but not limited to, radiation oncologists, spine surgeons and interventional radiologists, among others.
Orthopaedics | Spine - Thoracolumbar (TL) and sacral surgery | TL and sacral fusion and fixation implant | TL rod | Medtronic | ROD 651100180 5.5 CCM PERC ROD 180MM ST | 651100180 | Standalone | DE0506989 | As per HSA registered indication(s) except for radiolucent implants which should be used as follows:  in patients with primary or metastatic spinal tumours who would benefit from post-operative high dose high precision beam therapy upon appropriate and stringent patient selection;  Patient selection should be done via standardised assessment such as the neurological-oncological-mechanical systemic (NOMS) framework; and  The assessment should be carried out by a multidisciplinary team (MDT), which may be inclusive of, but not limited to, radiation oncologists, spine surgeons and interventional radiologists, among others.
Orthopaedics | Spine - Thoracolumbar (TL) and sacral surgery | TL and sacral fusion and fixation implant | TL rod | Medtronic | ROD 651100190 5.5 CCM PERC ROD 190MM ST | 651100190 | Standalone | DE0506989 | As per HSA registered indication(s) except for radiolucent implants which should be used as follows:  in patients with primary or metastatic spinal tumours who would benefit from post-operative high dose high precision beam therapy upon appropriate and stringent patient selection;  Patient selection should be done via standardised assessment such as the neurological-oncological-mechanical systemic (NOMS) framework; and  The assessment should be carried out by a multidisciplinary team (MDT), which may be inclusive of, but not limited to, radiation oncologists, spine surgeons and interventional radiologists, among others.
Orthopaedics | Spine - Thoracolumbar (TL) and sacral surgery | TL and sacral fusion and fixation implant | TL rod | Medtronic | ROD 651100200 5.5 CCM PERC ROD 200MM ST | 651100200 | Standalone | DE0506989 | As per HSA registered indication(s) except for radiolucent implants which should be used as follows:  in patients with primary or metastatic spinal tumours who would benefit from post-operative high dose high precision beam therapy upon appropriate and stringent patient selection;  Patient selection should be done via standardised assessment such as the neurological-oncological-mechanical systemic (NOMS) framework; and  The assessment should be carried out by a multidisciplinary team (MDT), which may be inclusive of, but not limited to, radiation oncologists, spine surgeons and interventional radiologists, among others.
Orthopaedics | Spine - Thoracolumbar (TL) and sacral surgery | TL and sacral fusion and fixation implant | TL rod | Medtronic | ROD 654000030 5.5 TI AL PERC ROD 30MM | 654000030 | Standalone | DE0506989 | As per HSA registered indication(s) except for radiolucent implants which should be used as follows:  in patients with primary or metastatic spinal tumours who would benefit from post-operative high dose high precision beam therapy upon appropriate and stringent patient selection;  Patient selection should be done via standardised assessment such as the neurological-oncological-mechanical systemic (NOMS) framework; and  The assessment should be carried out by a multidisciplinary team (MDT), which may be inclusive of, but not limited to, radiation oncologists, spine surgeons and interventional radiologists, among others.
Orthopaedics | Spine - Thoracolumbar (TL) and sacral surgery | TL and sacral fusion and fixation implant | TL rod | Medtronic | ROD 654000035 5.5 TI AL PERC ROD 35MM | 654000035 | Standalone | DE0506989 | As per HSA registered indication(s) except for radiolucent implants which should be used as follows:  in patients with primary or metastatic spinal tumours who would benefit from post-operative high dose high precision beam therapy upon appropriate and stringent patient selection;  Patient selection should be done via standardised assessment such as the neurological-oncological-mechanical systemic (NOMS) framework; and  The assessment should be carried out by a multidisciplinary team (MDT), which may be inclusive of, but not limited to, radiation oncologists, spine surgeons and interventional radiologists, among others.
Orthopaedics | Spine - Thoracolumbar (TL) and sacral surgery | TL and sacral fusion and fixation implant | TL rod | Medtronic | ROD 654000040 5.5 TI AL PERC ROD 40MM | 654000040 | Standalone | DE0506989 | As per HSA registered indication(s) except for radiolucent implants which should be used as follows:  in patients with primary or metastatic spinal tumours who would benefit from post-operative high dose high precision beam therapy upon appropriate and stringent patient selection;  Patient selection should be done via standardised assessment such as the neurological-oncological-mechanical systemic (NOMS) framework; and  The assessment should be carried out by a multidisciplinary team (MDT), which may be inclusive of, but not limited to, radiation oncologists, spine surgeons and interventional radiologists, among others.
Orthopaedics | Spine - Thoracolumbar (TL) and sacral surgery | TL and sacral fusion and fixation implant | TL rod | Medtronic | ROD 654000045 5.5 TI AL PERC ROD 45MM | 654000045 | Standalone | DE0506989 | As per HSA registered indication(s) except for radiolucent implants which should be used as follows:  in patients with primary or metastatic spinal tumours who would benefit from post-operative high dose high precision beam therapy upon appropriate and stringent patient selection;  Patient selection should be done via standardised assessment such as the neurological-oncological-mechanical systemic (NOMS) framework; and  The assessment should be carried out by a multidisciplinary team (MDT), which may be inclusive of, but not limited to, radiation oncologists, spine surgeons and interventional radiologists, among others.
Orthopaedics | Spine - Thoracolumbar (TL) and sacral surgery | TL and sacral fusion and fixation implant | TL rod | Medtronic | ROD 654000050 5.5 TI AL PERC ROD 50MM | 654000050 | Standalone | DE0506989 | As per HSA registered indication(s) except for radiolucent implants which should be used as follows:  in patients with primary or metastatic spinal tumours who would benefit from post-operative high dose high precision beam therapy upon appropriate and stringent patient selection;  Patient selection should be done via standardised assessment such as the neurological-oncological-mechanical systemic (NOMS) framework; and  The assessment should be carried out by a multidisciplinary team (MDT), which may be inclusive of, but not limited to, radiation oncologists, spine surgeons and interventional radiologists, among others.
Orthopaedics | Spine - Thoracolumbar (TL) and sacral surgery | TL and sacral fusion and fixation implant | TL rod | Medtronic | ROD 654000055 5.5 TI AL PERC ROD 55MM | 654000055 | Standalone | DE0506989 | As per HSA registered indication(s) except for radiolucent implants which should be used as follows:  in patients with primary or metastatic spinal tumours who would benefit from post-operative high dose high precision beam therapy upon appropriate and stringent patient selection;  Patient selection should be done via standardised assessment such as the neurological-oncological-mechanical systemic (NOMS) framework; and  The assessment should be carried out by a multidisciplinary team (MDT), which may be inclusive of, but not limited to, radiation oncologists, spine surgeons and interventional radiologists, among others.
Orthopaedics | Spine - Thoracolumbar (TL) and sacral surgery | TL and sacral fusion and fixation implant | TL rod | Medtronic | ROD 654000060 5.5 TI AL PERC ROD 60MM | 654000060 | Standalone | DE0506989 | As per HSA registered indication(s) except for radiolucent implants which should be used as follows:  in patients with primary or metastatic spinal tumours who would benefit from post-operative high dose high precision beam therapy upon appropriate and stringent patient selection;  Patient selection should be done via standardised assessment such as the neurological-oncological-mechanical systemic (NOMS) framework; and  The assessment should be carried out by a multidisciplinary team (MDT), which may be inclusive of, but not limited to, radiation oncologists, spine surgeons and interventional radiologists, among others.
Orthopaedics | Spine - Thoracolumbar (TL) and sacral surgery | TL and sacral fusion and fixation implant | TL rod | Medtronic | ROD 654000065 5.5 TI AL PERC ROD 65MM | 654000065 | Standalone | DE0506989 | As per HSA registered indication(s) except for radiolucent implants which should be used as follows:  in patients with primary or metastatic spinal tumours who would benefit from post-operative high dose high precision beam therapy upon appropriate and stringent patient selection;  Patient selection should be done via standardised assessment such as the neurological-oncological-mechanical systemic (NOMS) framework; and  The assessment should be carried out by a multidisciplinary team (MDT), which may be inclusive of, but not limited to, radiation oncologists, spine surgeons and interventional radiologists, among others.
Orthopaedics | Spine - Thoracolumbar (TL) and sacral surgery | TL and sacral fusion and fixation implant | TL rod | Medtronic | ROD 654000070 5.5 TI AL PERC ROD 70MM | 654000070 | Standalone | DE0506989 | As per HSA registered indication(s) except for radiolucent implants which should be used as follows:  in patients with primary or metastatic spinal tumours who would benefit from post-operative high dose high precision beam therapy upon appropriate and stringent patient selection;  Patient selection should be done via standardised assessment such as the neurological-oncological-mechanical systemic (NOMS) framework; and  The assessment should be carried out by a multidisciplinary team (MDT), which may be inclusive of, but not limited to, radiation oncologists, spine surgeons and interventional radiologists, among others.
Orthopaedics | Spine - Thoracolumbar (TL) and sacral surgery | TL and sacral fusion and fixation implant | TL rod | Medtronic | ROD 654000075 5.5 TI AL PERC ROD 75MM | 654000075 | Standalone | DE0506989 | As per HSA registered indication(s) except for radiolucent implants which should be used as follows:  in patients with primary or metastatic spinal tumours who would benefit from post-operative high dose high precision beam therapy upon appropriate and stringent patient selection;  Patient selection should be done via standardised assessment such as the neurological-oncological-mechanical systemic (NOMS) framework; and  The assessment should be carried out by a multidisciplinary team (MDT), which may be inclusive of, but not limited to, radiation oncologists, spine surgeons and interventional radiologists, among others.
Orthopaedics | Spine - Thoracolumbar (TL) and sacral surgery | TL and sacral fusion and fixation implant | TL rod | Medtronic | ROD 654000080 5.5 TI AL PERC ROD 80MM | 654000080 | Standalone | DE0506989 | As per HSA registered indication(s) except for radiolucent implants which should be used as follows:  in patients with primary or metastatic spinal tumours who would benefit from post-operative high dose high precision beam therapy upon appropriate and stringent patient selection;  Patient selection should be done via standardised assessment such as the neurological-oncological-mechanical systemic (NOMS) framework; and  The assessment should be carried out by a multidisciplinary team (MDT), which may be inclusive of, but not limited to, radiation oncologists, spine surgeons and interventional radiologists, among others.
Orthopaedics | Spine - Thoracolumbar (TL) and sacral surgery | TL and sacral fusion and fixation implant | TL rod | Medtronic | ROD 654000085 5.5 TI AL PERC ROD 85MM | 654000085 | Standalone | DE0506989 | As per HSA registered indication(s) except for radiolucent implants which should be used as follows:  in patients with primary or metastatic spinal tumours who would benefit from post-operative high dose high precision beam therapy upon appropriate and stringent patient selection;  Patient selection should be done via standardised assessment such as the neurological-oncological-mechanical systemic (NOMS) framework; and  The assessment should be carried out by a multidisciplinary team (MDT), which may be inclusive of, but not limited to, radiation oncologists, spine surgeons and interventional radiologists, among others.
Orthopaedics | Spine - Thoracolumbar (TL) and sacral surgery | TL and sacral fusion and fixation implant | TL rod | Medtronic | ROD 654000090 5.5 TI AL PERC ROD 90MM | 654000090 | Standalone | DE0506989 | As per HSA registered indication(s) except for radiolucent implants which should be used as follows:  in patients with primary or metastatic spinal tumours who would benefit from post-operative high dose high precision beam therapy upon appropriate and stringent patient selection;  Patient selection should be done via standardised assessment such as the neurological-oncological-mechanical systemic (NOMS) framework; and  The assessment should be carried out by a multidisciplinary team (MDT), which may be inclusive of, but not limited to, radiation oncologists, spine surgeons and interventional radiologists, among others.
Orthopaedics | Spine - Thoracolumbar (TL) and sacral surgery | TL and sacral fusion and fixation implant | TL rod | Medtronic | ROD 654000095 5.5 TI AL PERC ROD 95MM | 654000095 | Standalone | DE0506989 | As per HSA registered indication(s) except for radiolucent implants which should be used as follows:  in patients with primary or metastatic spinal tumours who would benefit from post-operative high dose high precision beam therapy upon appropriate and stringent patient selection;  Patient selection should be done via standardised assessment such as the neurological-oncological-mechanical systemic (NOMS) framework; and  The assessment should be carried out by a multidisciplinary team (MDT), which may be inclusive of, but not limited to, radiation oncologists, spine surgeons and interventional radiologists, among others.
Orthopaedics | Spine - Thoracolumbar (TL) and sacral surgery | TL and sacral fusion and fixation implant | TL rod | Medtronic | ROD 654000100 5.5 TI AL PERC ROD 100MM | 654000100 | Standalone | DE0506989 | As per HSA registered indication(s) except for radiolucent implants which should be used as follows:  in patients with primary or metastatic spinal tumours who would benefit from post-operative high dose high precision beam therapy upon appropriate and stringent patient selection;  Patient selection should be done via standardised assessment such as the neurological-oncological-mechanical systemic (NOMS) framework; and  The assessment should be carried out by a multidisciplinary team (MDT), which may be inclusive of, but not limited to, radiation oncologists, spine surgeons and interventional radiologists, among others.
Orthopaedics | Spine - Thoracolumbar (TL) and sacral surgery | TL and sacral fusion and fixation implant | TL rod | Medtronic | ROD 654000105 5.5 TI AL PERC ROD 105MM | 654000105 | Standalone | DE0506989 | As per HSA registered indication(s) except for radiolucent implants which should be used as follows:  in patients with primary or metastatic spinal tumours who would benefit from post-operative high dose high precision beam therapy upon appropriate and stringent patient selection;  Patient selection should be done via standardised assessment such as the neurological-oncological-mechanical systemic (NOMS) framework; and  The assessment should be carried out by a multidisciplinary team (MDT), which may be inclusive of, but not limited to, radiation oncologists, spine surgeons and interventional radiologists, among others.
Orthopaedics | Spine - Thoracolumbar (TL) and sacral surgery | TL and sacral fusion and fixation implant | TL rod | Medtronic | ROD 654000110 5.5 TI AL PERC ROD 110MM | 654000110 | Standalone | DE0506989 | As per HSA registered indication(s) except for radiolucent implants which should be used as follows:  in patients with primary or metastatic spinal tumours who would benefit from post-operative high dose high precision beam therapy upon appropriate and stringent patient selection;  Patient selection should be done via standardised assessment such as the neurological-oncological-mechanical systemic (NOMS) framework; and  The assessment should be carried out by a multidisciplinary team (MDT), which may be inclusive of, but not limited to, radiation oncologists, spine surgeons and interventional radiologists, among others.
Orthopaedics | Spine - Thoracolumbar (TL) and sacral surgery | TL and sacral fusion and fixation implant | TL rod | Medtronic | ROD 654000115 5.5 TI AL PERC ROD 115MM | 654000115 | Standalone | DE0506989 | As per HSA registered indication(s) except for radiolucent implants which should be used as follows:  in patients with primary or metastatic spinal tumours who would benefit from post-operative high dose high precision beam therapy upon appropriate and stringent patient selection;  Patient selection should be done via standardised assessment such as the neurological-oncological-mechanical systemic (NOMS) framework; and  The assessment should be carried out by a multidisciplinary team (MDT), which may be inclusive of, but not limited to, radiation oncologists, spine surgeons and interventional radiologists, among others.
Orthopaedics | Spine - Thoracolumbar (TL) and sacral surgery | TL and sacral fusion and fixation implant | TL rod | Medtronic | ROD 654000120 5.5 TI AL PERC ROD 120MM | 654000120 | Standalone | DE0506989 | As per HSA registered indication(s) except for radiolucent implants which should be used as follows:  in patients with primary or metastatic spinal tumours who would benefit from post-operative high dose high precision beam therapy upon appropriate and stringent patient selection;  Patient selection should be done via standardised assessment such as the neurological-oncological-mechanical systemic (NOMS) framework; and  The assessment should be carried out by a multidisciplinary team (MDT), which may be inclusive of, but not limited to, radiation oncologists, spine surgeons and interventional radiologists, among others.
Orthopaedics | Spine - Thoracolumbar (TL) and sacral surgery | TL and sacral fusion and fixation implant | TL rod | Medtronic | ROD 654000125 5.5 TI AL PERC ROD 125MM | 654000125 | Standalone | DE0506989 | As per HSA registered indication(s) except for radiolucent implants which should be used as follows:  in patients with primary or metastatic spinal tumours who would benefit from post-operative high dose high precision beam therapy upon appropriate and stringent patient selection;  Patient selection should be done via standardised assessment such as the neurological-oncological-mechanical systemic (NOMS) framework; and  The assessment should be carried out by a multidisciplinary team (MDT), which may be inclusive of, but not limited to, radiation oncologists, spine surgeons and interventional radiologists, among others.
Orthopaedics | Spine - Thoracolumbar (TL) and sacral surgery | TL and sacral fusion and fixation implant | TL rod | Medtronic | ROD 654000130 5.5 TI AL PERC ROD 130MM | 654000130 | Standalone | DE0506989 | As per HSA registered indication(s) except for radiolucent implants which should be used as follows:  in patients with primary or metastatic spinal tumours who would benefit from post-operative high dose high precision beam therapy upon appropriate and stringent patient selection;  Patient selection should be done via standardised assessment such as the neurological-oncological-mechanical systemic (NOMS) framework; and  The assessment should be carried out by a multidisciplinary team (MDT), which may be inclusive of, but not limited to, radiation oncologists, spine surgeons and interventional radiologists, among others.
Orthopaedics | Spine - Thoracolumbar (TL) and sacral surgery | TL and sacral fusion and fixation implant | TL rod | Medtronic | ROD 654000140 5.5 TI AL PERC ROD 140MM | 654000140 | Standalone | DE0506989 | As per HSA registered indication(s) except for radiolucent implants which should be used as follows:  in patients with primary or metastatic spinal tumours who would benefit from post-operative high dose high precision beam therapy upon appropriate and stringent patient selection;  Patient selection should be done via standardised assessment such as the neurological-oncological-mechanical systemic (NOMS) framework; and  The assessment should be carried out by a multidisciplinary team (MDT), which may be inclusive of, but not limited to, radiation oncologists, spine surgeons and interventional radiologists, among others.
Orthopaedics | Spine - Thoracolumbar (TL) and sacral surgery | TL and sacral fusion and fixation implant | TL rod | Medtronic | ROD 654000150 5.5 TI AL PERC ROD 150MM | 654000150 | Standalone | DE0506989 | As per HSA registered indication(s) except for radiolucent implants which should be used as follows:  in patients with primary or metastatic spinal tumours who would benefit from post-operative high dose high precision beam therapy upon appropriate and stringent patient selection;  Patient selection should be done via standardised assessment such as the neurological-oncological-mechanical systemic (NOMS) framework; and  The assessment should be carried out by a multidisciplinary team (MDT), which may be inclusive of, but not limited to, radiation oncologists, spine surgeons and interventional radiologists, among others.
Orthopaedics | Spine - Thoracolumbar (TL) and sacral surgery | TL and sacral fusion and fixation implant | TL rod | Medtronic | ROD 654000160 5.5 TI AL PERC ROD 160MM | 654000160 | Standalone | DE0506989 | As per HSA registered indication(s) except for radiolucent implants which should be used as follows:  in patients with primary or metastatic spinal tumours who would benefit from post-operative high dose high precision beam therapy upon appropriate and stringent patient selection;  Patient selection should be done via standardised assessment such as the neurological-oncological-mechanical systemic (NOMS) framework; and  The assessment should be carried out by a multidisciplinary team (MDT), which may be inclusive of, but not limited to, radiation oncologists, spine surgeons and interventional radiologists, among others.
Orthopaedics | Spine - Thoracolumbar (TL) and sacral surgery | TL and sacral fusion and fixation implant | TL rod | Medtronic | ROD 654000170 5.5 TI AL PERC ROD 170MM | 654000170 | Standalone | DE0506989 | As per HSA registered indication(s) except for radiolucent implants which should be used as follows:  in patients with primary or metastatic spinal tumours who would benefit from post-operative high dose high precision beam therapy upon appropriate and stringent patient selection;  Patient selection should be done via standardised assessment such as the neurological-oncological-mechanical systemic (NOMS) framework; and  The assessment should be carried out by a multidisciplinary team (MDT), which may be inclusive of, but not limited to, radiation oncologists, spine surgeons and interventional radiologists, among others.
Orthopaedics | Spine - Thoracolumbar (TL) and sacral surgery | TL and sacral fusion and fixation implant | TL rod | Medtronic | ROD 654000180 5.5 TI AL PERC ROD 180MM | 654000180 | Standalone | DE0506989 | As per HSA registered indication(s) except for radiolucent implants which should be used as follows:  in patients with primary or metastatic spinal tumours who would benefit from post-operative high dose high precision beam therapy upon appropriate and stringent patient selection;  Patient selection should be done via standardised assessment such as the neurological-oncological-mechanical systemic (NOMS) framework; and  The assessment should be carried out by a multidisciplinary team (MDT), which may be inclusive of, but not limited to, radiation oncologists, spine surgeons and interventional radiologists, among others.
Orthopaedics | Spine - Thoracolumbar (TL) and sacral surgery | TL and sacral fusion and fixation implant | TL rod | Medtronic | ROD 654000190 5.5 TI AL PERC ROD 190MM | 654000190 | Standalone | DE0506989 | As per HSA registered indication(s) except for radiolucent implants which should be used as follows:  in patients with primary or metastatic spinal tumours who would benefit from post-operative high dose high precision beam therapy upon appropriate and stringent patient selection;  Patient selection should be done via standardised assessment such as the neurological-oncological-mechanical systemic (NOMS) framework; and  The assessment should be carried out by a multidisciplinary team (MDT), which may be inclusive of, but not limited to, radiation oncologists, spine surgeons and interventional radiologists, among others.
Orthopaedics | Spine - Thoracolumbar (TL) and sacral surgery | TL and sacral fusion and fixation implant | TL rod | Medtronic | ROD 654000200 5.5 TI AL PERC ROD 200MM | 654000200 | Standalone | DE0506989 | As per HSA registered indication(s) except for radiolucent implants which should be used as follows:  in patients with primary or metastatic spinal tumours who would benefit from post-operative high dose high precision beam therapy upon appropriate and stringent patient selection;  Patient selection should be done via standardised assessment such as the neurological-oncological-mechanical systemic (NOMS) framework; and  The assessment should be carried out by a multidisciplinary team (MDT), which may be inclusive of, but not limited to, radiation oncologists, spine surgeons and interventional radiologists, among others.
Orthopaedics | Spine - Thoracolumbar (TL) and sacral surgery | TL and sacral fusion and fixation implant | TL rod | Medtronic | ROD 654100030 5.5 TI AL PERC ROD 30MM ST | 654100030 | Standalone | DE0506989 | As per HSA registered indication(s) except for radiolucent implants which should be used as follows:  in patients with primary or metastatic spinal tumours who would benefit from post-operative high dose high precision beam therapy upon appropriate and stringent patient selection;  Patient selection should be done via standardised assessment such as the neurological-oncological-mechanical systemic (NOMS) framework; and  The assessment should be carried out by a multidisciplinary team (MDT), which may be inclusive of, but not limited to, radiation oncologists, spine surgeons and interventional radiologists, among others.
Orthopaedics | Spine - Thoracolumbar (TL) and sacral surgery | TL and sacral fusion and fixation implant | TL rod | Medtronic | ROD 654100035 5.5 TI AL PERC ROD 35MM ST | 654100035 | Standalone | DE0506989 | As per HSA registered indication(s) except for radiolucent implants which should be used as follows:  in patients with primary or metastatic spinal tumours who would benefit from post-operative high dose high precision beam therapy upon appropriate and stringent patient selection;  Patient selection should be done via standardised assessment such as the neurological-oncological-mechanical systemic (NOMS) framework; and  The assessment should be carried out by a multidisciplinary team (MDT), which may be inclusive of, but not limited to, radiation oncologists, spine surgeons and interventional radiologists, among others.
Orthopaedics | Spine - Thoracolumbar (TL) and sacral surgery | TL and sacral fusion and fixation implant | TL rod | Medtronic | ROD 654100040 5.5 TI AL PERC ROD 40MM ST | 654100040 | Standalone | DE0506989 | As per HSA registered indication(s) except for radiolucent implants which should be used as follows:  in patients with primary or metastatic spinal tumours who would benefit from post-operative high dose high precision beam therapy upon appropriate and stringent patient selection;  Patient selection should be done via standardised assessment such as the neurological-oncological-mechanical systemic (NOMS) framework; and  The assessment should be carried out by a multidisciplinary team (MDT), which may be inclusive of, but not limited to, radiation oncologists, spine surgeons and interventional radiologists, among others.
Orthopaedics | Spine - Thoracolumbar (TL) and sacral surgery | TL and sacral fusion and fixation implant | TL rod | Medtronic | ROD 654100045 5.5 TI AL PERC ROD 45MM ST | 654100045 | Standalone | DE0506989 | As per HSA registered indication(s) except for radiolucent implants which should be used as follows:  in patients with primary or metastatic spinal tumours who would benefit from post-operative high dose high precision beam therapy upon appropriate and stringent patient selection;  Patient selection should be done via standardised assessment such as the neurological-oncological-mechanical systemic (NOMS) framework; and  The assessment should be carried out by a multidisciplinary team (MDT), which may be inclusive of, but not limited to, radiation oncologists, spine surgeons and interventional radiologists, among others.
Orthopaedics | Spine - Thoracolumbar (TL) and sacral surgery | TL and sacral fusion and fixation implant | TL rod | Medtronic | ROD 654100050 5.5 TI AL PERC ROD 50MM ST | 654100050 | Standalone | DE0506989 | As per HSA registered indication(s) except for radiolucent implants which should be used as follows:  in patients with primary or metastatic spinal tumours who would benefit from post-operative high dose high precision beam therapy upon appropriate and stringent patient selection;  Patient selection should be done via standardised assessment such as the neurological-oncological-mechanical systemic (NOMS) framework; and  The assessment should be carried out by a multidisciplinary team (MDT), which may be inclusive of, but not limited to, radiation oncologists, spine surgeons and interventional radiologists, among others.
Orthopaedics | Spine - Thoracolumbar (TL) and sacral surgery | TL and sacral fusion and fixation implant | TL rod | Medtronic | ROD 654100055 5.5 TI AL PERC ROD 55MM ST | 654100055 | Standalone | DE0506989 | As per HSA registered indication(s) except for radiolucent implants which should be used as follows:  in patients with primary or metastatic spinal tumours who would benefit from post-operative high dose high precision beam therapy upon appropriate and stringent patient selection;  Patient selection should be done via standardised assessment such as the neurological-oncological-mechanical systemic (NOMS) framework; and  The assessment should be carried out by a multidisciplinary team (MDT), which may be inclusive of, but not limited to, radiation oncologists, spine surgeons and interventional radiologists, among others.
Orthopaedics | Spine - Thoracolumbar (TL) and sacral surgery | TL and sacral fusion and fixation implant | TL rod | Medtronic | ROD 654100060 5.5 TI AL PERC ROD 60MM ST | 654100060 | Standalone | DE0506989 | As per HSA registered indication(s) except for radiolucent implants which should be used as follows:  in patients with primary or metastatic spinal tumours who would benefit from post-operative high dose high precision beam therapy upon appropriate and stringent patient selection;  Patient selection should be done via standardised assessment such as the neurological-oncological-mechanical systemic (NOMS) framework; and  The assessment should be carried out by a multidisciplinary team (MDT), which may be inclusive of, but not limited to, radiation oncologists, spine surgeons and interventional radiologists, among others.
Orthopaedics | Spine - Thoracolumbar (TL) and sacral surgery | TL and sacral fusion and fixation implant | TL rod | Medtronic | ROD 654100065 5.5 TI AL PERC ROD 65MM ST | 654100065 | Standalone | DE0506989 | As per HSA registered indication(s) except for radiolucent implants which should be used as follows:  in patients with primary or metastatic spinal tumours who would benefit from post-operative high dose high precision beam therapy upon appropriate and stringent patient selection;  Patient selection should be done via standardised assessment such as the neurological-oncological-mechanical systemic (NOMS) framework; and  The assessment should be carried out by a multidisciplinary team (MDT), which may be inclusive of, but not limited to, radiation oncologists, spine surgeons and interventional radiologists, among others.
Orthopaedics | Spine - Thoracolumbar (TL) and sacral surgery | TL and sacral fusion and fixation implant | TL rod | Medtronic | ROD 654100070 5.5 TI AL PERC ROD 70MM ST | 654100070 | Standalone | DE0506989 | As per HSA registered indication(s) except for radiolucent implants which should be used as follows:  in patients with primary or metastatic spinal tumours who would benefit from post-operative high dose high precision beam therapy upon appropriate and stringent patient selection;  Patient selection should be done via standardised assessment such as the neurological-oncological-mechanical systemic (NOMS) framework; and  The assessment should be carried out by a multidisciplinary team (MDT), which may be inclusive of, but not limited to, radiation oncologists, spine surgeons and interventional radiologists, among others.
Orthopaedics | Spine - Thoracolumbar (TL) and sacral surgery | TL and sacral fusion and fixation implant | TL rod | Medtronic | ROD 654100075 5.5 TI AL PERC ROD 75MM ST | 654100075 | Standalone | DE0506989 | As per HSA registered indication(s) except for radiolucent implants which should be used as follows:  in patients with primary or metastatic spinal tumours who would benefit from post-operative high dose high precision beam therapy upon appropriate and stringent patient selection;  Patient selection should be done via standardised assessment such as the neurological-oncological-mechanical systemic (NOMS) framework; and  The assessment should be carried out by a multidisciplinary team (MDT), which may be inclusive of, but not limited to, radiation oncologists, spine surgeons and interventional radiologists, among others.
Orthopaedics | Spine - Thoracolumbar (TL) and sacral surgery | TL and sacral fusion and fixation implant | TL rod | Medtronic | ROD 654100080 5.5 TI AL PERC ROD 80MM ST | 654100080 | Standalone | DE0506989 | As per HSA registered indication(s) except for radiolucent implants which should be used as follows:  in patients with primary or metastatic spinal tumours who would benefit from post-operative high dose high precision beam therapy upon appropriate and stringent patient selection;  Patient selection should be done via standardised assessment such as the neurological-oncological-mechanical systemic (NOMS) framework; and  The assessment should be carried out by a multidisciplinary team (MDT), which may be inclusive of, but not limited to, radiation oncologists, spine surgeons and interventional radiologists, among others.
Orthopaedics | Spine - Thoracolumbar (TL) and sacral surgery | TL and sacral fusion and fixation implant | TL rod | Medtronic | ROD 654100085 5.5 TI AL PERC ROD 85MM ST | 654100085 | Standalone | DE0506989 | As per HSA registered indication(s) except for radiolucent implants which should be used as follows:  in patients with primary or metastatic spinal tumours who would benefit from post-operative high dose high precision beam therapy upon appropriate and stringent patient selection;  Patient selection should be done via standardised assessment such as the neurological-oncological-mechanical systemic (NOMS) framework; and  The assessment should be carried out by a multidisciplinary team (MDT), which may be inclusive of, but not limited to, radiation oncologists, spine surgeons and interventional radiologists, among others.
Orthopaedics | Spine - Thoracolumbar (TL) and sacral surgery | TL and sacral fusion and fixation implant | TL rod | Medtronic | ROD 654100090 5.5 TI AL PERC ROD 90MM ST | 654100090 | Standalone | DE0506989 | As per HSA registered indication(s) except for radiolucent implants which should be used as follows:  in patients with primary or metastatic spinal tumours who would benefit from post-operative high dose high precision beam therapy upon appropriate and stringent patient selection;  Patient selection should be done via standardised assessment such as the neurological-oncological-mechanical systemic (NOMS) framework; and  The assessment should be carried out by a multidisciplinary team (MDT), which may be inclusive of, but not limited to, radiation oncologists, spine surgeons and interventional radiologists, among others.
Orthopaedics | Spine - Thoracolumbar (TL) and sacral surgery | TL and sacral fusion and fixation implant | TL rod | Medtronic | ROD 654100095 5.5 TI AL PERC ROD 95MM ST | 654100095 | Standalone | DE0506989 | As per HSA registered indication(s) except for radiolucent implants which should be used as follows:  in patients with primary or metastatic spinal tumours who would benefit from post-operative high dose high precision beam therapy upon appropriate and stringent patient selection;  Patient selection should be done via standardised assessment such as the neurological-oncological-mechanical systemic (NOMS) framework; and  The assessment should be carried out by a multidisciplinary team (MDT), which may be inclusive of, but not limited to, radiation oncologists, spine surgeons and interventional radiologists, among others.
Orthopaedics | Spine - Thoracolumbar (TL) and sacral surgery | TL and sacral fusion and fixation implant | TL rod | Medtronic | ROD 654100100 5.5 TI AL PERC ROD 100MM S | 654100100 | Standalone | DE0506989 | As per HSA registered indication(s) except for radiolucent implants which should be used as follows:  in patients with primary or metastatic spinal tumours who would benefit from post-operative high dose high precision beam therapy upon appropriate and stringent patient selection;  Patient selection should be done via standardised assessment such as the neurological-oncological-mechanical systemic (NOMS) framework; and  The assessment should be carried out by a multidisciplinary team (MDT), which may be inclusive of, but not limited to, radiation oncologists, spine surgeons and interventional radiologists, among others.
Orthopaedics | Spine - Thoracolumbar (TL) and sacral surgery | TL and sacral fusion and fixation implant | TL rod | Medtronic | ROD 654100105 5.5 TI AL PERC ROD 105MM S | 654100105 | Standalone | DE0506989 | As per HSA registered indication(s) except for radiolucent implants which should be used as follows:  in patients with primary or metastatic spinal tumours who would benefit from post-operative high dose high precision beam therapy upon appropriate and stringent patient selection;  Patient selection should be done via standardised assessment such as the neurological-oncological-mechanical systemic (NOMS) framework; and  The assessment should be carried out by a multidisciplinary team (MDT), which may be inclusive of, but not limited to, radiation oncologists, spine surgeons and interventional radiologists, among others.
Orthopaedics | Spine - Thoracolumbar (TL) and sacral surgery | TL and sacral fusion and fixation implant | TL rod | Medtronic | ROD 654100110 5.5 TI AL PERC ROD 110MM S | 654100110 | Standalone | DE0506989 | As per HSA registered indication(s) except for radiolucent implants which should be used as follows:  in patients with primary or metastatic spinal tumours who would benefit from post-operative high dose high precision beam therapy upon appropriate and stringent patient selection;  Patient selection should be done via standardised assessment such as the neurological-oncological-mechanical systemic (NOMS) framework; and  The assessment should be carried out by a multidisciplinary team (MDT), which may be inclusive of, but not limited to, radiation oncologists, spine surgeons and interventional radiologists, among others.
Orthopaedics | Spine - Thoracolumbar (TL) and sacral surgery | TL and sacral fusion and fixation implant | TL rod | Medtronic | ROD 654100115 5.5 TI AL PERC ROD 115MM S | 654100115 | Standalone | DE0506989 | As per HSA registered indication(s) except for radiolucent implants which should be used as follows:  in patients with primary or metastatic spinal tumours who would benefit from post-operative high dose high precision beam therapy upon appropriate and stringent patient selection;  Patient selection should be done via standardised assessment such as the neurological-oncological-mechanical systemic (NOMS) framework; and  The assessment should be carried out by a multidisciplinary team (MDT), which may be inclusive of, but not limited to, radiation oncologists, spine surgeons and interventional radiologists, among others.
Orthopaedics | Spine - Thoracolumbar (TL) and sacral surgery | TL and sacral fusion and fixation implant | TL rod | Medtronic | ROD 654100120 5.5 TI AL PERC ROD 120MM S | 654100120 | Standalone | DE0506989 | As per HSA registered indication(s) except for radiolucent implants which should be used as follows:  in patients with primary or metastatic spinal tumours who would benefit from post-operative high dose high precision beam therapy upon appropriate and stringent patient selection;  Patient selection should be done via standardised assessment such as the neurological-oncological-mechanical systemic (NOMS) framework; and  The assessment should be carried out by a multidisciplinary team (MDT), which may be inclusive of, but not limited to, radiation oncologists, spine surgeons and interventional radiologists, among others.
Orthopaedics | Spine - Thoracolumbar (TL) and sacral surgery | TL and sacral fusion and fixation implant | TL rod | Medtronic | ROD 654100125 5.5 TI AL PERC ROD 125MM S | 654100125 | Standalone | DE0506989 | As per HSA registered indication(s) except for radiolucent implants which should be used as follows:  in patients with primary or metastatic spinal tumours who would benefit from post-operative high dose high precision beam therapy upon appropriate and stringent patient selection;  Patient selection should be done via standardised assessment such as the neurological-oncological-mechanical systemic (NOMS) framework; and  The assessment should be carried out by a multidisciplinary team (MDT), which may be inclusive of, but not limited to, radiation oncologists, spine surgeons and interventional radiologists, among others.
Orthopaedics | Spine - Thoracolumbar (TL) and sacral surgery | TL and sacral fusion and fixation implant | TL rod | Medtronic | ROD 654100130 5.5 TI AL PERC ROD 130MM S | 654100130 | Standalone | DE0506989 | As per HSA registered indication(s) except for radiolucent implants which should be used as follows:  in patients with primary or metastatic spinal tumours who would benefit from post-operative high dose high precision beam therapy upon appropriate and stringent patient selection;  Patient selection should be done via standardised assessment such as the neurological-oncological-mechanical systemic (NOMS) framework; and  The assessment should be carried out by a multidisciplinary team (MDT), which may be inclusive of, but not limited to, radiation oncologists, spine surgeons and interventional radiologists, among others.
Orthopaedics | Spine - Thoracolumbar (TL) and sacral surgery | TL and sacral fusion and fixation implant | TL rod | Medtronic | ROD 654100140 5.5 TI AL PERC ROD 140MM S | 654100140 | Standalone | DE0506989 | As per HSA registered indication(s) except for radiolucent implants which should be used as follows:  in patients with primary or metastatic spinal tumours who would benefit from post-operative high dose high precision beam therapy upon appropriate and stringent patient selection;  Patient selection should be done via standardised assessment such as the neurological-oncological-mechanical systemic (NOMS) framework; and  The assessment should be carried out by a multidisciplinary team (MDT), which may be inclusive of, but not limited to, radiation oncologists, spine surgeons and interventional radiologists, among others.
Orthopaedics | Spine - Thoracolumbar (TL) and sacral surgery | TL and sacral fusion and fixation implant | TL rod | Medtronic | ROD 654100150 5.5 TI AL PERC ROD 150MM S | 654100150 | Standalone | DE0506989 | As per HSA registered indication(s) except for radiolucent implants which should be used as follows:  in patients with primary or metastatic spinal tumours who would benefit from post-operative high dose high precision beam therapy upon appropriate and stringent patient selection;  Patient selection should be done via standardised assessment such as the neurological-oncological-mechanical systemic (NOMS) framework; and  The assessment should be carried out by a multidisciplinary team (MDT), which may be inclusive of, but not limited to, radiation oncologists, spine surgeons and interventional radiologists, among others.
Orthopaedics | Spine - Thoracolumbar (TL) and sacral surgery | TL and sacral fusion and fixation implant | TL rod | Medtronic | ROD 654100160 5.5 TI AL PERC ROD 160MM S | 654100160 | Standalone | DE0506989 | As per HSA registered indication(s) except for radiolucent implants which should be used as follows:  in patients with primary or metastatic spinal tumours who would benefit from post-operative high dose high precision beam therapy upon appropriate and stringent patient selection;  Patient selection should be done via standardised assessment such as the neurological-oncological-mechanical systemic (NOMS) framework; and  The assessment should be carried out by a multidisciplinary team (MDT), which may be inclusive of, but not limited to, radiation oncologists, spine surgeons and interventional radiologists, among others.
Orthopaedics | Spine - Thoracolumbar (TL) and sacral surgery | TL and sacral fusion and fixation implant | TL rod | Medtronic | ROD 654100170 5.5 TI AL PERC ROD 170MM S | 654100170 | Standalone | DE0506989 | As per HSA registered indication(s) except for radiolucent implants which should be used as follows:  in patients with primary or metastatic spinal tumours who would benefit from post-operative high dose high precision beam therapy upon appropriate and stringent patient selection;  Patient selection should be done via standardised assessment such as the neurological-oncological-mechanical systemic (NOMS) framework; and  The assessment should be carried out by a multidisciplinary team (MDT), which may be inclusive of, but not limited to, radiation oncologists, spine surgeons and interventional radiologists, among others.
Orthopaedics | Spine - Thoracolumbar (TL) and sacral surgery | TL and sacral fusion and fixation implant | TL rod | Medtronic | ROD 654100180 5.5 TI AL PERC ROD 180MM S | 654100180 | Standalone | DE0506989 | As per HSA registered indication(s) except for radiolucent implants which should be used as follows:  in patients with primary or metastatic spinal tumours who would benefit from post-operative high dose high precision beam therapy upon appropriate and stringent patient selection;  Patient selection should be done via standardised assessment such as the neurological-oncological-mechanical systemic (NOMS) framework; and  The assessment should be carried out by a multidisciplinary team (MDT), which may be inclusive of, but not limited to, radiation oncologists, spine surgeons and interventional radiologists, among others.
Orthopaedics | Spine - Thoracolumbar (TL) and sacral surgery | TL and sacral fusion and fixation implant | TL rod | Medtronic | ROD 654100190 5.5 TI AL PERC ROD 190MM S | 654100190 | Standalone | DE0506989 | As per HSA registered indication(s) except for radiolucent implants which should be used as follows:  in patients with primary or metastatic spinal tumours who would benefit from post-operative high dose high precision beam therapy upon appropriate and stringent patient selection;  Patient selection should be done via standardised assessment such as the neurological-oncological-mechanical systemic (NOMS) framework; and  The assessment should be carried out by a multidisciplinary team (MDT), which may be inclusive of, but not limited to, radiation oncologists, spine surgeons and interventional radiologists, among others.
Orthopaedics | Spine - Thoracolumbar (TL) and sacral surgery | TL and sacral fusion and fixation implant | TL rod | Medtronic | ROD 654100200 5.5 TI AL PERC ROD 200MM S | 654100200 | Standalone | DE0506989 | As per HSA registered indication(s) except for radiolucent implants which should be used as follows:  in patients with primary or metastatic spinal tumours who would benefit from post-operative high dose high precision beam therapy upon appropriate and stringent patient selection;  Patient selection should be done via standardised assessment such as the neurological-oncological-mechanical systemic (NOMS) framework; and  The assessment should be carried out by a multidisciplinary team (MDT), which may be inclusive of, but not limited to, radiation oncologists, spine surgeons and interventional radiologists, among others.
Orthopaedics | Spine - Thoracolumbar (TL) and sacral surgery | TL and sacral fusion and fixation implant | TL rod | MEDTRONIC | ROD 7571070 5.5MM STRAIGHT 70MM | 7571070 | Standalone | DE0006694 | As per HSA registered indication(s) except for radiolucent implants which should be used as follows:  in patients with primary or metastatic spinal tumours who would benefit from post-operative high dose high precision beam therapy upon appropriate and stringent patient selection;  Patient selection should be done via standardised assessment such as the neurological-oncological-mechanical systemic (NOMS) framework; and  The assessment should be carried out by a multidisciplinary team (MDT), which may be inclusive of, but not limited to, radiation oncologists, spine surgeons and interventional radiologists, among others.
Orthopaedics | Spine - Thoracolumbar (TL) and sacral surgery | TL and sacral fusion and fixation implant | TL rod | MEDTRONIC | ROD 7571080 5.5MM STRAIGHT 80MM | 7571080 | Standalone | DE0006694 | As per HSA registered indication(s) except for radiolucent implants which should be used as follows:  in patients with primary or metastatic spinal tumours who would benefit from post-operative high dose high precision beam therapy upon appropriate and stringent patient selection;  Patient selection should be done via standardised assessment such as the neurological-oncological-mechanical systemic (NOMS) framework; and  The assessment should be carried out by a multidisciplinary team (MDT), which may be inclusive of, but not limited to, radiation oncologists, spine surgeons and interventional radiologists, among others.
Orthopaedics | Spine - Thoracolumbar (TL) and sacral surgery | TL and sacral fusion and fixation implant | TL rod | MEDTRONIC | ROD 7571090 5.5MM STRAIGHT 90MM | 7571090 | Standalone | DE0006694 | As per HSA registered indication(s) except for radiolucent implants which should be used as follows:  in patients with primary or metastatic spinal tumours who would benefit from post-operative high dose high precision beam therapy upon appropriate and stringent patient selection;  Patient selection should be done via standardised assessment such as the neurological-oncological-mechanical systemic (NOMS) framework; and  The assessment should be carried out by a multidisciplinary team (MDT), which may be inclusive of, but not limited to, radiation oncologists, spine surgeons and interventional radiologists, among others.
Orthopaedics | Spine - Thoracolumbar (TL) and sacral surgery | TL and sacral fusion and fixation implant | TL rod | MEDTRONIC | ROD 7571100 5.5MM STRAIGHT 100MM | 7571100 | Standalone | DE0006694 | As per HSA registered indication(s) except for radiolucent implants which should be used as follows:  in patients with primary or metastatic spinal tumours who would benefit from post-operative high dose high precision beam therapy upon appropriate and stringent patient selection;  Patient selection should be done via standardised assessment such as the neurological-oncological-mechanical systemic (NOMS) framework; and  The assessment should be carried out by a multidisciplinary team (MDT), which may be inclusive of, but not limited to, radiation oncologists, spine surgeons and interventional radiologists, among others.
Orthopaedics | Spine - Thoracolumbar (TL) and sacral surgery | TL and sacral fusion and fixation implant | TL rod | MEDTRONIC | ROD 7571110 5.5MM STRAIGHT 110MM | 7571110 | Standalone | DE0006694 | As per HSA registered indication(s) except for radiolucent implants which should be used as follows:  in patients with primary or metastatic spinal tumours who would benefit from post-operative high dose high precision beam therapy upon appropriate and stringent patient selection;  Patient selection should be done via standardised assessment such as the neurological-oncological-mechanical systemic (NOMS) framework; and  The assessment should be carried out by a multidisciplinary team (MDT), which may be inclusive of, but not limited to, radiation oncologists, spine surgeons and interventional radiologists, among others.
Orthopaedics | Spine - Thoracolumbar (TL) and sacral surgery | TL and sacral fusion and fixation implant | TL rod | MEDTRONIC | ROD 7571120 5.5MM STRAIGHT 120MM | 7571120 | Standalone | DE0006694 | As per HSA registered indication(s) except for radiolucent implants which should be used as follows:  in patients with primary or metastatic spinal tumours who would benefit from post-operative high dose high precision beam therapy upon appropriate and stringent patient selection;  Patient selection should be done via standardised assessment such as the neurological-oncological-mechanical systemic (NOMS) framework; and  The assessment should be carried out by a multidisciplinary team (MDT), which may be inclusive of, but not limited to, radiation oncologists, spine surgeons and interventional radiologists, among others.
Orthopaedics | Spine - Thoracolumbar (TL) and sacral surgery | TL and sacral fusion and fixation implant | TL rod | MEDTRONIC | ROD 7571130 5.5MM STRAIGHT 130MM | 7571130 | Standalone | DE0006694 | As per HSA registered indication(s) except for radiolucent implants which should be used as follows:  in patients with primary or metastatic spinal tumours who would benefit from post-operative high dose high precision beam therapy upon appropriate and stringent patient selection;  Patient selection should be done via standardised assessment such as the neurological-oncological-mechanical systemic (NOMS) framework; and  The assessment should be carried out by a multidisciplinary team (MDT), which may be inclusive of, but not limited to, radiation oncologists, spine surgeons and interventional radiologists, among others.
Orthopaedics | Spine - Thoracolumbar (TL) and sacral surgery | TL and sacral fusion and fixation implant | TL rod | MEDTRONIC | ROD 7571140 5.5MM STRAIGHT 140MM | 7571140 | Standalone | DE0006694 | As per HSA registered indication(s) except for radiolucent implants which should be used as follows:  in patients with primary or metastatic spinal tumours who would benefit from post-operative high dose high precision beam therapy upon appropriate and stringent patient selection;  Patient selection should be done via standardised assessment such as the neurological-oncological-mechanical systemic (NOMS) framework; and  The assessment should be carried out by a multidisciplinary team (MDT), which may be inclusive of, but not limited to, radiation oncologists, spine surgeons and interventional radiologists, among others.
Orthopaedics | Spine - Thoracolumbar (TL) and sacral surgery | TL and sacral fusion and fixation implant | TL rod | MEDTRONIC | ROD 7571150 5.5MM STRAIGHT 150MM | 7571150 | Standalone | DE0006694 | As per HSA registered indication(s) except for radiolucent implants which should be used as follows:  in patients with primary or metastatic spinal tumours who would benefit from post-operative high dose high precision beam therapy upon appropriate and stringent patient selection;  Patient selection should be done via standardised assessment such as the neurological-oncological-mechanical systemic (NOMS) framework; and  The assessment should be carried out by a multidisciplinary team (MDT), which may be inclusive of, but not limited to, radiation oncologists, spine surgeons and interventional radiologists, among others.
Orthopaedics | Spine - Thoracolumbar (TL) and sacral surgery | TL and sacral fusion and fixation implant | TL rod | MEDTRONIC | ROD 7571160 5.5MM STRAIGHT 160MM | 7571160 | Standalone | DE0006694 | As per HSA registered indication(s) except for radiolucent implants which should be used as follows:  in patients with primary or metastatic spinal tumours who would benefit from post-operative high dose high precision beam therapy upon appropriate and stringent patient selection;  Patient selection should be done via standardised assessment such as the neurological-oncological-mechanical systemic (NOMS) framework; and  The assessment should be carried out by a multidisciplinary team (MDT), which may be inclusive of, but not limited to, radiation oncologists, spine surgeons and interventional radiologists, among others.
Orthopaedics | Spine - Thoracolumbar (TL) and sacral surgery | TL and sacral fusion and fixation implant | TL rod | MEDTRONIC | ROD 7571170 5.5MM STRAIGHT 170MM | 7571170 | Standalone | DE0006694 | As per HSA registered indication(s) except for radiolucent implants which should be used as follows:  in patients with primary or metastatic spinal tumours who would benefit from post-operative high dose high precision beam therapy upon appropriate and stringent patient selection;  Patient selection should be done via standardised assessment such as the neurological-oncological-mechanical systemic (NOMS) framework; and  The assessment should be carried out by a multidisciplinary team (MDT), which may be inclusive of, but not limited to, radiation oncologists, spine surgeons and interventional radiologists, among others.
Orthopaedics | Spine - Thoracolumbar (TL) and sacral surgery | TL and sacral fusion and fixation implant | TL rod | MEDTRONIC | ROD 7571180 5.5MM STRAIGHT 180MM | 7571180 | Standalone | DE0006694 | As per HSA registered indication(s) except for radiolucent implants which should be used as follows:  in patients with primary or metastatic spinal tumours who would benefit from post-operative high dose high precision beam therapy upon appropriate and stringent patient selection;  Patient selection should be done via standardised assessment such as the neurological-oncological-mechanical systemic (NOMS) framework; and  The assessment should be carried out by a multidisciplinary team (MDT), which may be inclusive of, but not limited to, radiation oncologists, spine surgeons and interventional radiologists, among others.
Orthopaedics | Spine - Thoracolumbar (TL) and sacral surgery | TL and sacral fusion and fixation implant | TL rod | MEDTRONIC | ROD 7571190 5.5MM STRAIGHT 190MM | 7571190 | Standalone | DE0006694 | As per HSA registered indication(s) except for radiolucent implants which should be used as follows:  in patients with primary or metastatic spinal tumours who would benefit from post-operative high dose high precision beam therapy upon appropriate and stringent patient selection;  Patient selection should be done via standardised assessment such as the neurological-oncological-mechanical systemic (NOMS) framework; and  The assessment should be carried out by a multidisciplinary team (MDT), which may be inclusive of, but not limited to, radiation oncologists, spine surgeons and interventional radiologists, among others.
Orthopaedics | Spine - Thoracolumbar (TL) and sacral surgery | TL and sacral fusion and fixation implant | TL rod | MEDTRONIC | ROD 7571200 5.5MM STRAIGHT 200MM | 7571200 | Standalone | DE0006694 | As per HSA registered indication(s) except for radiolucent implants which should be used as follows:  in patients with primary or metastatic spinal tumours who would benefit from post-operative high dose high precision beam therapy upon appropriate and stringent patient selection;  Patient selection should be done via standardised assessment such as the neurological-oncological-mechanical systemic (NOMS) framework; and  The assessment should be carried out by a multidisciplinary team (MDT), which may be inclusive of, but not limited to, radiation oncologists, spine surgeons and interventional radiologists, among others.
Orthopaedics | Spine - Thoracolumbar (TL) and sacral surgery | TL and sacral fusion and fixation implant | TL rod | MEDTRONIC | ROD 7571220 5.5MM STRAIGHT 220MM | 7571220 | Standalone | DE0006694 | As per HSA registered indication(s) except for radiolucent implants which should be used as follows:  in patients with primary or metastatic spinal tumours who would benefit from post-operative high dose high precision beam therapy upon appropriate and stringent patient selection;  Patient selection should be done via standardised assessment such as the neurological-oncological-mechanical systemic (NOMS) framework; and  The assessment should be carried out by a multidisciplinary team (MDT), which may be inclusive of, but not limited to, radiation oncologists, spine surgeons and interventional radiologists, among others.
Orthopaedics | Spine - Thoracolumbar (TL) and sacral surgery | TL and sacral fusion and fixation implant | TL rod | MEDTRONIC | ROD 7571240 5.5MM STRAIGHT 240MM | 7571240 | Standalone | DE0006694 | As per HSA registered indication(s) except for radiolucent implants which should be used as follows:  in patients with primary or metastatic spinal tumours who would benefit from post-operative high dose high precision beam therapy upon appropriate and stringent patient selection;  Patient selection should be done via standardised assessment such as the neurological-oncological-mechanical systemic (NOMS) framework; and  The assessment should be carried out by a multidisciplinary team (MDT), which may be inclusive of, but not limited to, radiation oncologists, spine surgeons and interventional radiologists, among others.
Orthopaedics | Spine - Thoracolumbar (TL) and sacral surgery | TL and sacral fusion and fixation implant | TL rod | MEDTRONIC | ROD 7571260 5.5MM STRAIGHT 260MM | 7571260 | Standalone | DE0006694 | As per HSA registered indication(s) except for radiolucent implants which should be used as follows:  in patients with primary or metastatic spinal tumours who would benefit from post-operative high dose high precision beam therapy upon appropriate and stringent patient selection;  Patient selection should be done via standardised assessment such as the neurological-oncological-mechanical systemic (NOMS) framework; and  The assessment should be carried out by a multidisciplinary team (MDT), which may be inclusive of, but not limited to, radiation oncologists, spine surgeons and interventional radiologists, among others.
Orthopaedics | Spine - Thoracolumbar (TL) and sacral surgery | TL and sacral fusion and fixation implant | TL rod | MEDTRONIC | ROD 778162055 SAGITTAL TI 5.5 200MM | 778162055 | Standalone | DE0012449 | As per HSA registered indication(s) except for radiolucent implants which should be used as follows:  in patients with primary or metastatic spinal tumours who would benefit from post-operative high dose high precision beam therapy upon appropriate and stringent patient selection;  Patient selection should be done via standardised assessment such as the neurological-oncological-mechanical systemic (NOMS) framework; and  The assessment should be carried out by a multidisciplinary team (MDT), which may be inclusive of, but not limited to, radiation oncologists, spine surgeons and interventional radiologists, among others.
Orthopaedics | Spine - Thoracolumbar (TL) and sacral surgery | TL and sacral fusion and fixation implant | TL rod | MEDTRONIC | ROD 778167045 SAGITTAL TI 4.5 70MM | 778167045 | Standalone | DE0012449 | As per HSA registered indication(s) except for radiolucent implants which should be used as follows:  in patients with primary or metastatic spinal tumours who would benefit from post-operative high dose high precision beam therapy upon appropriate and stringent patient selection;  Patient selection should be done via standardised assessment such as the neurological-oncological-mechanical systemic (NOMS) framework; and  The assessment should be carried out by a multidisciplinary team (MDT), which may be inclusive of, but not limited to, radiation oncologists, spine surgeons and interventional radiologists, among others.
Orthopaedics | Spine - Thoracolumbar (TL) and sacral surgery | TL and sacral fusion and fixation implant | TL rod | MEDTRONIC | ROD 778167055 SAGITTAL TI 5.5 70MM | 778167055 | Standalone | DE0012449 | As per HSA registered indication(s) except for radiolucent implants which should be used as follows:  in patients with primary or metastatic spinal tumours who would benefit from post-operative high dose high precision beam therapy upon appropriate and stringent patient selection;  Patient selection should be done via standardised assessment such as the neurological-oncological-mechanical systemic (NOMS) framework; and  The assessment should be carried out by a multidisciplinary team (MDT), which may be inclusive of, but not limited to, radiation oncologists, spine surgeons and interventional radiologists, among others.
Orthopaedics | Spine - Thoracolumbar (TL) and sacral surgery | TL and sacral fusion and fixation implant | TL rod | MEDTRONIC | ROD 778167065 SAGITTAL TI 6.35 70MM | 778167065 | Standalone | DE0012449 | As per HSA registered indication(s) except for radiolucent implants which should be used as follows:  in patients with primary or metastatic spinal tumours who would benefit from post-operative high dose high precision beam therapy upon appropriate and stringent patient selection;  Patient selection should be done via standardised assessment such as the neurological-oncological-mechanical systemic (NOMS) framework; and  The assessment should be carried out by a multidisciplinary team (MDT), which may be inclusive of, but not limited to, radiation oncologists, spine surgeons and interventional radiologists, among others.
Orthopaedics | Spine - Thoracolumbar (TL) and sacral surgery | TL and sacral fusion and fixation implant | TL rod | MEDTRONIC | ROD 8672025 SEXTANT 25MM TI | 8672025 | Standalone | DE0000741 | As per HSA registered indication(s) except for radiolucent implants which should be used as follows:  in patients with primary or metastatic spinal tumours who would benefit from post-operative high dose high precision beam therapy upon appropriate and stringent patient selection;  Patient selection should be done via standardised assessment such as the neurological-oncological-mechanical systemic (NOMS) framework; and  The assessment should be carried out by a multidisciplinary team (MDT), which may be inclusive of, but not limited to, radiation oncologists, spine surgeons and interventional radiologists, among others.
Orthopaedics | Spine - Thoracolumbar (TL) and sacral surgery | TL and sacral fusion and fixation implant | TL rod | MEDTRONIC | ROD 8672030 SEXTANT 30MM TI | 8672030 | Standalone | DE0000741 | As per HSA registered indication(s) except for radiolucent implants which should be used as follows:  in patients with primary or metastatic spinal tumours who would benefit from post-operative high dose high precision beam therapy upon appropriate and stringent patient selection;  Patient selection should be done via standardised assessment such as the neurological-oncological-mechanical systemic (NOMS) framework; and  The assessment should be carried out by a multidisciplinary team (MDT), which may be inclusive of, but not limited to, radiation oncologists, spine surgeons and interventional radiologists, among others.
Orthopaedics | Spine - Thoracolumbar (TL) and sacral surgery | TL and sacral fusion and fixation implant | TL rod | MEDTRONIC | ROD 8672035 SEXTANT 35MM TI | 8672035 | Standalone | DE0000741 | As per HSA registered indication(s) except for radiolucent implants which should be used as follows:  in patients with primary or metastatic spinal tumours who would benefit from post-operative high dose high precision beam therapy upon appropriate and stringent patient selection;  Patient selection should be done via standardised assessment such as the neurological-oncological-mechanical systemic (NOMS) framework; and  The assessment should be carried out by a multidisciplinary team (MDT), which may be inclusive of, but not limited to, radiation oncologists, spine surgeons and interventional radiologists, among others.
Orthopaedics | Spine - Thoracolumbar (TL) and sacral surgery | TL and sacral fusion and fixation implant | TL rod | MEDTRONIC | ROD 8672040 SEXTANT 40MM TI | 8672040 | Standalone | DE0000741 | As per HSA registered indication(s) except for radiolucent implants which should be used as follows:  in patients with primary or metastatic spinal tumours who would benefit from post-operative high dose high precision beam therapy upon appropriate and stringent patient selection;  Patient selection should be done via standardised assessment such as the neurological-oncological-mechanical systemic (NOMS) framework; and  The assessment should be carried out by a multidisciplinary team (MDT), which may be inclusive of, but not limited to, radiation oncologists, spine surgeons and interventional radiologists, among others.
Orthopaedics | Spine - Thoracolumbar (TL) and sacral surgery | TL and sacral fusion and fixation implant | TL rod | MEDTRONIC | ROD 8672045 SEXTANT 45MM TI | 8672045 | Standalone | DE0000741 | As per HSA registered indication(s) except for radiolucent implants which should be used as follows:  in patients with primary or metastatic spinal tumours who would benefit from post-operative high dose high precision beam therapy upon appropriate and stringent patient selection;  Patient selection should be done via standardised assessment such as the neurological-oncological-mechanical systemic (NOMS) framework; and  The assessment should be carried out by a multidisciplinary team (MDT), which may be inclusive of, but not limited to, radiation oncologists, spine surgeons and interventional radiologists, among others.
Orthopaedics | Spine - Thoracolumbar (TL) and sacral surgery | TL and sacral fusion and fixation implant | TL rod | MEDTRONIC | ROD 8672050 SEXTANT 50MM TI | 8672050 | Standalone | DE0000741 | As per HSA registered indication(s) except for radiolucent implants which should be used as follows:  in patients with primary or metastatic spinal tumours who would benefit from post-operative high dose high precision beam therapy upon appropriate and stringent patient selection;  Patient selection should be done via standardised assessment such as the neurological-oncological-mechanical systemic (NOMS) framework; and  The assessment should be carried out by a multidisciplinary team (MDT), which may be inclusive of, but not limited to, radiation oncologists, spine surgeons and interventional radiologists, among others.
Orthopaedics | Spine - Thoracolumbar (TL) and sacral surgery | TL and sacral fusion and fixation implant | TL rod | MEDTRONIC | ROD 8672055 SEXTANT 55MM TI | 8672055 | Standalone | DE0001725 | As per HSA registered indication(s) except for radiolucent implants which should be used as follows:  in patients with primary or metastatic spinal tumours who would benefit from post-operative high dose high precision beam therapy upon appropriate and stringent patient selection;  Patient selection should be done via standardised assessment such as the neurological-oncological-mechanical systemic (NOMS) framework; and  The assessment should be carried out by a multidisciplinary team (MDT), which may be inclusive of, but not limited to, radiation oncologists, spine surgeons and interventional radiologists, among others.
Orthopaedics | Spine - Thoracolumbar (TL) and sacral surgery | TL and sacral fusion and fixation implant | TL rod | MEDTRONIC | ROD 8672060 SEXTANT 60MM TI | 8672060 | Standalone | DE0000741 | As per HSA registered indication(s) except for radiolucent implants which should be used as follows:  in patients with primary or metastatic spinal tumours who would benefit from post-operative high dose high precision beam therapy upon appropriate and stringent patient selection;  Patient selection should be done via standardised assessment such as the neurological-oncological-mechanical systemic (NOMS) framework; and  The assessment should be carried out by a multidisciplinary team (MDT), which may be inclusive of, but not limited to, radiation oncologists, spine surgeons and interventional radiologists, among others.
Orthopaedics | Spine - Thoracolumbar (TL) and sacral surgery | TL and sacral fusion and fixation implant | TL rod | MEDTRONIC | ROD 8672065 SEXTANT 65MM TI | 8672065 | Standalone | DE0008270 | As per HSA registered indication(s) except for radiolucent implants which should be used as follows:  in patients with primary or metastatic spinal tumours who would benefit from post-operative high dose high precision beam therapy upon appropriate and stringent patient selection;  Patient selection should be done via standardised assessment such as the neurological-oncological-mechanical systemic (NOMS) framework; and  The assessment should be carried out by a multidisciplinary team (MDT), which may be inclusive of, but not limited to, radiation oncologists, spine surgeons and interventional radiologists, among others.
Orthopaedics | Spine - Thoracolumbar (TL) and sacral surgery | TL and sacral fusion and fixation implant | TL rod | MEDTRONIC | ROD 8672070 SEXTANT 70MM TI | 8672070 | Standalone | DE0000741 | As per HSA registered indication(s) except for radiolucent implants which should be used as follows:  in patients with primary or metastatic spinal tumours who would benefit from post-operative high dose high precision beam therapy upon appropriate and stringent patient selection;  Patient selection should be done via standardised assessment such as the neurological-oncological-mechanical systemic (NOMS) framework; and  The assessment should be carried out by a multidisciplinary team (MDT), which may be inclusive of, but not limited to, radiation oncologists, spine surgeons and interventional radiologists, among others.
Orthopaedics | Spine - Thoracolumbar (TL) and sacral surgery | TL and sacral fusion and fixation implant | TL rod | MEDTRONIC | ROD 8672075 SEXTANT 75MM TI | 8672075 | Standalone | DE0008270 | As per HSA registered indication(s) except for radiolucent implants which should be used as follows:  in patients with primary or metastatic spinal tumours who would benefit from post-operative high dose high precision beam therapy upon appropriate and stringent patient selection;  Patient selection should be done via standardised assessment such as the neurological-oncological-mechanical systemic (NOMS) framework; and  The assessment should be carried out by a multidisciplinary team (MDT), which may be inclusive of, but not limited to, radiation oncologists, spine surgeons and interventional radiologists, among others.
Orthopaedics | Spine - Thoracolumbar (TL) and sacral surgery | TL and sacral fusion and fixation implant | TL rod | MEDTRONIC | ROD 8672080 SEXTANT 80MM TI | 8672080 | Standalone | DE0000741 | As per HSA registered indication(s) except for radiolucent implants which should be used as follows:  in patients with primary or metastatic spinal tumours who would benefit from post-operative high dose high precision beam therapy upon appropriate and stringent patient selection;  Patient selection should be done via standardised assessment such as the neurological-oncological-mechanical systemic (NOMS) framework; and  The assessment should be carried out by a multidisciplinary team (MDT), which may be inclusive of, but not limited to, radiation oncologists, spine surgeons and interventional radiologists, among others.
Orthopaedics | Spine - Thoracolumbar (TL) and sacral surgery | TL and sacral fusion and fixation implant | TL rod | MEDTRONIC | ROD 8672085 SEXTANT 85MM TI | 8672085 | Standalone | DE0008270 | As per HSA registered indication(s) except for radiolucent implants which should be used as follows:  in patients with primary or metastatic spinal tumours who would benefit from post-operative high dose high precision beam therapy upon appropriate and stringent patient selection;  Patient selection should be done via standardised assessment such as the neurological-oncological-mechanical systemic (NOMS) framework; and  The assessment should be carried out by a multidisciplinary team (MDT), which may be inclusive of, but not limited to, radiation oncologists, spine surgeons and interventional radiologists, among others.
Orthopaedics | Spine - Thoracolumbar (TL) and sacral surgery | TL and sacral fusion and fixation implant | TL rod | MEDTRONIC | ROD 8672090 SEXTANT 90MM TI | 8672090 | Standalone | DE0000741 | As per HSA registered indication(s) except for radiolucent implants which should be used as follows:  in patients with primary or metastatic spinal tumours who would benefit from post-operative high dose high precision beam therapy upon appropriate and stringent patient selection;  Patient selection should be done via standardised assessment such as the neurological-oncological-mechanical systemic (NOMS) framework; and  The assessment should be carried out by a multidisciplinary team (MDT), which may be inclusive of, but not limited to, radiation oncologists, spine surgeons and interventional radiologists, among others.
Orthopaedics | Spine - Thoracolumbar (TL) and sacral surgery | TL and sacral fusion and fixation implant | TL rod | MEDTRONIC | ROD 8672095 SEXTANT 95MM TI | 8672095 | Standalone | DE0008270 | As per HSA registered indication(s) except for radiolucent implants which should be used as follows:  in patients with primary or metastatic spinal tumours who would benefit from post-operative high dose high precision beam therapy upon appropriate and stringent patient selection;  Patient selection should be done via standardised assessment such as the neurological-oncological-mechanical systemic (NOMS) framework; and  The assessment should be carried out by a multidisciplinary team (MDT), which may be inclusive of, but not limited to, radiation oncologists, spine surgeons and interventional radiologists, among others.
Orthopaedics | Spine - Thoracolumbar (TL) and sacral surgery | TL and sacral fusion and fixation implant | TL rod | MEDTRONIC | ROD 8672100 SEXTANT 100MM TI | 8672100 | Standalone | DE0008270 | As per HSA registered indication(s) except for radiolucent implants which should be used as follows:  in patients with primary or metastatic spinal tumours who would benefit from post-operative high dose high precision beam therapy upon appropriate and stringent patient selection;  Patient selection should be done via standardised assessment such as the neurological-oncological-mechanical systemic (NOMS) framework; and  The assessment should be carried out by a multidisciplinary team (MDT), which may be inclusive of, but not limited to, radiation oncologists, spine surgeons and interventional radiologists, among others.
Orthopaedics | Spine - Thoracolumbar (TL) and sacral surgery | TL and sacral fusion and fixation implant | TL rod | MEDTRONIC | ROD 8672105 SEXTANT 105MM TI | 8672105 | Standalone | DE0000741 | As per HSA registered indication(s) except for radiolucent implants which should be used as follows:  in patients with primary or metastatic spinal tumours who would benefit from post-operative high dose high precision beam therapy upon appropriate and stringent patient selection;  Patient selection should be done via standardised assessment such as the neurological-oncological-mechanical systemic (NOMS) framework; and  The assessment should be carried out by a multidisciplinary team (MDT), which may be inclusive of, but not limited to, radiation oncologists, spine surgeons and interventional radiologists, among others.
Orthopaedics | Spine - Thoracolumbar (TL) and sacral surgery | TL and sacral fusion and fixation implant | TL rod | MEDTRONIC | ROD 8672110 SEXTANT 110MM TI | 8672110 | Standalone | DE0008270 | As per HSA registered indication(s) except for radiolucent implants which should be used as follows:  in patients with primary or metastatic spinal tumours who would benefit from post-operative high dose high precision beam therapy upon appropriate and stringent patient selection;  Patient selection should be done via standardised assessment such as the neurological-oncological-mechanical systemic (NOMS) framework; and  The assessment should be carried out by a multidisciplinary team (MDT), which may be inclusive of, but not limited to, radiation oncologists, spine surgeons and interventional radiologists, among others.
Orthopaedics | Spine - Thoracolumbar (TL) and sacral surgery | TL and sacral fusion and fixation implant | TL rod | ICOTEC | ROD CF/PEEK, CURVED, D 5.5 MM, LENGTH: 50 MM, (2X) | 16-55-01205 | Package | DE0506357 | As per HSA registered indication(s) except for radiolucent implants which should be used as follows:  in patients with primary or metastatic spinal tumours who would benefit from post-operative high dose high precision beam therapy upon appropriate and stringent patient selection;  Patient selection should be done via standardised assessment such as the neurological-oncological-mechanical systemic (NOMS) framework; and  The assessment should be carried out by a multidisciplinary team (MDT), which may be inclusive of, but not limited to, radiation oncologists, spine surgeons and interventional radiologists, among others.
Orthopaedics | Spine - Thoracolumbar (TL) and sacral surgery | TL and sacral fusion and fixation implant | TL rod | ICOTEC | ROD CF/PEEK, CURVED, D 5.5 MM, LENGTH: 60 MM, (2X) | 16-55-01206 | Package | DE0506357 | As per HSA registered indication(s) except for radiolucent implants which should be used as follows:  in patients with primary or metastatic spinal tumours who would benefit from post-operative high dose high precision beam therapy upon appropriate and stringent patient selection;  Patient selection should be done via standardised assessment such as the neurological-oncological-mechanical systemic (NOMS) framework; and  The assessment should be carried out by a multidisciplinary team (MDT), which may be inclusive of, but not limited to, radiation oncologists, spine surgeons and interventional radiologists, among others.
Orthopaedics | Spine - Thoracolumbar (TL) and sacral surgery | TL and sacral fusion and fixation implant | TL rod | ICOTEC | ROD CF/PEEK, CURVED, D 5.5 MM, LENGTH: 70 MM, (2X) | 16-55-01207 | Package | DE0506357 | As per HSA registered indication(s) except for radiolucent implants which should be used as follows:  in patients with primary or metastatic spinal tumours who would benefit from post-operative high dose high precision beam therapy upon appropriate and stringent patient selection;  Patient selection should be done via standardised assessment such as the neurological-oncological-mechanical systemic (NOMS) framework; and  The assessment should be carried out by a multidisciplinary team (MDT), which may be inclusive of, but not limited to, radiation oncologists, spine surgeons and interventional radiologists, among others.
Orthopaedics | Spine - Thoracolumbar (TL) and sacral surgery | TL and sacral fusion and fixation implant | TL rod | ICOTEC | ROD CF/PEEK, CURVED, D 5.5 MM, LENGTH: 80 MM, (2X) | 16-55-01208 | Package | DE0506357 | As per HSA registered indication(s) except for radiolucent implants which should be used as follows:  in patients with primary or metastatic spinal tumours who would benefit from post-operative high dose high precision beam therapy upon appropriate and stringent patient selection;  Patient selection should be done via standardised assessment such as the neurological-oncological-mechanical systemic (NOMS) framework; and  The assessment should be carried out by a multidisciplinary team (MDT), which may be inclusive of, but not limited to, radiation oncologists, spine surgeons and interventional radiologists, among others.
Orthopaedics | Spine - Thoracolumbar (TL) and sacral surgery | TL and sacral fusion and fixation implant | TL rod | ICOTEC | ROD CF/PEEK, CURVED, D 5.5 MM, LENGTH: 90 MM, (2X) | 16-55-01209 | Package | DE0506357 | As per HSA registered indication(s) except for radiolucent implants which should be used as follows:  in patients with primary or metastatic spinal tumours who would benefit from post-operative high dose high precision beam therapy upon appropriate and stringent patient selection;  Patient selection should be done via standardised assessment such as the neurological-oncological-mechanical systemic (NOMS) framework; and  The assessment should be carried out by a multidisciplinary team (MDT), which may be inclusive of, but not limited to, radiation oncologists, spine surgeons and interventional radiologists, among others.
Orthopaedics | Spine - Thoracolumbar (TL) and sacral surgery | TL and sacral fusion and fixation implant | TL rod | ICOTEC | ROD CF/PEEK, CURVED, D 5.5 MM, LENGTH: 100 MM, (2X) | 16-55-01210 | Package | DE0506357 | As per HSA registered indication(s) except for radiolucent implants which should be used as follows:  in patients with primary or metastatic spinal tumours who would benefit from post-operative high dose high precision beam therapy upon appropriate and stringent patient selection;  Patient selection should be done via standardised assessment such as the neurological-oncological-mechanical systemic (NOMS) framework; and  The assessment should be carried out by a multidisciplinary team (MDT), which may be inclusive of, but not limited to, radiation oncologists, spine surgeons and interventional radiologists, among others.
Orthopaedics | Spine - Thoracolumbar (TL) and sacral surgery | TL and sacral fusion and fixation implant | TL rod | ICOTEC | ROD CF/PEEK, CURVED, R 450 MM, D 5.5 MM, LENGTH: 100 MM, (2X) | 16-55-04510 | Package | DE0506357 | As per HSA registered indication(s) except for radiolucent implants which should be used as follows:  in patients with primary or metastatic spinal tumours who would benefit from post-operative high dose high precision beam therapy upon appropriate and stringent patient selection;  Patient selection should be done via standardised assessment such as the neurological-oncological-mechanical systemic (NOMS) framework; and  The assessment should be carried out by a multidisciplinary team (MDT), which may be inclusive of, but not limited to, radiation oncologists, spine surgeons and interventional radiologists, among others.
Orthopaedics | Spine - Thoracolumbar (TL) and sacral surgery | TL and sacral fusion and fixation implant | TL rod | ICOTEC | ROD CF/PEEK, CURVED, R 450 MM, D 5.5 MM, LENGTH: 120 MM, (2X) | 16-55-04512 | Package | DE0506357 | As per HSA registered indication(s) except for radiolucent implants which should be used as follows:  in patients with primary or metastatic spinal tumours who would benefit from post-operative high dose high precision beam therapy upon appropriate and stringent patient selection;  Patient selection should be done via standardised assessment such as the neurological-oncological-mechanical systemic (NOMS) framework; and  The assessment should be carried out by a multidisciplinary team (MDT), which may be inclusive of, but not limited to, radiation oncologists, spine surgeons and interventional radiologists, among others.
Orthopaedics | Spine - Thoracolumbar (TL) and sacral surgery | TL and sacral fusion and fixation implant | TL rod | ICOTEC | ROD CF/PEEK, CURVED, R 450 MM, D 5.5 MM, LENGTH: 140 MM, (2X) | 16-55-04514 | Package | DE0506357 | As per HSA registered indication(s) except for radiolucent implants which should be used as follows:  in patients with primary or metastatic spinal tumours who would benefit from post-operative high dose high precision beam therapy upon appropriate and stringent patient selection;  Patient selection should be done via standardised assessment such as the neurological-oncological-mechanical systemic (NOMS) framework; and  The assessment should be carried out by a multidisciplinary team (MDT), which may be inclusive of, but not limited to, radiation oncologists, spine surgeons and interventional radiologists, among others.
Orthopaedics | Spine - Thoracolumbar (TL) and sacral surgery | TL and sacral fusion and fixation implant | TL rod | ICOTEC | ROD CF/PEEK, CURVED, R 450 MM, D 5.5 MM, LENGTH: 160 MM, (2X) | 16-55-04516 | Package | DE0506357 | As per HSA registered indication(s) except for radiolucent implants which should be used as follows:  in patients with primary or metastatic spinal tumours who would benefit from post-operative high dose high precision beam therapy upon appropriate and stringent patient selection;  Patient selection should be done via standardised assessment such as the neurological-oncological-mechanical systemic (NOMS) framework; and  The assessment should be carried out by a multidisciplinary team (MDT), which may be inclusive of, but not limited to, radiation oncologists, spine surgeons and interventional radiologists, among others.
Orthopaedics | Spine - Thoracolumbar (TL) and sacral surgery | TL and sacral fusion and fixation implant | TL rod | ICOTEC | ROD CF/PEEK, STRAIGHT, D 5.5 MM, LENGTH: 110 MM, (2X) | 16-55-00011 | Package | DE0506357 | As per HSA registered indication(s) except for radiolucent implants which should be used as follows:  in patients with primary or metastatic spinal tumours who would benefit from post-operative high dose high precision beam therapy upon appropriate and stringent patient selection;  Patient selection should be done via standardised assessment such as the neurological-oncological-mechanical systemic (NOMS) framework; and  The assessment should be carried out by a multidisciplinary team (MDT), which may be inclusive of, but not limited to, radiation oncologists, spine surgeons and interventional radiologists, among others.
Orthopaedics | Spine - Thoracolumbar (TL) and sacral surgery | TL and sacral fusion and fixation implant | TL rod | ICOTEC | ROD CF/PEEK, STRAIGHT, D 5.5 MM, LENGTH: 130 MM, (2X) | 16-55-00013 | Package | DE0506357 | As per HSA registered indication(s) except for radiolucent implants which should be used as follows:  in patients with primary or metastatic spinal tumours who would benefit from post-operative high dose high precision beam therapy upon appropriate and stringent patient selection;  Patient selection should be done via standardised assessment such as the neurological-oncological-mechanical systemic (NOMS) framework; and  The assessment should be carried out by a multidisciplinary team (MDT), which may be inclusive of, but not limited to, radiation oncologists, spine surgeons and interventional radiologists, among others.
Orthopaedics | Spine - Thoracolumbar (TL) and sacral surgery | TL and sacral fusion and fixation implant | TL rod | ICOTEC | ROD CF/PEEK, STRAIGHT, D 5.5 MM, LENGTH: 150 MM, (2X) | 16-55-00015 | Package | DE0506357 | As per HSA registered indication(s) except for radiolucent implants which should be used as follows:  in patients with primary or metastatic spinal tumours who would benefit from post-operative high dose high precision beam therapy upon appropriate and stringent patient selection;  Patient selection should be done via standardised assessment such as the neurological-oncological-mechanical systemic (NOMS) framework; and  The assessment should be carried out by a multidisciplinary team (MDT), which may be inclusive of, but not limited to, radiation oncologists, spine surgeons and interventional radiologists, among others.
Orthopaedics | Spine - Thoracolumbar (TL) and sacral surgery | TL and sacral fusion and fixation implant | TL rod | ICOTEC | ROD CF/PEEK, STRAIGHT, D 5.5 MM, LENGTH: 40 MM, (2X) | 16-55-00004 | Package | DE0506357 | As per HSA registered indication(s) except for radiolucent implants which should be used as follows:  in patients with primary or metastatic spinal tumours who would benefit from post-operative high dose high precision beam therapy upon appropriate and stringent patient selection;  Patient selection should be done via standardised assessment such as the neurological-oncological-mechanical systemic (NOMS) framework; and  The assessment should be carried out by a multidisciplinary team (MDT), which may be inclusive of, but not limited to, radiation oncologists, spine surgeons and interventional radiologists, among others.
Orthopaedics | Spine - Thoracolumbar (TL) and sacral surgery | TL and sacral fusion and fixation implant | TL rod | ICOTEC | ROD CF/PEEK, STRAIGHT, D 5.5 MM, LENGTH: 50 MM, (2X) | 16-55-00005 | Package | DE0506357 | As per HSA registered indication(s) except for radiolucent implants which should be used as follows:  in patients with primary or metastatic spinal tumours who would benefit from post-operative high dose high precision beam therapy upon appropriate and stringent patient selection;  Patient selection should be done via standardised assessment such as the neurological-oncological-mechanical systemic (NOMS) framework; and  The assessment should be carried out by a multidisciplinary team (MDT), which may be inclusive of, but not limited to, radiation oncologists, spine surgeons and interventional radiologists, among others.
Orthopaedics | Spine - Thoracolumbar (TL) and sacral surgery | TL and sacral fusion and fixation implant | TL rod | ICOTEC | ROD CF/PEEK, STRAIGHT, D 5.5 MM, LENGTH: 60 MM, (2X) | 16-55-00006 | Package | DE0506357 | As per HSA registered indication(s) except for radiolucent implants which should be used as follows:  in patients with primary or metastatic spinal tumours who would benefit from post-operative high dose high precision beam therapy upon appropriate and stringent patient selection;  Patient selection should be done via standardised assessment such as the neurological-oncological-mechanical systemic (NOMS) framework; and  The assessment should be carried out by a multidisciplinary team (MDT), which may be inclusive of, but not limited to, radiation oncologists, spine surgeons and interventional radiologists, among others.
Orthopaedics | Spine - Thoracolumbar (TL) and sacral surgery | TL and sacral fusion and fixation implant | TL rod | ICOTEC | ROD CF/PEEK, STRAIGHT, D 5.5 MM, LENGTH: 70 MM, (2X) | 16-55-00007 | Package | DE0506357 | As per HSA registered indication(s) except for radiolucent implants which should be used as follows:  in patients with primary or metastatic spinal tumours who would benefit from post-operative high dose high precision beam therapy upon appropriate and stringent patient selection;  Patient selection should be done via standardised assessment such as the neurological-oncological-mechanical systemic (NOMS) framework; and  The assessment should be carried out by a multidisciplinary team (MDT), which may be inclusive of, but not limited to, radiation oncologists, spine surgeons and interventional radiologists, among others.
Orthopaedics | Spine - Thoracolumbar (TL) and sacral surgery | TL and sacral fusion and fixation implant | TL rod | ICOTEC | ROD CF/PEEK, STRAIGHT, D 5.5 MM, LENGTH: 80 MM, (2X) | 16-55-00008 | Package | DE0506357 | As per HSA registered indication(s) except for radiolucent implants which should be used as follows:  in patients with primary or metastatic spinal tumours who would benefit from post-operative high dose high precision beam therapy upon appropriate and stringent patient selection;  Patient selection should be done via standardised assessment such as the neurological-oncological-mechanical systemic (NOMS) framework; and  The assessment should be carried out by a multidisciplinary team (MDT), which may be inclusive of, but not limited to, radiation oncologists, spine surgeons and interventional radiologists, among others.
Orthopaedics | Spine - Thoracolumbar (TL) and sacral surgery | TL and sacral fusion and fixation implant | TL rod | ICOTEC | ROD CF/PEEK, STRAIGHT, D 5.5 MM, LENGTH: 90 MM, (2X) | 16-55-00009 | Package | DE0506357 | As per HSA registered indication(s) except for radiolucent implants which should be used as follows:  in patients with primary or metastatic spinal tumours who would benefit from post-operative high dose high precision beam therapy upon appropriate and stringent patient selection;  Patient selection should be done via standardised assessment such as the neurological-oncological-mechanical systemic (NOMS) framework; and  The assessment should be carried out by a multidisciplinary team (MDT), which may be inclusive of, but not limited to, radiation oncologists, spine surgeons and interventional radiologists, among others.
Orthopaedics | Spine - Thoracolumbar (TL) and sacral surgery | TL and sacral fusion and fixation implant | TL rod | ICOTEC | ROD CF/PEEK, STRAIGHT, D 5.5 MM, LENGTH: 100 MM, (2X) | 16-55-00010 | Package | DE0506357 | As per HSA registered indication(s) except for radiolucent implants which should be used as follows:  in patients with primary or metastatic spinal tumours who would benefit from post-operative high dose high precision beam therapy upon appropriate and stringent patient selection;  Patient selection should be done via standardised assessment such as the neurological-oncological-mechanical systemic (NOMS) framework; and  The assessment should be carried out by a multidisciplinary team (MDT), which may be inclusive of, but not limited to, radiation oncologists, spine surgeons and interventional radiologists, among others.
Orthopaedics | Spine - Occipito-cervical (OC) surgery | OC fusion and fixation implant | OC rod connector system excluding locking screw | Zimmer Biomet | Rod Connector, Closed D3.5 mm-D5.5 mm | 07.01739.001 | Standalone | DE0506515 | As per HSA registered indication(s)
Orthopaedics | Spine - Occipito-cervical (OC) surgery | OC fusion and fixation implant | OC rod connector system excluding locking screw | MEDTRONIC | Rod Connectors 3.2 to 5.5 | 6902200 | Standalone | DE0000749 | As per HSA registered indication(s)
Orthopaedics | Spine - Occipito-cervical (OC) surgery | OC fusion and fixation implant | OC rod | MEDTRONIC | ROD PRE-CUT 3.5MM X 25MM | 3603725 | Standalone | DE0503898 | As per HSA registered indication(s)
Orthopaedics | Spine - Occipito-cervical (OC) surgery | OC fusion and fixation implant | OC rod | MEDTRONIC | ROD PRE-CUT 3.5MM X 30MM | 3603730 | Standalone | DE0503898 | As per HSA registered indication(s)
Orthopaedics | Spine - Occipito-cervical (OC) surgery | OC fusion and fixation implant | OC rod | MEDTRONIC | ROD PRE-CUT 3.5MM X 40MM | 3603740 | Standalone | DE0503898 | As per HSA registered indication(s)
Orthopaedics | Spine - Occipito-cervical (OC) surgery | OC fusion and fixation implant | OC rod | MEDTRONIC | ROD PRE-CUT 3.5MM X 50MM | 3603750 | Standalone | DE0503898 | As per HSA registered indication(s)
Orthopaedics | Spine - Occipito-cervical (OC) surgery | OC fusion and fixation implant | OC rod | MEDTRONIC | ROD PRE-CUT 3.5MM X 60MM | 3603760 | Standalone | DE0503898 | As per HSA registered indication(s)
Orthopaedics | Spine - Occipito-cervical (OC) surgery | OC fusion and fixation implant | OC rod | MEDTRONIC | ROD PRE-CUT 3.5MM X 70MM | 3603770 | Standalone | DE0503898 | As per HSA registered indication(s)
Orthopaedics | Spine - Occipito-cervical (OC) surgery | OC fusion and fixation implant | OC rod | MEDTRONIC | ROD PRE-CUT 3.5MM X 80MM | 3603780 | Standalone | DE0503898 | As per HSA registered indication(s)
Orthopaedics | Spine - Thoracolumbar (TL) and sacral surgery | TL and sacral fusion and fixation implant | TL rod connector system excluding locking screw | K2M | Rod to Rod Links Closed/Closed | 2901-86055E | Standalone | DE0016948 | As per HSA registered indication(s)
Orthopaedics | Spine - Thoracolumbar (TL) and sacral surgery | TL and sacral fusion and fixation implant | TL rod connector system excluding locking screw | K2M | Rod to Rod Links Closed/Closed | 101-85555E | Standalone | DE0016947 | As per HSA registered indication(s)
Orthopaedics | Spine - Thoracolumbar (TL) and sacral surgery | TL and sacral fusion and fixation implant | TL rod connector system excluding locking screw | K2M | Rod to Rod Links Closed/Open | 2901-86055F | Standalone | DE0016948 | As per HSA registered indication(s)
Orthopaedics | Spine - Thoracolumbar (TL) and sacral surgery | TL and sacral fusion and fixation implant | TL rod connector system excluding locking screw | K2M | Rod to Rod Links Closed/Open | 101-85555F | Standalone | DE0016947 | As per HSA registered indication(s)
Orthopaedics | Spine - Occipito-cervical (OC) surgery | OC fusion and fixation implant | OC rod connector system excluding locking screw | Zimmer Biomet | Rod to Rod Trans connector L (42- 48mm) | 07.01721.005 | Standalone | DE0506515 | As per HSA registered indication(s)
Orthopaedics | Spine - Occipito-cervical (OC) surgery | OC fusion and fixation implant | OC rod connector system excluding locking screw | Zimmer Biomet | Rod to Rod Trans connector M 37.43mm) | 07.01721.004 | Standalone | DE0506515 | As per HSA registered indication(s)
Orthopaedics | Spine - Occipito-cervical (OC) surgery | OC fusion and fixation implant | OC rod connector system excluding locking screw | Zimmer Biomet | Rod to Rod Trans connector S (32- 38mm) | 07.01721.003 | Standalone | DE0506515 | As per HSA registered indication(s)
Orthopaedics | Spine - Occipito-cervical (OC) surgery | OC fusion and fixation implant | OC rod connector system excluding locking screw | Zimmer Biomet | Rod to Rod Trans connector XL (47- 53mm) | 07.01721.006 | Standalone | DE0506515 | As per HSA registered indication(s)
Orthopaedics | Spine - Occipito-cervical (OC) surgery | OC fusion and fixation implant | OC rod connector system excluding locking screw | Zimmer Biomet | Rod to Rod Trans connector XS (27- 33mm) | 07.01721.002 | Standalone | DE0506515 | As per HSA registered indication(s)
Orthopaedics | Spine - Thoracolumbar (TL) and sacral surgery | TL and sacral fusion and fixation implant | TL rod | Zimmer Biomet | Rod, Ti D5.5 x 100mm, Curved | 07.02015.017 | Standalone | DE0505870 | As per HSA registered indication(s) except for radiolucent implants which should be used as follows:  in patients with primary or metastatic spinal tumours who would benefit from post-operative high dose high precision beam therapy upon appropriate and stringent patient selection;  Patient selection should be done via standardised assessment such as the neurological-oncological-mechanical systemic (NOMS) framework; and  The assessment should be carried out by a multidisciplinary team (MDT), which may be inclusive of, but not limited to, radiation oncologists, spine surgeons and interventional radiologists, among others.
Orthopaedics | Spine - Thoracolumbar (TL) and sacral surgery | TL and sacral fusion and fixation implant | TL rod | Zimmer Biomet | Rod, Ti D5.5 x 110mm, Curved | 07.02015.019 | Standalone | DE0505870 | As per HSA registered indication(s) except for radiolucent implants which should be used as follows:  in patients with primary or metastatic spinal tumours who would benefit from post-operative high dose high precision beam therapy upon appropriate and stringent patient selection;  Patient selection should be done via standardised assessment such as the neurological-oncological-mechanical systemic (NOMS) framework; and  The assessment should be carried out by a multidisciplinary team (MDT), which may be inclusive of, but not limited to, radiation oncologists, spine surgeons and interventional radiologists, among others.
Orthopaedics | Spine - Thoracolumbar (TL) and sacral surgery | TL and sacral fusion and fixation implant | TL rod | Zimmer Biomet | Rod, Ti D5.5 x 120mm, Curved | 07.02015.021 | Standalone | DE0505870 | As per HSA registered indication(s) except for radiolucent implants which should be used as follows:  in patients with primary or metastatic spinal tumours who would benefit from post-operative high dose high precision beam therapy upon appropriate and stringent patient selection;  Patient selection should be done via standardised assessment such as the neurological-oncological-mechanical systemic (NOMS) framework; and  The assessment should be carried out by a multidisciplinary team (MDT), which may be inclusive of, but not limited to, radiation oncologists, spine surgeons and interventional radiologists, among others.
Orthopaedics | Spine - Thoracolumbar (TL) and sacral surgery | TL and sacral fusion and fixation implant | TL rod | Zimmer Biomet | Rod, Ti D5.5 x 90mm, Curved | 07.02015.015 | Standalone | DE0505870 | As per HSA registered indication(s) except for radiolucent implants which should be used as follows:  in patients with primary or metastatic spinal tumours who would benefit from post-operative high dose high precision beam therapy upon appropriate and stringent patient selection;  Patient selection should be done via standardised assessment such as the neurological-oncological-mechanical systemic (NOMS) framework; and  The assessment should be carried out by a multidisciplinary team (MDT), which may be inclusive of, but not limited to, radiation oncologists, spine surgeons and interventional radiologists, among others.
Orthopaedics | Spine - Thoracolumbar (TL) and sacral surgery | TL and sacral fusion and fixation implant | TL rod | Zimmer Biomet | Rod, Ti, 5.5 x 510mm, Str | 07.02013.003 | Standalone | DE0505870 | As per HSA registered indication(s) except for radiolucent implants which should be used as follows:  in patients with primary or metastatic spinal tumours who would benefit from post-operative high dose high precision beam therapy upon appropriate and stringent patient selection;  Patient selection should be done via standardised assessment such as the neurological-oncological-mechanical systemic (NOMS) framework; and  The assessment should be carried out by a multidisciplinary team (MDT), which may be inclusive of, but not limited to, radiation oncologists, spine surgeons and interventional radiologists, among others.
Orthopaedics | Spine - Thoracolumbar (TL) and sacral surgery | TL and sacral fusion and fixation implant | TL rod | Zimmer Biomet | Rod, Ti, 6.0 x 510mm, Str | 07.02019.003 | Standalone | DE0505870 | As per HSA registered indication(s) except for radiolucent implants which should be used as follows:  in patients with primary or metastatic spinal tumours who would benefit from post-operative high dose high precision beam therapy upon appropriate and stringent patient selection;  Patient selection should be done via standardised assessment such as the neurological-oncological-mechanical systemic (NOMS) framework; and  The assessment should be carried out by a multidisciplinary team (MDT), which may be inclusive of, but not limited to, radiation oncologists, spine surgeons and interventional radiologists, among others.
Orthopaedics | Spine - Occipito-cervical (OC) surgery | OC fusion and fixation implant | OC rod connector system excluding locking screw | GLOBUS MEDICAL | Rod-to-Rod Clamp, CT to CT, 7mm | 182.741 | Standalone | DE0501901 | As per HSA registered indication(s)
Orthopaedics | Spine - Occipito-cervical (OC) surgery | OC fusion and fixation implant | OC rod connector system excluding locking screw | GLOBUS MEDICAL | Rod-to-Rod Clamp, CT to CT, 9mm | 182.770 | Standalone | DE0501901 | As per HSA registered indication(s)
Orthopaedics | Spine - Occipito-cervical (OC) surgery | OC fusion and fixation implant | OC rod connector system excluding locking screw | GLOBUS MEDICAL | Rod-to-Rod Clamp, CT to TL, 10mm | 182.772 | Standalone | DE0501901 | As per HSA registered indication(s)
Orthopaedics | Spine - Occipito-cervical (OC) surgery | OC fusion and fixation implant | OC rod connector system excluding locking screw | GLOBUS MEDICAL | Rod-to-Rod Clamp, CT to TL, 8mm | 182.745 | Standalone | DE0501901 | As per HSA registered indication(s)
Orthopaedics | Spine - Occipito-cervical (OC) surgery | OC fusion and fixation implant | OC rod connector system excluding locking screw | GLOBUS MEDICAL | Rod-to-Rod Clamp, Double, CT to CT, 7mm | 182.743 | Standalone | DE0501901 | As per HSA registered indication(s)
Orthopaedics | Spine - Occipito-cervical (OC) surgery | OC fusion and fixation implant | OC rod connector system excluding locking screw | GLOBUS MEDICAL | Rod-to-Rod Clamp, Double, CT to CT, 9mm | 182.771 | Standalone | DE0501901 | As per HSA registered indication(s)
Orthopaedics | Spine - Occipito-cervical (OC) surgery | OC fusion and fixation implant | OC rod connector system excluding locking screw | GLOBUS MEDICAL | Rod-to-Rod Clamp, Double, CT to TL, 10mm | 182.773 | Standalone | DE0501901 | As per HSA registered indication(s)
Orthopaedics | Spine - Occipito-cervical (OC) surgery | OC fusion and fixation implant | OC rod connector system excluding locking screw | GLOBUS MEDICAL | Rod-to-Rod Clamp, Double, CT to TL, 8mm | 182.747 | Standalone | DE0501901 | As per HSA registered indication(s)
Orthopaedics | Spine - Thoracolumbar (TL) and sacral surgery | TL interbody cage | TL interbody fixation accessories | Zimmer Biomet | ROI-A ANCHORING PLATE L | IR2007T | Package | DE0505706 | As per HSA registered indication(s)
Orthopaedics | Spine - Thoracolumbar (TL) and sacral surgery | TL interbody cage | TL interbody fixation accessories | Zimmer Biomet | ROI-A ANCHORING PLATE M | IR2008T | Package | DE0505706 | As per HSA registered indication(s)
Orthopaedics | Spine - Thoracolumbar (TL) and sacral surgery | TL interbody cage | TL interbody fixation accessories | Zimmer Biomet | ROI-A ANCHORING PLATE S | IR2009T | Package | DE0505706 | As per HSA registered indication(s)
Orthopaedics | Spine - Thoracolumbar (TL) and sacral surgery | TL interbody cage | TL interbody core - Integrated | Zimmer Biomet | ROI-A CAG IST H12MM 27X36MM 10 | IR5272P | Standalone | DE0505706 | As per HSA registered indication(s)
Orthopaedics | Spine - Thoracolumbar (TL) and sacral surgery | TL interbody cage | TL interbody core - Integrated | Zimmer Biomet | ROI-A CAG IST H12MM 27X36MM 14 | IR5282P | Standalone | DE0505706 | As per HSA registered indication(s)
Orthopaedics | Spine - Thoracolumbar (TL) and sacral surgery | TL interbody cage | TL interbody core - Integrated | Zimmer Biomet | ROI-A CAG IST H14MM 27X36MM 10 | IR5274P | Standalone | DE0505706 | As per HSA registered indication(s)
Orthopaedics | Spine - Thoracolumbar (TL) and sacral surgery | TL interbody cage | TL interbody core - Integrated | Zimmer Biomet | ROI-A CAG IST H14MM 27X36MM 14 | IR5284P | Standalone | DE0505706 | As per HSA registered indication(s)
Orthopaedics | Spine - Thoracolumbar (TL) and sacral surgery | TL interbody cage | TL interbody core - Integrated | Zimmer Biomet | ROI-A CAG IST H16MM 27X36MM 10 | IR5276P | Standalone | DE0505706 | As per HSA registered indication(s)
Orthopaedics | Spine - Thoracolumbar (TL) and sacral surgery | TL interbody cage | TL interbody core - Integrated | Zimmer Biomet | ROI-A CAG IST H16MM 27X36MM 14 | IR5286P | Standalone | DE0505706 | As per HSA registered indication(s)
Orthopaedics | Spine - Thoracolumbar (TL) and sacral surgery | TL interbody cage | TL interbody core - Integrated | Zimmer Biomet | ROI-A CAG MED H10MM 23X26MM 6 | IR2422P | Standalone | DE0505706 | As per HSA registered indication(s)
Orthopaedics | Spine - Thoracolumbar (TL) and sacral surgery | TL interbody cage | TL interbody core - Integrated | Zimmer Biomet | ROI-A CAG MED H10MM 27X30MM 6 | IR2522P | Standalone | DE0505706 | As per HSA registered indication(s)
Orthopaedics | Spine - Thoracolumbar (TL) and sacral surgery | TL interbody cage | TL interbody core - Integrated | Zimmer Biomet | ROI-A CAG MED H10MM 27X36MM 6 | IR5221P | Standalone | DE0505706 | As per HSA registered indication(s)
Orthopaedics | Spine - Thoracolumbar (TL) and sacral surgery | TL interbody cage | TL interbody core - Integrated | Zimmer Biomet | ROI-A CAG MED H10MM 30X33MM 6 | IR2622P | Standalone | DE0505706 | As per HSA registered indication(s)
Orthopaedics | Spine - Thoracolumbar (TL) and sacral surgery | TL interbody cage | TL interbody core - Integrated | Zimmer Biomet | ROI-A CAG MED H10MM 33X36MM 6 | IR2721P | Standalone | DE0505706 | As per HSA registered indication(s)
Orthopaedics | Spine - Thoracolumbar (TL) and sacral surgery | TL interbody cage | TL interbody core - Integrated | Zimmer Biomet | ROI-A CAG MED H11MM 27X30MM 10 | IR2531P | Standalone | DE0505706 | As per HSA registered indication(s)
Orthopaedics | Spine - Thoracolumbar (TL) and sacral surgery | TL interbody cage | TL interbody core - Integrated | Zimmer Biomet | ROI-A CAG MED H11MM 30X33MM 10 | IR2631P | Standalone | DE0505706 | As per HSA registered indication(s)
Orthopaedics | Spine - Thoracolumbar (TL) and sacral surgery | TL interbody cage | TL interbody core - Integrated | Zimmer Biomet | ROI-A CAG MED H12MM 23X26MM 6 | IR2424P | Standalone | DE0505706 | As per HSA registered indication(s)
Orthopaedics | Spine - Thoracolumbar (TL) and sacral surgery | TL interbody cage | TL interbody core - Integrated | Zimmer Biomet | ROI-A CAG MED H12MM 27X30MM 10 | IR2532P | Standalone | DE0505706 | As per HSA registered indication(s)
Orthopaedics | Spine - Thoracolumbar (TL) and sacral surgery | TL interbody cage | TL interbody core - Integrated | Zimmer Biomet | ROI-A CAG MED H12MM 27X30MM 14 | IR2541P | Standalone | DE0505706 | As per HSA registered indication(s)
Orthopaedics | Spine - Thoracolumbar (TL) and sacral surgery | TL interbody cage | TL interbody core - Integrated | Zimmer Biomet | ROI-A CAG MED H12MM 27X30MM 6 | IR2524P | Standalone | DE0505706 | As per HSA registered indication(s)
Orthopaedics | Spine - Thoracolumbar (TL) and sacral surgery | TL interbody cage | TL interbody core - Integrated | Zimmer Biomet | ROI-A CAG MED H12MM 27X36MM 10 | IR5232P | Standalone | DE0505706 | As per HSA registered indication(s)
Orthopaedics | Spine - Thoracolumbar (TL) and sacral surgery | TL interbody cage | TL interbody core - Integrated | Zimmer Biomet | ROI-A CAG MED H12MM 27X36MM 6 | IR5223P | Standalone | DE0505706 | As per HSA registered indication(s)
Orthopaedics | Spine - Thoracolumbar (TL) and sacral surgery | TL interbody cage | TL interbody core - Integrated | Zimmer Biomet | ROI-A CAG MED H12MM 30X33MM 10 | IR2632P | Standalone | DE0505706 | As per HSA registered indication(s)
Orthopaedics | Spine - Thoracolumbar (TL) and sacral surgery | TL interbody cage | TL interbody core - Integrated | Zimmer Biomet | ROI-A CAG MED H12MM 30X33MM 6 | IR2624P | Standalone | DE0505706 | As per HSA registered indication(s)
Orthopaedics | Spine - Thoracolumbar (TL) and sacral surgery | TL interbody cage | TL interbody core - Integrated | Zimmer Biomet | ROI-A CAG MED H12MM 33X36MM 10 | IR2731P | Standalone | DE0505706 | As per HSA registered indication(s)
Orthopaedics | Spine - Thoracolumbar (TL) and sacral surgery | TL interbody cage | TL interbody core - Integrated | Zimmer Biomet | ROI-A CAG MED H12MM 33X36MM 6 | IR2723P | Standalone | DE0505706 | As per HSA registered indication(s)
Orthopaedics | Spine - Thoracolumbar (TL) and sacral surgery | TL interbody cage | TL interbody core - Integrated | Zimmer Biomet | ROI-A CAG MED H14MM 23X26MM 6 | IR2426P | Standalone | DE0505706 | As per HSA registered indication(s)
Orthopaedics | Spine - Thoracolumbar (TL) and sacral surgery | TL interbody cage | TL interbody core - Integrated | Zimmer Biomet | ROI-A CAG MED H14MM 27X30MM 10 | IR2534P | Standalone | DE0505706 | As per HSA registered indication(s)
Orthopaedics | Spine - Thoracolumbar (TL) and sacral surgery | TL interbody cage | TL interbody core - Integrated | Zimmer Biomet | ROI-A CAG MED H14MM 27X30MM 14 | IR2543P | Standalone | DE0505706 | As per HSA registered indication(s)
Orthopaedics | Spine - Thoracolumbar (TL) and sacral surgery | TL interbody cage | TL interbody core - Integrated | Zimmer Biomet | ROI-A CAG MED H14MM 27X30MM 6 | IR2526P | Standalone | DE0505706 | As per HSA registered indication(s)
Orthopaedics | Spine - Thoracolumbar (TL) and sacral surgery | TL interbody cage | TL interbody core - Integrated | Zimmer Biomet | ROI-A CAG MED H14MM 27X36MM 10 | IR5234P | Standalone | DE0505706 | As per HSA registered indication(s)
Orthopaedics | Spine - Thoracolumbar (TL) and sacral surgery | TL interbody cage | TL interbody core - Integrated | Zimmer Biomet | ROI-A CAG MED H14MM 27X36MM 6 | IR5225P | Standalone | DE0505706 | As per HSA registered indication(s)
Orthopaedics | Spine - Thoracolumbar (TL) and sacral surgery | TL interbody cage | TL interbody core - Integrated | Zimmer Biomet | ROI-A CAG MED H14MM 30X33MM 10 | IR2634P | Standalone | DE0505706 | As per HSA registered indication(s)
Orthopaedics | Spine - Thoracolumbar (TL) and sacral surgery | TL interbody cage | TL interbody core - Integrated | Zimmer Biomet | ROI-A CAG MED H14MM 30X33MM 14 | IR2641P | Standalone | DE0505706 | As per HSA registered indication(s)
Orthopaedics | Spine - Thoracolumbar (TL) and sacral surgery | TL interbody cage | TL interbody core - Integrated | Zimmer Biomet | ROI-A CAG MED H14MM 30X33MM 6 | IR2626P | Standalone | DE0505706 | As per HSA registered indication(s)
Orthopaedics | Spine - Thoracolumbar (TL) and sacral surgery | TL interbody cage | TL interbody core - Integrated | Zimmer Biomet | ROI-A CAG MED H14MM 33X36MM 10 | IR2733P | Standalone | DE0505706 | As per HSA registered indication(s)
Orthopaedics | Spine - Thoracolumbar (TL) and sacral surgery | TL interbody cage | TL interbody core - Integrated | Zimmer Biomet | ROI-A CAG MED H14MM 33X36MM 14 | IR2741P | Standalone | DE0505706 | As per HSA registered indication(s)
Orthopaedics | Spine - Thoracolumbar (TL) and sacral surgery | TL interbody cage | TL interbody core - Integrated | Zimmer Biomet | ROI-A CAG MED H14MM 33X36MM 6 | IR2725P | Standalone | DE0505706 | As per HSA registered indication(s)
Orthopaedics | Spine - Thoracolumbar (TL) and sacral surgery | TL interbody cage | TL interbody core - Integrated | Zimmer Biomet | ROI-A CAG MED H16MM 27X30MM 10 | IR2536P | Standalone | DE0505706 | As per HSA registered indication(s)
Orthopaedics | Spine - Thoracolumbar (TL) and sacral surgery | TL interbody cage | TL interbody core - Integrated | Zimmer Biomet | ROI-A CAG MED H16MM 27X30MM 14 | IR2545P | Standalone | DE0505706 | As per HSA registered indication(s)
Orthopaedics | Spine - Thoracolumbar (TL) and sacral surgery | TL interbody cage | TL interbody core - Integrated | Zimmer Biomet | ROI-A CAG MED H16MM 30X33MM 10 | IR2636P | Standalone | DE0505706 | As per HSA registered indication(s)
Orthopaedics | Spine - Thoracolumbar (TL) and sacral surgery | TL interbody cage | TL interbody core - Integrated | Zimmer Biomet | ROI-A CAG MED H16MM 30X33MM 14 | IR2643P | Standalone | DE0505706 | As per HSA registered indication(s)
Orthopaedics | Spine - Thoracolumbar (TL) and sacral surgery | TL interbody cage | TL interbody core - Integrated | Zimmer Biomet | ROI-A CAG MED H16MM 33X36MM 10 | IR2735P | Standalone | DE0505706 | As per HSA registered indication(s)
Orthopaedics | Spine - Thoracolumbar (TL) and sacral surgery | TL interbody cage | TL interbody core - Integrated | Zimmer Biomet | ROI-A CAG MED H16MM 33X36MM 14 | IR2743P | Standalone | DE0505706 | As per HSA registered indication(s)
Orthopaedics | Spine - Thoracolumbar (TL) and sacral surgery | TL interbody cage | TL interbody core - Integrated | Zimmer Biomet | ROI-A CAG OBL H10MM 27X30MM 6 | IR4222P | Standalone | DE0505706 | As per HSA registered indication(s)
Orthopaedics | Spine - Thoracolumbar (TL) and sacral surgery | TL interbody cage | TL interbody core - Integrated | Zimmer Biomet | ROI-A CAG OBL H10MM 30X33MM 6 | IR4322P | Standalone | DE0505706 | As per HSA registered indication(s)
Orthopaedics | Spine - Thoracolumbar (TL) and sacral surgery | TL interbody cage | TL interbody core - Integrated | Zimmer Biomet | ROI-A CAG OBL H11MM 27X30MM 10 | IR4231P | Standalone | DE0505706 | As per HSA registered indication(s)
Orthopaedics | Spine - Thoracolumbar (TL) and sacral surgery | TL interbody cage | TL interbody core - Integrated | Zimmer Biomet | ROI-A CAG OBL H11MM 30X33MM 10 | IR4331P | Standalone | DE0505706 | As per HSA registered indication(s)
Orthopaedics | Spine - Thoracolumbar (TL) and sacral surgery | TL interbody cage | TL interbody core - Integrated | Zimmer Biomet | ROI-A CAG OBL H12MM 27X30MM 10 | IR4232P | Standalone | DE0505706 | As per HSA registered indication(s)
Orthopaedics | Spine - Thoracolumbar (TL) and sacral surgery | TL interbody cage | TL interbody core - Integrated | Zimmer Biomet | ROI-A CAG OBL H12MM 27X30MM 6 | IR4224P | Standalone | DE0505706 | As per HSA registered indication(s)
Orthopaedics | Spine - Thoracolumbar (TL) and sacral surgery | TL interbody cage | TL interbody core - Integrated | Zimmer Biomet | ROI-A CAG OBL H12MM 30X33MM 10 | IR4332P | Standalone | DE0505706 | As per HSA registered indication(s)
Orthopaedics | Spine - Thoracolumbar (TL) and sacral surgery | TL interbody cage | TL interbody core - Integrated | Zimmer Biomet | ROI-A CAG OBL H12MM 30X33MM 6 | IR4324P | Standalone | DE0505706 | As per HSA registered indication(s)
Orthopaedics | Spine - Thoracolumbar (TL) and sacral surgery | TL interbody cage | TL interbody core - Integrated | Zimmer Biomet | ROI-A CAG OBL H14MM 27X30MM 10 | IR4234P | Standalone | DE0505706 | As per HSA registered indication(s)
Orthopaedics | Spine - Thoracolumbar (TL) and sacral surgery | TL interbody cage | TL interbody core - Integrated | Zimmer Biomet | ROI-A CAG OBL H14MM 27X30MM 6 | IR4226P | Standalone | DE0505706 | As per HSA registered indication(s)
Orthopaedics | Spine - Thoracolumbar (TL) and sacral surgery | TL interbody cage | TL interbody core - Integrated | Zimmer Biomet | ROI-A CAG OBL H14MM 30X33MM 10 | IR4334P | Standalone | DE0505706 | As per HSA registered indication(s)
Orthopaedics | Spine - Thoracolumbar (TL) and sacral surgery | TL interbody cage | TL interbody core - Integrated | Zimmer Biomet | ROI-A CAG OBL H14MM 30X33MM 6 | IR4326P | Standalone | DE0505706 | As per HSA registered indication(s)
Orthopaedics | Spine - Thoracolumbar (TL) and sacral surgery | TL interbody cage | TL interbody core - Integrated | Zimmer Biomet | ROI-A CAG OBL H16MM 27X30MM 10 | IR4236P | Standalone | DE0505706 | As per HSA registered indication(s)
Orthopaedics | Spine - Occipito-cervical (OC) surgery | Cervical interbody cage | Cervical interbody fixation accessories | Zimmer Biomet | ROI-C Anchoring Plate | MC1005T | Package | DE0014979 | As per HSA registered indication(s)
Orthopaedics | Spine - Occipito-cervical (OC) surgery | Cervical interbody cage | Cervical interbody core - Integrated | Zimmer Biomet | ROI-C Implant 12x15,5 H10 | MC1356P | Standalone | DE0014979 | As per HSA registered indication(s)
Orthopaedics | Spine - Occipito-cervical (OC) surgery | Cervical interbody cage | Cervical interbody core - Integrated | Zimmer Biomet | ROI-C Implant 12x15,5 H4,5 | MC1350P | Standalone | DE0014979 | As per HSA registered indication(s)
Orthopaedics | Spine - Occipito-cervical (OC) surgery | Cervical interbody cage | Cervical interbody core - Integrated | Zimmer Biomet | ROI-C Implant 12x15,5 H5 | MC1351P | Standalone | DE0014979 | As per HSA registered indication(s)
Orthopaedics | Spine - Occipito-cervical (OC) surgery | Cervical interbody cage | Cervical interbody core - Integrated | Zimmer Biomet | ROI-C Implant 12x15,5 H6 | MC1352P | Standalone | DE0014979 | As per HSA registered indication(s)
Orthopaedics | Spine - Occipito-cervical (OC) surgery | Cervical interbody cage | Cervical interbody core - Integrated | Zimmer Biomet | ROI-C Implant 12x15,5 H7 | MC1353P | Standalone | DE0014979 | As per HSA registered indication(s)
Orthopaedics | Spine - Occipito-cervical (OC) surgery | Cervical interbody cage | Cervical interbody core - Integrated | Zimmer Biomet | ROI-C Implant 12x15,5 H8 | MC1354P | Standalone | DE0014979 | As per HSA registered indication(s)
Orthopaedics | Spine - Occipito-cervical (OC) surgery | Cervical interbody cage | Cervical interbody core - Integrated | Zimmer Biomet | ROI-C Implant 12x15,5 H9 | MC1355P | Standalone | DE0014979 | As per HSA registered indication(s)
Orthopaedics | Spine - Occipito-cervical (OC) surgery | Cervical interbody cage | Cervical interbody fixation accessories | Zimmer Biomet | ROI-C Long Anchoring Plate | MC1006T | Package | DE0014979 | As per HSA registered indication(s)
Orthopaedics | Spine - Occipito-cervical (OC) surgery | Cervical interbody cage | Cervical interbody core - Integrated | Zimmer Biomet | ROI-C Lordotic Implant 12x14 H10 | MC1446P | Standalone | DE0014979 | As per HSA registered indication(s)
Orthopaedics | Spine - Occipito-cervical (OC) surgery | Cervical interbody cage | Cervical interbody core - Integrated | Zimmer Biomet | ROI-C Lordotic Implant 12x14 H5 | MC1441P | Standalone | DE0014979 | As per HSA registered indication(s)
Orthopaedics | Spine - Occipito-cervical (OC) surgery | Cervical interbody cage | Cervical interbody core - Integrated | Zimmer Biomet | ROI-C Lordotic Implant 12x14 H6 | MC1442P | Standalone | DE0014979 | As per HSA registered indication(s)
Orthopaedics | Spine - Occipito-cervical (OC) surgery | Cervical interbody cage | Cervical interbody core - Integrated | Zimmer Biomet | ROI-C Lordotic Implant 12x14 H7 | MC1443P | Standalone | DE0014979 | As per HSA registered indication(s)
Orthopaedics | Spine - Occipito-cervical (OC) surgery | Cervical interbody cage | Cervical interbody core - Integrated | Zimmer Biomet | ROI-C Lordotic Implant 12x14 H8 | MC1444P | Standalone | DE0014979 | As per HSA registered indication(s)
Orthopaedics | Spine - Occipito-cervical (OC) surgery | Cervical interbody cage | Cervical interbody core - Integrated | Zimmer Biomet | ROI-C Lordotic Implant 12x14 H9 | MC1445P | Standalone | DE0014979 | As per HSA registered indication(s)
Orthopaedics | Spine - Occipito-cervical (OC) surgery | Cervical interbody cage | Cervical interbody core - Integrated | Zimmer Biomet | ROI-C Lordotic Implant 14x15,5 H10 | MC1426P | Standalone | DE0014979 | As per HSA registered indication(s)
Orthopaedics | Spine - Occipito-cervical (OC) surgery | Cervical interbody cage | Cervical interbody core - Integrated | Zimmer Biomet | ROI-C Lordotic Implant 14x15,5 H5 | MC1421P | Standalone | DE0014979 | As per HSA registered indication(s)
Orthopaedics | Spine - Occipito-cervical (OC) surgery | Cervical interbody cage | Cervical interbody core - Integrated | Zimmer Biomet | ROI-C Lordotic Implant 14x15,5 H6 | MC1422P | Standalone | DE0014979 | As per HSA registered indication(s)
Orthopaedics | Spine - Occipito-cervical (OC) surgery | Cervical interbody cage | Cervical interbody core - Integrated | Zimmer Biomet | ROI-C Lordotic Implant 14x15,5 H7 | MC1423P | Standalone | DE0014979 | As per HSA registered indication(s)
Orthopaedics | Spine - Occipito-cervical (OC) surgery | Cervical interbody cage | Cervical interbody core - Integrated | Zimmer Biomet | ROI-C Lordotic Implant 14x15,5 H8 | MC1424P | Standalone | DE0014979 | As per HSA registered indication(s)
Orthopaedics | Spine - Occipito-cervical (OC) surgery | Cervical interbody cage | Cervical interbody core - Integrated | Zimmer Biomet | ROI-C Lordotic Implant 14x15,5 H9 | MC1425P | Standalone | DE0014979 | As per HSA registered indication(s)
Orthopaedics | Spine - Occipito-cervical (OC) surgery | Cervical interbody cage | Cervical interbody core - Integrated | Zimmer Biomet | ROI-C Lordotic Implant 14x17 H10 | MC1436P | Standalone | DE0014979 | As per HSA registered indication(s)
Orthopaedics | Spine - Occipito-cervical (OC) surgery | Cervical interbody cage | Cervical interbody core - Integrated | Zimmer Biomet | ROI-C Lordotic Implant 14x17 H5 | MC1431P | Standalone | DE0014979 | As per HSA registered indication(s)
Orthopaedics | Spine - Occipito-cervical (OC) surgery | Cervical interbody cage | Cervical interbody core - Integrated | Zimmer Biomet | ROI-C Lordotic Implant 14x17 H6 | MC1432P | Standalone | DE0014979 | As per HSA registered indication(s)
Orthopaedics | Spine - Occipito-cervical (OC) surgery | Cervical interbody cage | Cervical interbody core - Integrated | Zimmer Biomet | ROI-C Lordotic Implant 14x17 H7 | MC1433P | Standalone | DE0014979 | As per HSA registered indication(s)
Orthopaedics | Spine - Occipito-cervical (OC) surgery | Cervical interbody cage | Cervical interbody core - Integrated | Zimmer Biomet | ROI-C Lordotic Implant 14x17 H8 | MC1434P | Standalone | DE0014979 | As per HSA registered indication(s)
Orthopaedics | Spine - Occipito-cervical (OC) surgery | Cervical interbody cage | Cervical interbody core - Integrated | Zimmer Biomet | ROI-C Lordotic Implant 14x17 H9 | MC1435P | Standalone | DE0014979 | As per HSA registered indication(s)
Orthopaedics | Spine - Thoracolumbar (TL) and sacral surgery | TL and sacral fusion and fixation implant | TL rod | NuVasive Inc. | RSS CoCr Rod, 4.5x300mm Straight | 20445300 | Standalone | DE0500730 | As per HSA registered indication(s) except for radiolucent implants which should be used as follows:  in patients with primary or metastatic spinal tumours who would benefit from post-operative high dose high precision beam therapy upon appropriate and stringent patient selection;  Patient selection should be done via standardised assessment such as the neurological-oncological-mechanical systemic (NOMS) framework; and  The assessment should be carried out by a multidisciplinary team (MDT), which may be inclusive of, but not limited to, radiation oncologists, spine surgeons and interventional radiologists, among others.
Orthopaedics | Spine - Thoracolumbar (TL) and sacral surgery | TL and sacral fusion and fixation implant | TL rod | NuVasive Inc. | RSS CoCr Rod, 4.5x500mm Straight | 20445500 | Standalone | DE0500730 | As per HSA registered indication(s) except for radiolucent implants which should be used as follows:  in patients with primary or metastatic spinal tumours who would benefit from post-operative high dose high precision beam therapy upon appropriate and stringent patient selection;  Patient selection should be done via standardised assessment such as the neurological-oncological-mechanical systemic (NOMS) framework; and  The assessment should be carried out by a multidisciplinary team (MDT), which may be inclusive of, but not limited to, radiation oncologists, spine surgeons and interventional radiologists, among others.
Orthopaedics | Spine - Thoracolumbar (TL) and sacral surgery | TL and sacral fusion and fixation implant | TL rod connector system excluding locking screw | NuVasive Inc. | RSS Conn, 4.5/5.0-4.5/5.0mm Rod O-C | 12100550 | Standalone | DE0500730 | As per HSA registered indication(s)
Orthopaedics | Spine - Thoracolumbar (TL) and sacral surgery | TL and sacral fusion and fixation implant | TL rod connector system excluding locking screw | NuVasive Inc. | RSS Conn, 4.5/5.0-4.5/5.0mm Rod O-O | 12100150 | Standalone | DE0500730 | As per HSA registered indication(s)
Orthopaedics | Spine - Thoracolumbar (TL) and sacral surgery | TL and sacral fusion and fixation implant | TL rod connector system excluding locking screw | NuVasive Inc. | RSS Conn, 4.5/5.0-5.0/6.0mm Rod O-H | 12100260 | Standalone | DE0500730 | As per HSA registered indication(s)
Orthopaedics | Spine - Thoracolumbar (TL) and sacral surgery | TL and sacral fusion and fixation implant | TL rod connector system excluding locking screw | NuVasive Inc. | RSS Conn, 4.5/5.0-5.0/6.0mm Rod O-O | 12100160 | Standalone | DE0500730 | As per HSA registered indication(s)
Orthopaedics | Spine - Thoracolumbar (TL) and sacral surgery | TL and sacral fusion and fixation implant | TL rod connector system excluding locking screw | NuVasive Inc. | RSS Conn,4.5/5.0-4.5/5.0mm Rod 2H InLine | 12100850 | Standalone | DE0500730 | As per HSA registered indication(s)
Orthopaedics | Spine - Thoracolumbar (TL) and sacral surgery | TL and sacral fusion and fixation implant | TL rod connector system excluding locking screw | NuVasive Inc. | RSS Conn,4.5/5.0-4.5/5.0mm Rod 2H Par Sm | 12100650 | Standalone | DE0500730 | As per HSA registered indication(s)
Orthopaedics | Spine - Thoracolumbar (TL) and sacral surgery | TL and sacral fusion and fixation implant | TL rod connector system excluding locking screw | NuVasive Inc. | RSS Conn,4.5/5.0-4.5/5.0mm Rod 4H InLine | 12100950 | Standalone | DE0500730 | As per HSA registered indication(s)
Orthopaedics | Spine - Thoracolumbar (TL) and sacral surgery | TL and sacral fusion and fixation implant | TL rod connector system excluding locking screw | NuVasive Inc. | RSS Conn,4.5/5.0-5.0/6.0mm Rod 2H Par Sm | 12100660 | Standalone | DE0500730 | As per HSA registered indication(s)
Orthopaedics | Spine - Thoracolumbar (TL) and sacral surgery | TL and sacral fusion and fixation implant | TL rod connector system excluding locking screw | NuVasive Inc. | RSS Conn,4.5/5.0-5.0/6.0mm Rod 4H Par Sm | 12100760 | Standalone | DE0500730 | As per HSA registered indication(s)
Orthopaedics | Spine - Thoracolumbar (TL) and sacral surgery | TL and sacral fusion and fixation implant | TL rod connector system excluding locking screw | NuVasive Inc. | RSS Connector, 50mm In-Line Extended | 12101450 | Standalone | DE0500730 | As per HSA registered indication(s)
Orthopaedics | Spine - Thoracolumbar (TL) and sacral surgery | TL and sacral fusion and fixation implant | TL rod connector system excluding locking screw | NuVasive Inc. | RSS Connector, 60mm Offset Closed | 12101360 | Standalone | DE0500730 | As per HSA registered indication(s)
Orthopaedics | Spine - Thoracolumbar (TL) and sacral surgery | TL and sacral fusion and fixation implant | TL rod connector system excluding locking screw | NuVasive Inc. | RSS Connector, 60mm Offset Open | 12101260 | Standalone | DE0500730 | As per HSA registered indication(s)
Orthopaedics | Spine - Thoracolumbar (TL) and sacral surgery | TL and sacral fusion and fixation implant | TL rod connector system excluding locking screw | NuVasive Inc. | RSS Connector, 70mm In-Line Extended | 12101470 | Standalone | DE0500730 | As per HSA registered indication(s)
Orthopaedics | Spine - Thoracolumbar (TL) and sacral surgery | TL and sacral fusion and fixation implant | TL rod connector system excluding locking screw | NuVasive Inc. | RSS Connector, 90mm In-Line Extended | 12101490 | Standalone | DE0500730 | As per HSA registered indication(s)
Orthopaedics | Spine - Thoracolumbar (TL) and sacral surgery | TL and sacral fusion and fixation implant | TL rod connector system excluding locking screw | NuVasive Inc. | RSS Cross Conn, 11mm Fixed 4.5 Rod | 10145311 | Standalone | DE0500730 | As per HSA registered indication(s)
Orthopaedics | Spine - Thoracolumbar (TL) and sacral surgery | TL and sacral fusion and fixation implant | TL rod connector system excluding locking screw | NuVasive Inc. | RSS Cross Conn, 11mm Fixed 5.0 Rod | 10150311 | Standalone | DE0500730 | As per HSA registered indication(s)
Orthopaedics | Spine - Thoracolumbar (TL) and sacral surgery | TL and sacral fusion and fixation implant | TL rod connector system excluding locking screw | NuVasive Inc. | RSS Cross Conn, 13mm Fixed 4.5 Rod | 10145313 | Standalone | DE0500730 | As per HSA registered indication(s)
Orthopaedics | Spine - Thoracolumbar (TL) and sacral surgery | TL and sacral fusion and fixation implant | TL rod connector system excluding locking screw | NuVasive Inc. | RSS Cross Conn, 13mm Fixed 5.0 Rod | 10150313 | Standalone | DE0500730 | As per HSA registered indication(s)
Orthopaedics | Spine - Thoracolumbar (TL) and sacral surgery | TL and sacral fusion and fixation implant | TL rod connector system excluding locking screw | NuVasive Inc. | RSS Cross Conn, 15mm Fixed 4.5 Rod | 10145315 | Standalone | DE0500730 | As per HSA registered indication(s)
Orthopaedics | Spine - Thoracolumbar (TL) and sacral surgery | TL and sacral fusion and fixation implant | TL rod connector system excluding locking screw | NuVasive Inc. | RSS Cross Conn, 15mm Fixed 5.0 Rod | 10150315 | Standalone | DE0500730 | As per HSA registered indication(s)
Orthopaedics | Spine - Thoracolumbar (TL) and sacral surgery | TL and sacral fusion and fixation implant | TL rod connector system excluding locking screw | NuVasive Inc. | RSS Cross Conn, 17.5mm Fixed 4.5 Rod | 10145317 | Standalone | DE0500730 | As per HSA registered indication(s)
Orthopaedics | Spine - Thoracolumbar (TL) and sacral surgery | TL and sacral fusion and fixation implant | TL rod connector system excluding locking screw | NuVasive Inc. | RSS Cross Conn, 17.5mm Fixed 5.0 Rod | 10150317 | Standalone | DE0500730 | As per HSA registered indication(s)
Orthopaedics | Spine - Thoracolumbar (TL) and sacral surgery | TL and sacral fusion and fixation implant | TL rod connector system excluding locking screw | NuVasive Inc. | RSS Cross Conn, 20mm Fixed 4.5 Rod | 10145320 | Standalone | DE0500730 | As per HSA registered indication(s)
Orthopaedics | Spine - Thoracolumbar (TL) and sacral surgery | TL and sacral fusion and fixation implant | TL rod connector system excluding locking screw | NuVasive Inc. | RSS Cross Conn, 20mm Fixed 5.0 Rod | 10150320 | Standalone | DE0500730 | As per HSA registered indication(s)
Orthopaedics | Spine - Thoracolumbar (TL) and sacral surgery | TL and sacral fusion and fixation implant | TL rod connector system excluding locking screw | NuVasive Inc. | RSS Cross Conn, 22.5mm Fixed 4.5 Rod | 10145322 | Standalone | DE0500730 | As per HSA registered indication(s)
Orthopaedics | Spine - Thoracolumbar (TL) and sacral surgery | TL and sacral fusion and fixation implant | TL rod connector system excluding locking screw | NuVasive Inc. | RSS Cross Conn, 22.5mm Fixed 5.0 Rod | 10150322 | Standalone | DE0500730 | As per HSA registered indication(s)
Orthopaedics | Spine - Thoracolumbar (TL) and sacral surgery | TL and sacral fusion and fixation implant | TL rod connector system excluding locking screw | NuVasive Inc. | RSS Cross Conn, 22-25mm LP Adj 4.5 Rod | 10145422 | Standalone | DE0500730 | As per HSA registered indication(s)
Orthopaedics | Spine - Thoracolumbar (TL) and sacral surgery | TL and sacral fusion and fixation implant | TL rod connector system excluding locking screw | NuVasive Inc. | RSS Cross Conn, 22-25mm LP Adj 5.0 Rod | 10150422 | Standalone | DE0500730 | As per HSA registered indication(s)
Orthopaedics | Spine - Thoracolumbar (TL) and sacral surgery | TL and sacral fusion and fixation implant | TL rod connector system excluding locking screw | NuVasive Inc. | RSS Cross Conn, 25-30mm LP Adj 4.5 Rod | 10145425 | Standalone | DE0500730 | As per HSA registered indication(s)
Orthopaedics | Spine - Thoracolumbar (TL) and sacral surgery | TL and sacral fusion and fixation implant | TL rod connector system excluding locking screw | NuVasive Inc. | RSS Cross Conn, 25-30mm LP Adj 5.0 Rod | 10150425 | Standalone | DE0500730 | As per HSA registered indication(s)
Orthopaedics | Spine - Thoracolumbar (TL) and sacral surgery | TL and sacral fusion and fixation implant | TL rod connector system excluding locking screw | NuVasive Inc. | RSS Cross Conn, 25mm Fixed 4.5 Rod | 10145325 | Standalone | DE0500730 | As per HSA registered indication(s)
Orthopaedics | Spine - Thoracolumbar (TL) and sacral surgery | TL and sacral fusion and fixation implant | TL rod connector system excluding locking screw | NuVasive Inc. | RSS Cross Conn, 25mm Fixed 5.0 Rod | 10150325 | Standalone | DE0500730 | As per HSA registered indication(s)
Orthopaedics | Spine - Thoracolumbar (TL) and sacral surgery | TL and sacral fusion and fixation implant | TL rod connector system excluding locking screw | NuVasive Inc. | RSS Cross Conn, 27.5mm Fixed 4.5 Rod | 10145327 | Standalone | DE0500730 | As per HSA registered indication(s)
Orthopaedics | Spine - Thoracolumbar (TL) and sacral surgery | TL and sacral fusion and fixation implant | TL rod connector system excluding locking screw | NuVasive Inc. | RSS Cross Conn, 27.5mm Fixed 5.0 Rod | 10150327 | Standalone | DE0500730 | As per HSA registered indication(s)
Orthopaedics | Spine - Thoracolumbar (TL) and sacral surgery | TL and sacral fusion and fixation implant | TL rod connector system excluding locking screw | NuVasive Inc. | RSS Cross Conn, 30-35mm LP Adj 5.0 Rod | 10150430 | Standalone | DE0500730 | As per HSA registered indication(s)
Orthopaedics | Spine - Thoracolumbar (TL) and sacral surgery | TL and sacral fusion and fixation implant | TL rod connector system excluding locking screw | NuVasive Inc. | RSS Cross Conn, 30-40mm LP Adj 4.5 Rod | 10145430 | Standalone | DE0500730 | As per HSA registered indication(s)
Orthopaedics | Spine - Thoracolumbar (TL) and sacral surgery | TL and sacral fusion and fixation implant | TL rod connector system excluding locking screw | NuVasive Inc. | RSS Cross Conn, 30mm Fixed 4.5 Rod | 10145330 | Standalone | DE0500730 | As per HSA registered indication(s)
Orthopaedics | Spine - Thoracolumbar (TL) and sacral surgery | TL and sacral fusion and fixation implant | TL rod connector system excluding locking screw | NuVasive Inc. | RSS Cross Conn, 30mm Fixed 5.0 Rod | 10150330 | Standalone | DE0500730 | As per HSA registered indication(s)
Orthopaedics | Spine - Thoracolumbar (TL) and sacral surgery | TL and sacral fusion and fixation implant | TL rod connector system excluding locking screw | NuVasive Inc. | RSS Cross Conn, 32.5mm Fixed 4.5 Rod | 10145332 | Standalone | DE0500730 | As per HSA registered indication(s)
Orthopaedics | Spine - Thoracolumbar (TL) and sacral surgery | TL and sacral fusion and fixation implant | TL rod connector system excluding locking screw | NuVasive Inc. | RSS Cross Conn, 32.5mm Fixed 5.0 Rod | 10150332 | Standalone | DE0500730 | As per HSA registered indication(s)
Orthopaedics | Spine - Thoracolumbar (TL) and sacral surgery | TL and sacral fusion and fixation implant | TL rod connector system excluding locking screw | NuVasive Inc. | RSS Cross Conn, 35mm Fixed 4.5 Rod | 10145335 | Standalone | DE0500730 | As per HSA registered indication(s)
Orthopaedics | Spine - Thoracolumbar (TL) and sacral surgery | TL and sacral fusion and fixation implant | TL rod connector system excluding locking screw | NuVasive Inc. | RSS Cross Conn, 35mm Fixed 5.0 Rod | 10150335 | Standalone | DE0500730 | As per HSA registered indication(s)
Orthopaedics | Spine - Thoracolumbar (TL) and sacral surgery | TL and sacral fusion and fixation implant | TL rod connector system excluding locking screw | NuVasive Inc. | RSS Cross Conn, 37.5mm Fixed 4.5 Rod | 10145337 | Standalone | DE0500730 | As per HSA registered indication(s)
Orthopaedics | Spine - Thoracolumbar (TL) and sacral surgery | TL and sacral fusion and fixation implant | TL rod connector system excluding locking screw | NuVasive Inc. | RSS Cross Conn, 40-50mm LP Adj 5.0 Rod | 10150440 | Standalone | DE0500730 | As per HSA registered indication(s)
Orthopaedics | Spine - Thoracolumbar (TL) and sacral surgery | TL and sacral fusion and fixation implant | TL rod connector system excluding locking screw | NuVasive Inc. | RSS Cross Conn, 40-60mm LP Adj 4.5 Rod | 10145440 | Standalone | DE0500730 | As per HSA registered indication(s)
Orthopaedics | Spine - Thoracolumbar (TL) and sacral surgery | TL and sacral fusion and fixation implant | TL rod connector system excluding locking screw | NuVasive Inc. | RSS Cross Conn, 40mm Fixed 4.5 Rod | 10145340 | Standalone | DE0500730 | As per HSA registered indication(s)
Orthopaedics | Spine - Thoracolumbar (TL) and sacral surgery | TL and sacral fusion and fixation implant | TL rod connector system excluding locking screw | NuVasive Inc. | RSS Cross Conn, 42.5mm Fixed 4.5 Rod | 10145342 | Standalone | DE0500730 | As per HSA registered indication(s)
Orthopaedics | Spine - Thoracolumbar (TL) and sacral surgery | TL and sacral fusion and fixation implant | TL rod connector system excluding locking screw | NuVasive Inc. | RSS Cross Conn, 45mm Fixed 4.5 Rod | 10145345 | Standalone | DE0500730 | As per HSA registered indication(s)
Orthopaedics | Spine - Thoracolumbar (TL) and sacral surgery | TL and sacral fusion and fixation implant | TL rod connector system excluding locking screw | NuVasive Inc. | RSS Cross Conn, 47.5mm Fixed 4.5 Rod | 10145347 | Standalone | DE0500730 | As per HSA registered indication(s)
Orthopaedics | Spine - Thoracolumbar (TL) and sacral surgery | TL and sacral fusion and fixation implant | TL rod connector system excluding locking screw | NuVasive Inc. | RSS Cross Conn, 50mm Fixed 4.5 Rod | 10145350 | Standalone | DE0500730 | As per HSA registered indication(s)
Orthopaedics | Spine - Thoracolumbar (TL) and sacral surgery | TL and sacral fusion and fixation implant | TL rod connector system excluding locking screw | NuVasive Inc. | RSS Cross Conn, 52.5mm Fixed 4.5 Rod | 10145352 | Standalone | DE0500730 | As per HSA registered indication(s)
Orthopaedics | Spine - Thoracolumbar (TL) and sacral surgery | TL and sacral fusion and fixation implant | TL rod connector system excluding locking screw | NuVasive Inc. | RSS Cross Conn, 55mm Fixed 4.5 Rod | 10145355 | Standalone | DE0500730 | As per HSA registered indication(s)
Orthopaedics | Spine - Thoracolumbar (TL) and sacral surgery | TL and sacral fusion and fixation implant | TL rod connector system excluding locking screw | NuVasive Inc. | RSS Cross Conn, 57.5mm Fixed 4.5 Rod | 10145357 | Standalone | DE0500730 | As per HSA registered indication(s)
Orthopaedics | Spine - Thoracolumbar (TL) and sacral surgery | TL and sacral fusion and fixation implant | TL rod connector system excluding locking screw | NuVasive Inc. | RSS Cross Conn, 60-100mm LP Adj 4.5 Rod | 10145460 | Standalone | DE0500730 | As per HSA registered indication(s)
Orthopaedics | Spine - Thoracolumbar (TL) and sacral surgery | TL and sacral fusion and fixation implant | TL rod connector system excluding locking screw | NuVasive Inc. | RSS Cross Conn, 60-100mm LP Adj 5.0 Rod | 10150460 | Standalone | DE0500730 | As per HSA registered indication(s)
Orthopaedics | Spine - Thoracolumbar (TL) and sacral surgery | TL and sacral fusion and fixation implant | TL rod connector system excluding locking screw | NuVasive Inc. | RSS Cross Conn, 60mm Fixed 4.5 Rod | 10145360 | Standalone | DE0500730 | As per HSA registered indication(s)
Orthopaedics | Spine - Thoracolumbar (TL) and sacral surgery | TL and sacral fusion and fixation implant | TL rod connector system excluding locking screw | NuVasive Inc. | RSS Cross Conn, 62.5mm Fixed 4.5 Rod | 10145362 | Standalone | DE0500730 | As per HSA registered indication(s)
Orthopaedics | Spine - Thoracolumbar (TL) and sacral surgery | TL and sacral fusion and fixation implant | TL rod connector system excluding locking screw | NuVasive Inc. | RSS Cross Conn, 65mm Fixed 4.5 Rod | 10145365 | Standalone | DE0500730 | As per HSA registered indication(s)
Orthopaedics | Spine - Thoracolumbar (TL) and sacral surgery | TL and sacral fusion and fixation implant | TL rod connector system excluding locking screw | NuVasive Inc. | RSS Cross Conn, 67.5mm Fixed 4.5 Rod | 10145367 | Standalone | DE0500730 | As per HSA registered indication(s)
Orthopaedics | Spine - Thoracolumbar (TL) and sacral surgery | TL and sacral fusion and fixation implant | TL rod connector system excluding locking screw | NuVasive Inc. | RSS Cross Conn, 70mm Fixed 4.5 Rod | 10145370 | Standalone | DE0500730 | As per HSA registered indication(s)
Orthopaedics | Spine - Thoracolumbar (TL) and sacral surgery | TL and sacral fusion and fixation implant | TL rod connector system excluding locking screw | NuVasive Inc. | RSS Cross Conn, 72.5mm Fixed 4.5 Rod | 10145372 | Standalone | DE0500730 | As per HSA registered indication(s)
Orthopaedics | Spine - Thoracolumbar (TL) and sacral surgery | TL and sacral fusion and fixation implant | TL rod connector system excluding locking screw | NuVasive Inc. | RSS Cross Conn, 75mm Fixed 4.5 Rod | 10145375 | Standalone | DE0500730 | As per HSA registered indication(s)
Orthopaedics | Spine - Thoracolumbar (TL) and sacral surgery | TL and sacral fusion and fixation implant | TL rod connector system excluding locking screw | NuVasive Inc. | RSS Cross Conn, 77.5mm Fixed 4.5 Rod | 10145377 | Standalone | DE0500730 | As per HSA registered indication(s)
Orthopaedics | Spine - Thoracolumbar (TL) and sacral surgery | TL and sacral fusion and fixation implant | TL rod connector system excluding locking screw | NuVasive Inc. | RSS Cross Conn, 80mm Fixed 4.5 Rod | 10145380 | Standalone | DE0500730 | As per HSA registered indication(s)
Orthopaedics | Spine - Thoracolumbar (TL) and sacral surgery | TL and sacral fusion and fixation implant | TL hook set, clamp, staple, staple locking screw | NuVasive Inc. | RSS Hook, 10mm HyperFit Narrow | 10245702 | Standalone | DE0500730 | As per HSA registered indication(s)
Orthopaedics | Spine - Thoracolumbar (TL) and sacral surgery | TL and sacral fusion and fixation implant | TL hook set, clamp, staple, staple locking screw | NuVasive Inc. | RSS Hook, 10mm Lamina Narrow | 10245006 | Standalone | DE0500730 | As per HSA registered indication(s)
Orthopaedics | Spine - Thoracolumbar (TL) and sacral surgery | TL and sacral fusion and fixation implant | TL hook set, clamp, staple, staple locking screw | NuVasive Inc. | RSS Hook, 10mm Lamina Wide | 10245015 | Standalone | DE0500730 | As per HSA registered indication(s)
Orthopaedics | Spine - Thoracolumbar (TL) and sacral surgery | TL and sacral fusion and fixation implant | TL hook set, clamp, staple, staple locking screw | NuVasive Inc. | RSS Hook, 10mm Offset Left | 10245506 | Standalone | DE0500730 | As per HSA registered indication(s)
Orthopaedics | Spine - Thoracolumbar (TL) and sacral surgery | TL and sacral fusion and fixation implant | TL hook set, clamp, staple, staple locking screw | NuVasive Inc. | RSS Hook, 10mm Offset Right | 10245515 | Standalone | DE0500730 | As per HSA registered indication(s)
Orthopaedics | Spine - Thoracolumbar (TL) and sacral surgery | TL and sacral fusion and fixation implant | TL hook set, clamp, staple, staple locking screw | NuVasive Inc. | RSS Hook, 10mm Pedicle | 10245306 | Standalone | DE0500730 | As per HSA registered indication(s)
Orthopaedics | Spine - Thoracolumbar (TL) and sacral surgery | TL and sacral fusion and fixation implant | TL hook set, clamp, staple, staple locking screw | NuVasive Inc. | RSS Hook, 10mm Sidewinder Left | 10245806 | Standalone | DE0500730 | As per HSA registered indication(s)
Orthopaedics | Spine - Thoracolumbar (TL) and sacral surgery | TL and sacral fusion and fixation implant | TL hook set, clamp, staple, staple locking screw | NuVasive Inc. | RSS Hook, 10mm Sidewinder Right | 10245802 | Standalone | DE0500730 | As per HSA registered indication(s)
Orthopaedics | Spine - Thoracolumbar (TL) and sacral surgery | TL and sacral fusion and fixation implant | TL hook set, clamp, staple, staple locking screw | NuVasive Inc. | RSS Hook, 10mm Trans Process Wide | 10245033 | Standalone | DE0500730 | As per HSA registered indication(s)
Orthopaedics | Spine - Thoracolumbar (TL) and sacral surgery | TL and sacral fusion and fixation implant | TL hook set, clamp, staple, staple locking screw | NuVasive Inc. | RSS Hook, 12mm HyperFit Narrow | 10245703 | Standalone | DE0500730 | As per HSA registered indication(s)
Orthopaedics | Spine - Thoracolumbar (TL) and sacral surgery | TL and sacral fusion and fixation implant | TL hook set, clamp, staple, staple locking screw | NuVasive Inc. | RSS Hook, 12mm Sidewinder Left | 10245807 | Standalone | DE0500730 | As per HSA registered indication(s)
Orthopaedics | Spine - Thoracolumbar (TL) and sacral surgery | TL and sacral fusion and fixation implant | TL hook set, clamp, staple, staple locking screw | NuVasive Inc. | RSS Hook, 12mm Sidewinder Right | 10245803 | Standalone | DE0500730 | As per HSA registered indication(s)
Orthopaedics | Spine - Thoracolumbar (TL) and sacral surgery | TL and sacral fusion and fixation implant | TL hook set, clamp, staple, staple locking screw | NuVasive Inc. | RSS Hook, 4mm Lamina Narrow | 10245000 | Standalone | DE0500730 | As per HSA registered indication(s)
Orthopaedics | Spine - Thoracolumbar (TL) and sacral surgery | TL and sacral fusion and fixation implant | TL hook set, clamp, staple, staple locking screw | NuVasive Inc. | RSS Hook, 4mm Lamina Wide | 10245009 | Standalone | DE0500730 | As per HSA registered indication(s)
Orthopaedics | Spine - Thoracolumbar (TL) and sacral surgery | TL and sacral fusion and fixation implant | TL hook set, clamp, staple, staple locking screw | NuVasive Inc. | RSS Hook, 4mm Offset Left | 10245500 | Standalone | DE0500730 | As per HSA registered indication(s)
Orthopaedics | Spine - Thoracolumbar (TL) and sacral surgery | TL and sacral fusion and fixation implant | TL hook set, clamp, staple, staple locking screw | NuVasive Inc. | RSS Hook, 4mm Offset Right | 10245509 | Standalone | DE0500730 | As per HSA registered indication(s)
Orthopaedics | Spine - Thoracolumbar (TL) and sacral surgery | TL and sacral fusion and fixation implant | TL hook set, clamp, staple, staple locking screw | NuVasive Inc. | RSS Hook, 4mm Pedicle | 10245300 | Standalone | DE0500730 | As per HSA registered indication(s)
Orthopaedics | Spine - Thoracolumbar (TL) and sacral surgery | TL and sacral fusion and fixation implant | TL hook set, clamp, staple, staple locking screw | NuVasive Inc. | RSS Hook, 4mm Trans Process Narrow | 10245018 | Standalone | DE0500730 | As per HSA registered indication(s)
Orthopaedics | Spine - Thoracolumbar (TL) and sacral surgery | TL and sacral fusion and fixation implant | TL hook set, clamp, staple, staple locking screw | NuVasive Inc. | RSS Hook, 4mm Trans Process Wide | 10245027 | Standalone | DE0500730 | As per HSA registered indication(s)
Orthopaedics | Spine - Thoracolumbar (TL) and sacral surgery | TL and sacral fusion and fixation implant | TL hook set, clamp, staple, staple locking screw | NuVasive Inc. | RSS Hook, 6mm HyperFit Narrow | 10245700 | Standalone | DE0500730 | As per HSA registered indication(s)
Orthopaedics | Spine - Thoracolumbar (TL) and sacral surgery | TL and sacral fusion and fixation implant | TL hook set, clamp, staple, staple locking screw | NuVasive Inc. | RSS Hook, 6mm Lamina Narrow | 10245002 | Standalone | DE0500730 | As per HSA registered indication(s)
Orthopaedics | Spine - Thoracolumbar (TL) and sacral surgery | TL and sacral fusion and fixation implant | TL hook set, clamp, staple, staple locking screw | NuVasive Inc. | RSS Hook, 6mm Lamina Wide | 10245011 | Standalone | DE0500730 | As per HSA registered indication(s)
Orthopaedics | Spine - Thoracolumbar (TL) and sacral surgery | TL and sacral fusion and fixation implant | TL hook set, clamp, staple, staple locking screw | NuVasive Inc. | RSS Hook, 6mm Offset Left | 10245502 | Standalone | DE0500730 | As per HSA registered indication(s)
Orthopaedics | Spine - Thoracolumbar (TL) and sacral surgery | TL and sacral fusion and fixation implant | TL hook set, clamp, staple, staple locking screw | NuVasive Inc. | RSS Hook, 6mm Offset Right | 10245511 | Standalone | DE0500730 | As per HSA registered indication(s)
Orthopaedics | Spine - Thoracolumbar (TL) and sacral surgery | TL and sacral fusion and fixation implant | TL hook set, clamp, staple, staple locking screw | NuVasive Inc. | RSS Hook, 6mm Pedicle | 10245302 | Standalone | DE0500730 | As per HSA registered indication(s)
Orthopaedics | Spine - Thoracolumbar (TL) and sacral surgery | TL and sacral fusion and fixation implant | TL hook set, clamp, staple, staple locking screw | NuVasive Inc. | RSS Hook, 6mm Sidewinder Left | 10245804 | Standalone | DE0500730 | As per HSA registered indication(s)
Orthopaedics | Spine - Thoracolumbar (TL) and sacral surgery | TL and sacral fusion and fixation implant | TL hook set, clamp, staple, staple locking screw | NuVasive Inc. | RSS Hook, 6mm Sidewinder Right | 10245800 | Standalone | DE0500730 | As per HSA registered indication(s)
Orthopaedics | Spine - Thoracolumbar (TL) and sacral surgery | TL and sacral fusion and fixation implant | TL hook set, clamp, staple, staple locking screw | NuVasive Inc. | RSS Hook, 6mm Trans Process Narrow | 10245020 | Standalone | DE0500730 | As per HSA registered indication(s)
Orthopaedics | Spine - Thoracolumbar (TL) and sacral surgery | TL and sacral fusion and fixation implant | TL hook set, clamp, staple, staple locking screw | NuVasive Inc. | RSS Hook, 6mm Trans Process Wide | 10245029 | Standalone | DE0500730 | As per HSA registered indication(s)
Orthopaedics | Spine - Thoracolumbar (TL) and sacral surgery | TL and sacral fusion and fixation implant | TL hook set, clamp, staple, staple locking screw | NuVasive Inc. | RSS Hook, 8mm HyperFit Narrow | 10245701 | Standalone | DE0500730 | As per HSA registered indication(s)
Orthopaedics | Spine - Thoracolumbar (TL) and sacral surgery | TL and sacral fusion and fixation implant | TL hook set, clamp, staple, staple locking screw | NuVasive Inc. | RSS Hook, 8mm Lamina Narrow | 10245004 | Standalone | DE0500730 | As per HSA registered indication(s)
Orthopaedics | Spine - Thoracolumbar (TL) and sacral surgery | TL and sacral fusion and fixation implant | TL hook set, clamp, staple, staple locking screw | NuVasive Inc. | RSS Hook, 8mm Lamina Wide | 10245013 | Standalone | DE0500730 | As per HSA registered indication(s)
Orthopaedics | Spine - Thoracolumbar (TL) and sacral surgery | TL and sacral fusion and fixation implant | TL hook set, clamp, staple, staple locking screw | NuVasive Inc. | RSS Hook, 8mm Offset Left | 10245504 | Standalone | DE0500730 | As per HSA registered indication(s)
Orthopaedics | Spine - Thoracolumbar (TL) and sacral surgery | TL and sacral fusion and fixation implant | TL hook set, clamp, staple, staple locking screw | NuVasive Inc. | RSS Hook, 8mm Offset Right | 10245513 | Standalone | DE0500730 | As per HSA registered indication(s)
Orthopaedics | Spine - Thoracolumbar (TL) and sacral surgery | TL and sacral fusion and fixation implant | TL hook set, clamp, staple, staple locking screw | NuVasive Inc. | RSS Hook, 8mm Pedicle | 10245304 | Standalone | DE0500730 | As per HSA registered indication(s)
Orthopaedics | Spine - Thoracolumbar (TL) and sacral surgery | TL and sacral fusion and fixation implant | TL hook set, clamp, staple, staple locking screw | NuVasive Inc. | RSS Hook, 8mm Sidewinder Left | 10245805 | Standalone | DE0500730 | As per HSA registered indication(s)
Orthopaedics | Spine - Thoracolumbar (TL) and sacral surgery | TL and sacral fusion and fixation implant | TL hook set, clamp, staple, staple locking screw | NuVasive Inc. | RSS Hook, 8mm Sidewinder Right | 10245801 | Standalone | DE0500730 | As per HSA registered indication(s)
Orthopaedics | Spine - Thoracolumbar (TL) and sacral surgery | TL and sacral fusion and fixation implant | TL hook set, clamp, staple, staple locking screw | NuVasive Inc. | RSS Hook, 8mm Trans Process Narrow | 10245022 | Standalone | DE0500730 | As per HSA registered indication(s)
Orthopaedics | Spine - Thoracolumbar (TL) and sacral surgery | TL and sacral fusion and fixation implant | TL hook set, clamp, staple, staple locking screw | NuVasive Inc. | RSS Hook, 8mm Trans Process Wide | 10245031 | Standalone | DE0500730 | As per HSA registered indication(s)
Orthopaedics | Spine - Thoracolumbar (TL) and sacral surgery | TL and sacral fusion and fixation implant | TL hook set, clamp, staple, staple locking screw | NuVasive Inc. | RSS HyperFit Hook, 4mm | 10245708 | Standalone | DE0500730 | As per HSA registered indication(s)
Orthopaedics | Spine - Thoracolumbar (TL) and sacral surgery | TL and sacral fusion and fixation implant | TL pedicle screw - Shank, tulip | NuVasive Inc. | RSS Iliac Saddle, 5.0mm Ang Left D10 | 10250310 | Standalone | DE0500730 | As per HSA registered indication(s) except for radiolucent implants which should be used as follows:  in patients with primary or metastatic spinal tumours who would benefit from post-operative high dose high precision beam therapy upon appropriate and stringent patient selection;  Patient selection should be done via standardised assessment such as the neurological-oncological-mechanical systemic (NOMS) framework; and  The assessment should be carried out by a multidisciplinary team (MDT), which may be inclusive of, but not limited to, radiation oncologists, spine surgeons and interventional radiologists, among others.
Orthopaedics | Spine - Thoracolumbar (TL) and sacral surgery | TL and sacral fusion and fixation implant | TL pedicle screw - Shank, tulip | NuVasive Inc. | RSS Iliac Saddle, 5.0mm Ang Left D12 | 10250312 | Standalone | DE0500730 | As per HSA registered indication(s) except for radiolucent implants which should be used as follows:  in patients with primary or metastatic spinal tumours who would benefit from post-operative high dose high precision beam therapy upon appropriate and stringent patient selection;  Patient selection should be done via standardised assessment such as the neurological-oncological-mechanical systemic (NOMS) framework; and  The assessment should be carried out by a multidisciplinary team (MDT), which may be inclusive of, but not limited to, radiation oncologists, spine surgeons and interventional radiologists, among others.
Orthopaedics | Spine - Thoracolumbar (TL) and sacral surgery | TL and sacral fusion and fixation implant | TL pedicle screw - Shank, tulip | NuVasive Inc. | RSS Iliac Saddle, 5.0mm Ang Left D14 | 10250314 | Standalone | DE0500730 | As per HSA registered indication(s) except for radiolucent implants which should be used as follows:  in patients with primary or metastatic spinal tumours who would benefit from post-operative high dose high precision beam therapy upon appropriate and stringent patient selection;  Patient selection should be done via standardised assessment such as the neurological-oncological-mechanical systemic (NOMS) framework; and  The assessment should be carried out by a multidisciplinary team (MDT), which may be inclusive of, but not limited to, radiation oncologists, spine surgeons and interventional radiologists, among others.
Orthopaedics | Spine - Thoracolumbar (TL) and sacral surgery | TL and sacral fusion and fixation implant | TL pedicle screw - Shank, tulip | NuVasive Inc. | RSS Iliac Saddle, 5.0mm Ang Left D16 | 10250316 | Standalone | DE0500730 | As per HSA registered indication(s) except for radiolucent implants which should be used as follows:  in patients with primary or metastatic spinal tumours who would benefit from post-operative high dose high precision beam therapy upon appropriate and stringent patient selection;  Patient selection should be done via standardised assessment such as the neurological-oncological-mechanical systemic (NOMS) framework; and  The assessment should be carried out by a multidisciplinary team (MDT), which may be inclusive of, but not limited to, radiation oncologists, spine surgeons and interventional radiologists, among others.
Orthopaedics | Spine - Thoracolumbar (TL) and sacral surgery | TL and sacral fusion and fixation implant | TL pedicle screw - Shank, tulip | NuVasive Inc. | RSS Iliac Saddle, 5.0mm Ang Left D18 | 10250318 | Standalone | DE0500730 | As per HSA registered indication(s) except for radiolucent implants which should be used as follows:  in patients with primary or metastatic spinal tumours who would benefit from post-operative high dose high precision beam therapy upon appropriate and stringent patient selection;  Patient selection should be done via standardised assessment such as the neurological-oncological-mechanical systemic (NOMS) framework; and  The assessment should be carried out by a multidisciplinary team (MDT), which may be inclusive of, but not limited to, radiation oncologists, spine surgeons and interventional radiologists, among others.
Orthopaedics | Spine - Thoracolumbar (TL) and sacral surgery | TL and sacral fusion and fixation implant | TL pedicle screw - Shank, tulip | NuVasive Inc. | RSS Iliac Saddle, 5.0mm Ang Left D20 | 10250320 | Standalone | DE0500730 | As per HSA registered indication(s) except for radiolucent implants which should be used as follows:  in patients with primary or metastatic spinal tumours who would benefit from post-operative high dose high precision beam therapy upon appropriate and stringent patient selection;  Patient selection should be done via standardised assessment such as the neurological-oncological-mechanical systemic (NOMS) framework; and  The assessment should be carried out by a multidisciplinary team (MDT), which may be inclusive of, but not limited to, radiation oncologists, spine surgeons and interventional radiologists, among others.
Orthopaedics | Spine - Thoracolumbar (TL) and sacral surgery | TL and sacral fusion and fixation implant | TL pedicle screw - Shank, tulip | NuVasive Inc. | RSS Iliac Saddle, 5.0mm Ang Left D8 | 10250308 | Standalone | DE0500730 | As per HSA registered indication(s) except for radiolucent implants which should be used as follows:  in patients with primary or metastatic spinal tumours who would benefit from post-operative high dose high precision beam therapy upon appropriate and stringent patient selection;  Patient selection should be done via standardised assessment such as the neurological-oncological-mechanical systemic (NOMS) framework; and  The assessment should be carried out by a multidisciplinary team (MDT), which may be inclusive of, but not limited to, radiation oncologists, spine surgeons and interventional radiologists, among others.
Orthopaedics | Spine - Thoracolumbar (TL) and sacral surgery | TL and sacral fusion and fixation implant | TL pedicle screw - Shank, tulip | NuVasive Inc. | RSS Iliac Saddle, 5.0mm Ang Right D10 | 10250410 | Standalone | DE0500730 | As per HSA registered indication(s) except for radiolucent implants which should be used as follows:  in patients with primary or metastatic spinal tumours who would benefit from post-operative high dose high precision beam therapy upon appropriate and stringent patient selection;  Patient selection should be done via standardised assessment such as the neurological-oncological-mechanical systemic (NOMS) framework; and  The assessment should be carried out by a multidisciplinary team (MDT), which may be inclusive of, but not limited to, radiation oncologists, spine surgeons and interventional radiologists, among others.
Orthopaedics | Spine - Thoracolumbar (TL) and sacral surgery | TL and sacral fusion and fixation implant | TL pedicle screw - Shank, tulip | NuVasive Inc. | RSS Iliac Saddle, 5.0mm Ang Right D12 | 10250412 | Standalone | DE0500730 | As per HSA registered indication(s) except for radiolucent implants which should be used as follows:  in patients with primary or metastatic spinal tumours who would benefit from post-operative high dose high precision beam therapy upon appropriate and stringent patient selection;  Patient selection should be done via standardised assessment such as the neurological-oncological-mechanical systemic (NOMS) framework; and  The assessment should be carried out by a multidisciplinary team (MDT), which may be inclusive of, but not limited to, radiation oncologists, spine surgeons and interventional radiologists, among others.
Orthopaedics | Spine - Thoracolumbar (TL) and sacral surgery | TL and sacral fusion and fixation implant | TL pedicle screw - Shank, tulip | NuVasive Inc. | RSS Iliac Saddle, 5.0mm Ang Right D14 | 10250414 | Standalone | DE0500730 | As per HSA registered indication(s) except for radiolucent implants which should be used as follows:  in patients with primary or metastatic spinal tumours who would benefit from post-operative high dose high precision beam therapy upon appropriate and stringent patient selection;  Patient selection should be done via standardised assessment such as the neurological-oncological-mechanical systemic (NOMS) framework; and  The assessment should be carried out by a multidisciplinary team (MDT), which may be inclusive of, but not limited to, radiation oncologists, spine surgeons and interventional radiologists, among others.
Orthopaedics | Spine - Thoracolumbar (TL) and sacral surgery | TL and sacral fusion and fixation implant | TL pedicle screw - Shank, tulip | NuVasive Inc. | RSS Iliac Saddle, 5.0mm Ang Right D16 | 10250416 | Standalone | DE0500730 | As per HSA registered indication(s) except for radiolucent implants which should be used as follows:  in patients with primary or metastatic spinal tumours who would benefit from post-operative high dose high precision beam therapy upon appropriate and stringent patient selection;  Patient selection should be done via standardised assessment such as the neurological-oncological-mechanical systemic (NOMS) framework; and  The assessment should be carried out by a multidisciplinary team (MDT), which may be inclusive of, but not limited to, radiation oncologists, spine surgeons and interventional radiologists, among others.
Orthopaedics | Spine - Thoracolumbar (TL) and sacral surgery | TL and sacral fusion and fixation implant | TL pedicle screw - Shank, tulip | NuVasive Inc. | RSS Iliac Saddle, 5.0mm Ang Right D18 | 10250418 | Standalone | DE0500730 | As per HSA registered indication(s) except for radiolucent implants which should be used as follows:  in patients with primary or metastatic spinal tumours who would benefit from post-operative high dose high precision beam therapy upon appropriate and stringent patient selection;  Patient selection should be done via standardised assessment such as the neurological-oncological-mechanical systemic (NOMS) framework; and  The assessment should be carried out by a multidisciplinary team (MDT), which may be inclusive of, but not limited to, radiation oncologists, spine surgeons and interventional radiologists, among others.
Orthopaedics | Spine - Thoracolumbar (TL) and sacral surgery | TL and sacral fusion and fixation implant | TL pedicle screw - Shank, tulip | NuVasive Inc. | RSS Iliac Saddle, 5.0mm Ang Right D20 | 10250420 | Standalone | DE0500730 | As per HSA registered indication(s) except for radiolucent implants which should be used as follows:  in patients with primary or metastatic spinal tumours who would benefit from post-operative high dose high precision beam therapy upon appropriate and stringent patient selection;  Patient selection should be done via standardised assessment such as the neurological-oncological-mechanical systemic (NOMS) framework; and  The assessment should be carried out by a multidisciplinary team (MDT), which may be inclusive of, but not limited to, radiation oncologists, spine surgeons and interventional radiologists, among others.
Orthopaedics | Spine - Thoracolumbar (TL) and sacral surgery | TL and sacral fusion and fixation implant | TL pedicle screw - Shank, tulip | NuVasive Inc. | RSS Iliac Saddle, 5.0mm Ang Right D8 | 10250408 | Standalone | DE0500730 | As per HSA registered indication(s) except for radiolucent implants which should be used as follows:  in patients with primary or metastatic spinal tumours who would benefit from post-operative high dose high precision beam therapy upon appropriate and stringent patient selection;  Patient selection should be done via standardised assessment such as the neurological-oncological-mechanical systemic (NOMS) framework; and  The assessment should be carried out by a multidisciplinary team (MDT), which may be inclusive of, but not limited to, radiation oncologists, spine surgeons and interventional radiologists, among others.
Orthopaedics | Spine - Thoracolumbar (TL) and sacral surgery | TL and sacral fusion and fixation implant | TL pedicle screw - Shank, tulip | NuVasive Inc. | RSS Iliac Saddle, 5.0mm Anterior Ang D10 | 10250210 | Standalone | DE0500730 | As per HSA registered indication(s) except for radiolucent implants which should be used as follows:  in patients with primary or metastatic spinal tumours who would benefit from post-operative high dose high precision beam therapy upon appropriate and stringent patient selection;  Patient selection should be done via standardised assessment such as the neurological-oncological-mechanical systemic (NOMS) framework; and  The assessment should be carried out by a multidisciplinary team (MDT), which may be inclusive of, but not limited to, radiation oncologists, spine surgeons and interventional radiologists, among others.
Orthopaedics | Spine - Thoracolumbar (TL) and sacral surgery | TL and sacral fusion and fixation implant | TL pedicle screw - Shank, tulip | NuVasive Inc. | RSS Iliac Saddle, 5.0mm Anterior Ang D12 | 10250212 | Standalone | DE0500730 | As per HSA registered indication(s) except for radiolucent implants which should be used as follows:  in patients with primary or metastatic spinal tumours who would benefit from post-operative high dose high precision beam therapy upon appropriate and stringent patient selection;  Patient selection should be done via standardised assessment such as the neurological-oncological-mechanical systemic (NOMS) framework; and  The assessment should be carried out by a multidisciplinary team (MDT), which may be inclusive of, but not limited to, radiation oncologists, spine surgeons and interventional radiologists, among others.
Orthopaedics | Spine - Thoracolumbar (TL) and sacral surgery | TL and sacral fusion and fixation implant | TL pedicle screw - Shank, tulip | NuVasive Inc. | RSS Iliac Saddle, 5.0mm Anterior Ang D14 | 10250214 | Standalone | DE0500730 | As per HSA registered indication(s) except for radiolucent implants which should be used as follows:  in patients with primary or metastatic spinal tumours who would benefit from post-operative high dose high precision beam therapy upon appropriate and stringent patient selection;  Patient selection should be done via standardised assessment such as the neurological-oncological-mechanical systemic (NOMS) framework; and  The assessment should be carried out by a multidisciplinary team (MDT), which may be inclusive of, but not limited to, radiation oncologists, spine surgeons and interventional radiologists, among others.
Orthopaedics | Spine - Thoracolumbar (TL) and sacral surgery | TL and sacral fusion and fixation implant | TL pedicle screw - Shank, tulip | NuVasive Inc. | RSS Iliac Saddle, 5.0mm Anterior Ang D16 | 10250216 | Standalone | DE0500730 | As per HSA registered indication(s) except for radiolucent implants which should be used as follows:  in patients with primary or metastatic spinal tumours who would benefit from post-operative high dose high precision beam therapy upon appropriate and stringent patient selection;  Patient selection should be done via standardised assessment such as the neurological-oncological-mechanical systemic (NOMS) framework; and  The assessment should be carried out by a multidisciplinary team (MDT), which may be inclusive of, but not limited to, radiation oncologists, spine surgeons and interventional radiologists, among others.
Orthopaedics | Spine - Thoracolumbar (TL) and sacral surgery | TL and sacral fusion and fixation implant | TL pedicle screw - Shank, tulip | NuVasive Inc. | RSS Iliac Saddle, 5.0mm Anterior Ang D18 | 10250218 | Standalone | DE0500730 | As per HSA registered indication(s) except for radiolucent implants which should be used as follows:  in patients with primary or metastatic spinal tumours who would benefit from post-operative high dose high precision beam therapy upon appropriate and stringent patient selection;  Patient selection should be done via standardised assessment such as the neurological-oncological-mechanical systemic (NOMS) framework; and  The assessment should be carried out by a multidisciplinary team (MDT), which may be inclusive of, but not limited to, radiation oncologists, spine surgeons and interventional radiologists, among others.
Orthopaedics | Spine - Thoracolumbar (TL) and sacral surgery | TL and sacral fusion and fixation implant | TL pedicle screw - Shank, tulip | NuVasive Inc. | RSS Iliac Saddle, 5.0mm Anterior Ang D20 | 10250220 | Standalone | DE0500730 | As per HSA registered indication(s) except for radiolucent implants which should be used as follows:  in patients with primary or metastatic spinal tumours who would benefit from post-operative high dose high precision beam therapy upon appropriate and stringent patient selection;  Patient selection should be done via standardised assessment such as the neurological-oncological-mechanical systemic (NOMS) framework; and  The assessment should be carried out by a multidisciplinary team (MDT), which may be inclusive of, but not limited to, radiation oncologists, spine surgeons and interventional radiologists, among others.
Orthopaedics | Spine - Thoracolumbar (TL) and sacral surgery | TL and sacral fusion and fixation implant | TL pedicle screw - Shank, tulip | NuVasive Inc. | RSS Iliac Saddle, 5.0mm Anterior Ang D8 | 10250208 | Standalone | DE0500730 | As per HSA registered indication(s) except for radiolucent implants which should be used as follows:  in patients with primary or metastatic spinal tumours who would benefit from post-operative high dose high precision beam therapy upon appropriate and stringent patient selection;  Patient selection should be done via standardised assessment such as the neurological-oncological-mechanical systemic (NOMS) framework; and  The assessment should be carried out by a multidisciplinary team (MDT), which may be inclusive of, but not limited to, radiation oncologists, spine surgeons and interventional radiologists, among others.
Orthopaedics | Spine - Thoracolumbar (TL) and sacral surgery | TL and sacral fusion and fixation implant | TL pedicle screw - Shank, tulip | NuVasive Inc. | RSS Iliac Saddle, 5.0mm Straight D10 | 10250110 | Standalone | DE0500730 | As per HSA registered indication(s) except for radiolucent implants which should be used as follows:  in patients with primary or metastatic spinal tumours who would benefit from post-operative high dose high precision beam therapy upon appropriate and stringent patient selection;  Patient selection should be done via standardised assessment such as the neurological-oncological-mechanical systemic (NOMS) framework; and  The assessment should be carried out by a multidisciplinary team (MDT), which may be inclusive of, but not limited to, radiation oncologists, spine surgeons and interventional radiologists, among others.
Orthopaedics | Spine - Thoracolumbar (TL) and sacral surgery | TL and sacral fusion and fixation implant | TL pedicle screw - Shank, tulip | NuVasive Inc. | RSS Iliac Saddle, 5.0mm Straight D12 | 10250112 | Standalone | DE0500730 | As per HSA registered indication(s) except for radiolucent implants which should be used as follows:  in patients with primary or metastatic spinal tumours who would benefit from post-operative high dose high precision beam therapy upon appropriate and stringent patient selection;  Patient selection should be done via standardised assessment such as the neurological-oncological-mechanical systemic (NOMS) framework; and  The assessment should be carried out by a multidisciplinary team (MDT), which may be inclusive of, but not limited to, radiation oncologists, spine surgeons and interventional radiologists, among others.
Orthopaedics | Spine - Thoracolumbar (TL) and sacral surgery | TL and sacral fusion and fixation implant | TL pedicle screw - Shank, tulip | NuVasive Inc. | RSS Iliac Saddle, 5.0mm Straight D14 | 10250114 | Standalone | DE0500730 | As per HSA registered indication(s) except for radiolucent implants which should be used as follows:  in patients with primary or metastatic spinal tumours who would benefit from post-operative high dose high precision beam therapy upon appropriate and stringent patient selection;  Patient selection should be done via standardised assessment such as the neurological-oncological-mechanical systemic (NOMS) framework; and  The assessment should be carried out by a multidisciplinary team (MDT), which may be inclusive of, but not limited to, radiation oncologists, spine surgeons and interventional radiologists, among others.
Orthopaedics | Spine - Thoracolumbar (TL) and sacral surgery | TL and sacral fusion and fixation implant | TL pedicle screw - Shank, tulip | NuVasive Inc. | RSS Iliac Saddle, 5.0mm Straight D16 | 10250116 | Standalone | DE0500730 | As per HSA registered indication(s) except for radiolucent implants which should be used as follows:  in patients with primary or metastatic spinal tumours who would benefit from post-operative high dose high precision beam therapy upon appropriate and stringent patient selection;  Patient selection should be done via standardised assessment such as the neurological-oncological-mechanical systemic (NOMS) framework; and  The assessment should be carried out by a multidisciplinary team (MDT), which may be inclusive of, but not limited to, radiation oncologists, spine surgeons and interventional radiologists, among others.
Orthopaedics | Spine - Thoracolumbar (TL) and sacral surgery | TL and sacral fusion and fixation implant | TL pedicle screw - Shank, tulip | NuVasive Inc. | RSS Iliac Saddle, 5.0mm Straight D18 | 10250118 | Standalone | DE0500730 | As per HSA registered indication(s) except for radiolucent implants which should be used as follows:  in patients with primary or metastatic spinal tumours who would benefit from post-operative high dose high precision beam therapy upon appropriate and stringent patient selection;  Patient selection should be done via standardised assessment such as the neurological-oncological-mechanical systemic (NOMS) framework; and  The assessment should be carried out by a multidisciplinary team (MDT), which may be inclusive of, but not limited to, radiation oncologists, spine surgeons and interventional radiologists, among others.
Orthopaedics | Spine - Thoracolumbar (TL) and sacral surgery | TL and sacral fusion and fixation implant | TL pedicle screw - Shank, tulip | NuVasive Inc. | RSS Iliac Saddle, 5.0mm Straight D20 | 10250120 | Standalone | DE0500730 | As per HSA registered indication(s) except for radiolucent implants which should be used as follows:  in patients with primary or metastatic spinal tumours who would benefit from post-operative high dose high precision beam therapy upon appropriate and stringent patient selection;  Patient selection should be done via standardised assessment such as the neurological-oncological-mechanical systemic (NOMS) framework; and  The assessment should be carried out by a multidisciplinary team (MDT), which may be inclusive of, but not limited to, radiation oncologists, spine surgeons and interventional radiologists, among others.
Orthopaedics | Spine - Thoracolumbar (TL) and sacral surgery | TL and sacral fusion and fixation implant | TL pedicle screw - Shank, tulip | NuVasive Inc. | RSS Iliac Saddle, 5.0mm Straight D8 | 10250108 | Standalone | DE0500730 | As per HSA registered indication(s) except for radiolucent implants which should be used as follows:  in patients with primary or metastatic spinal tumours who would benefit from post-operative high dose high precision beam therapy upon appropriate and stringent patient selection;  Patient selection should be done via standardised assessment such as the neurological-oncological-mechanical systemic (NOMS) framework; and  The assessment should be carried out by a multidisciplinary team (MDT), which may be inclusive of, but not limited to, radiation oncologists, spine surgeons and interventional radiologists, among others.
Orthopaedics | Spine - Thoracolumbar (TL) and sacral surgery | TL and sacral fusion and fixation implant | TL pedicle screw - Shank, tulip | NuVasive Inc. | RSS Iliac Saddle, 5.5mm Ang Left D10 | 10255310 | Standalone | DE0500730 | As per HSA registered indication(s) except for radiolucent implants which should be used as follows:  in patients with primary or metastatic spinal tumours who would benefit from post-operative high dose high precision beam therapy upon appropriate and stringent patient selection;  Patient selection should be done via standardised assessment such as the neurological-oncological-mechanical systemic (NOMS) framework; and  The assessment should be carried out by a multidisciplinary team (MDT), which may be inclusive of, but not limited to, radiation oncologists, spine surgeons and interventional radiologists, among others.
Orthopaedics | Spine - Thoracolumbar (TL) and sacral surgery | TL and sacral fusion and fixation implant | TL pedicle screw - Shank, tulip | NuVasive Inc. | RSS Iliac Saddle, 5.5mm Ang Left D12 | 10255312 | Standalone | DE0500730 | As per HSA registered indication(s) except for radiolucent implants which should be used as follows:  in patients with primary or metastatic spinal tumours who would benefit from post-operative high dose high precision beam therapy upon appropriate and stringent patient selection;  Patient selection should be done via standardised assessment such as the neurological-oncological-mechanical systemic (NOMS) framework; and  The assessment should be carried out by a multidisciplinary team (MDT), which may be inclusive of, but not limited to, radiation oncologists, spine surgeons and interventional radiologists, among others.
Orthopaedics | Spine - Thoracolumbar (TL) and sacral surgery | TL and sacral fusion and fixation implant | TL pedicle screw - Shank, tulip | NuVasive Inc. | RSS Iliac Saddle, 5.5mm Ang Left D14 | 10255314 | Standalone | DE0500730 | As per HSA registered indication(s) except for radiolucent implants which should be used as follows:  in patients with primary or metastatic spinal tumours who would benefit from post-operative high dose high precision beam therapy upon appropriate and stringent patient selection;  Patient selection should be done via standardised assessment such as the neurological-oncological-mechanical systemic (NOMS) framework; and  The assessment should be carried out by a multidisciplinary team (MDT), which may be inclusive of, but not limited to, radiation oncologists, spine surgeons and interventional radiologists, among others.
Orthopaedics | Spine - Thoracolumbar (TL) and sacral surgery | TL and sacral fusion and fixation implant | TL pedicle screw - Shank, tulip | NuVasive Inc. | RSS Iliac Saddle, 5.5mm Ang Left D16 | 10255316 | Standalone | DE0500730 | As per HSA registered indication(s) except for radiolucent implants which should be used as follows:  in patients with primary or metastatic spinal tumours who would benefit from post-operative high dose high precision beam therapy upon appropriate and stringent patient selection;  Patient selection should be done via standardised assessment such as the neurological-oncological-mechanical systemic (NOMS) framework; and  The assessment should be carried out by a multidisciplinary team (MDT), which may be inclusive of, but not limited to, radiation oncologists, spine surgeons and interventional radiologists, among others.
Orthopaedics | Spine - Thoracolumbar (TL) and sacral surgery | TL and sacral fusion and fixation implant | TL pedicle screw - Shank, tulip | NuVasive Inc. | RSS Iliac Saddle, 5.5mm Ang Left D18 | 10255318 | Standalone | DE0500730 | As per HSA registered indication(s) except for radiolucent implants which should be used as follows:  in patients with primary or metastatic spinal tumours who would benefit from post-operative high dose high precision beam therapy upon appropriate and stringent patient selection;  Patient selection should be done via standardised assessment such as the neurological-oncological-mechanical systemic (NOMS) framework; and  The assessment should be carried out by a multidisciplinary team (MDT), which may be inclusive of, but not limited to, radiation oncologists, spine surgeons and interventional radiologists, among others.
Orthopaedics | Spine - Thoracolumbar (TL) and sacral surgery | TL and sacral fusion and fixation implant | TL pedicle screw - Shank, tulip | NuVasive Inc. | RSS Iliac Saddle, 5.5mm Ang Left D20 | 10255320 | Standalone | DE0500730 | As per HSA registered indication(s) except for radiolucent implants which should be used as follows:  in patients with primary or metastatic spinal tumours who would benefit from post-operative high dose high precision beam therapy upon appropriate and stringent patient selection;  Patient selection should be done via standardised assessment such as the neurological-oncological-mechanical systemic (NOMS) framework; and  The assessment should be carried out by a multidisciplinary team (MDT), which may be inclusive of, but not limited to, radiation oncologists, spine surgeons and interventional radiologists, among others.
Orthopaedics | Spine - Thoracolumbar (TL) and sacral surgery | TL and sacral fusion and fixation implant | TL pedicle screw - Shank, tulip | NuVasive Inc. | RSS Iliac Saddle, 5.5mm Ang Left D8 | 10255308 | Standalone | DE0500730 | As per HSA registered indication(s) except for radiolucent implants which should be used as follows:  in patients with primary or metastatic spinal tumours who would benefit from post-operative high dose high precision beam therapy upon appropriate and stringent patient selection;  Patient selection should be done via standardised assessment such as the neurological-oncological-mechanical systemic (NOMS) framework; and  The assessment should be carried out by a multidisciplinary team (MDT), which may be inclusive of, but not limited to, radiation oncologists, spine surgeons and interventional radiologists, among others.
Orthopaedics | Spine - Thoracolumbar (TL) and sacral surgery | TL and sacral fusion and fixation implant | TL pedicle screw - Shank, tulip | NuVasive Inc. | RSS Iliac Saddle, 5.5mm Ang Right D10 | 10255410 | Standalone | DE0500730 | As per HSA registered indication(s) except for radiolucent implants which should be used as follows:  in patients with primary or metastatic spinal tumours who would benefit from post-operative high dose high precision beam therapy upon appropriate and stringent patient selection;  Patient selection should be done via standardised assessment such as the neurological-oncological-mechanical systemic (NOMS) framework; and  The assessment should be carried out by a multidisciplinary team (MDT), which may be inclusive of, but not limited to, radiation oncologists, spine surgeons and interventional radiologists, among others.
Orthopaedics | Spine - Thoracolumbar (TL) and sacral surgery | TL and sacral fusion and fixation implant | TL pedicle screw - Shank, tulip | NuVasive Inc. | RSS Iliac Saddle, 5.5mm Ang Right D12 | 10255412 | Standalone | DE0500730 | As per HSA registered indication(s) except for radiolucent implants which should be used as follows:  in patients with primary or metastatic spinal tumours who would benefit from post-operative high dose high precision beam therapy upon appropriate and stringent patient selection;  Patient selection should be done via standardised assessment such as the neurological-oncological-mechanical systemic (NOMS) framework; and  The assessment should be carried out by a multidisciplinary team (MDT), which may be inclusive of, but not limited to, radiation oncologists, spine surgeons and interventional radiologists, among others.
Orthopaedics | Spine - Thoracolumbar (TL) and sacral surgery | TL and sacral fusion and fixation implant | TL pedicle screw - Shank, tulip | NuVasive Inc. | RSS Iliac Saddle, 5.5mm Ang Right D14 | 10255414 | Standalone | DE0500730 | As per HSA registered indication(s) except for radiolucent implants which should be used as follows:  in patients with primary or metastatic spinal tumours who would benefit from post-operative high dose high precision beam therapy upon appropriate and stringent patient selection;  Patient selection should be done via standardised assessment such as the neurological-oncological-mechanical systemic (NOMS) framework; and  The assessment should be carried out by a multidisciplinary team (MDT), which may be inclusive of, but not limited to, radiation oncologists, spine surgeons and interventional radiologists, among others.
Orthopaedics | Spine - Thoracolumbar (TL) and sacral surgery | TL and sacral fusion and fixation implant | TL pedicle screw - Shank, tulip | NuVasive Inc. | RSS Iliac Saddle, 5.5mm Ang Right D16 | 10255416 | Standalone | DE0500730 | As per HSA registered indication(s) except for radiolucent implants which should be used as follows:  in patients with primary or metastatic spinal tumours who would benefit from post-operative high dose high precision beam therapy upon appropriate and stringent patient selection;  Patient selection should be done via standardised assessment such as the neurological-oncological-mechanical systemic (NOMS) framework; and  The assessment should be carried out by a multidisciplinary team (MDT), which may be inclusive of, but not limited to, radiation oncologists, spine surgeons and interventional radiologists, among others.
Orthopaedics | Spine - Thoracolumbar (TL) and sacral surgery | TL and sacral fusion and fixation implant | TL pedicle screw - Shank, tulip | NuVasive Inc. | RSS Iliac Saddle, 5.5mm Ang Right D18 | 10255418 | Standalone | DE0500730 | As per HSA registered indication(s) except for radiolucent implants which should be used as follows:  in patients with primary or metastatic spinal tumours who would benefit from post-operative high dose high precision beam therapy upon appropriate and stringent patient selection;  Patient selection should be done via standardised assessment such as the neurological-oncological-mechanical systemic (NOMS) framework; and  The assessment should be carried out by a multidisciplinary team (MDT), which may be inclusive of, but not limited to, radiation oncologists, spine surgeons and interventional radiologists, among others.
Orthopaedics | Spine - Thoracolumbar (TL) and sacral surgery | TL and sacral fusion and fixation implant | TL pedicle screw - Shank, tulip | NuVasive Inc. | RSS Iliac Saddle, 5.5mm Ang Right D20 | 10255420 | Standalone | DE0500730 | As per HSA registered indication(s) except for radiolucent implants which should be used as follows:  in patients with primary or metastatic spinal tumours who would benefit from post-operative high dose high precision beam therapy upon appropriate and stringent patient selection;  Patient selection should be done via standardised assessment such as the neurological-oncological-mechanical systemic (NOMS) framework; and  The assessment should be carried out by a multidisciplinary team (MDT), which may be inclusive of, but not limited to, radiation oncologists, spine surgeons and interventional radiologists, among others.
Orthopaedics | Spine - Thoracolumbar (TL) and sacral surgery | TL and sacral fusion and fixation implant | TL pedicle screw - Shank, tulip | NuVasive Inc. | RSS Iliac Saddle, 5.5mm Ang Right D8 | 10255408 | Standalone | DE0500730 | As per HSA registered indication(s) except for radiolucent implants which should be used as follows:  in patients with primary or metastatic spinal tumours who would benefit from post-operative high dose high precision beam therapy upon appropriate and stringent patient selection;  Patient selection should be done via standardised assessment such as the neurological-oncological-mechanical systemic (NOMS) framework; and  The assessment should be carried out by a multidisciplinary team (MDT), which may be inclusive of, but not limited to, radiation oncologists, spine surgeons and interventional radiologists, among others.
Orthopaedics | Spine - Thoracolumbar (TL) and sacral surgery | TL and sacral fusion and fixation implant | TL pedicle screw - Shank, tulip | NuVasive Inc. | RSS Iliac Saddle, 5.5mm Ant Ang D10 | 10255210 | Standalone | DE0500730 | As per HSA registered indication(s) except for radiolucent implants which should be used as follows:  in patients with primary or metastatic spinal tumours who would benefit from post-operative high dose high precision beam therapy upon appropriate and stringent patient selection;  Patient selection should be done via standardised assessment such as the neurological-oncological-mechanical systemic (NOMS) framework; and  The assessment should be carried out by a multidisciplinary team (MDT), which may be inclusive of, but not limited to, radiation oncologists, spine surgeons and interventional radiologists, among others.
Orthopaedics | Spine - Thoracolumbar (TL) and sacral surgery | TL and sacral fusion and fixation implant | TL pedicle screw - Shank, tulip | NuVasive Inc. | RSS Iliac Saddle, 5.5mm Ant Ang D12 | 10255212 | Standalone | DE0500730 | As per HSA registered indication(s) except for radiolucent implants which should be used as follows:  in patients with primary or metastatic spinal tumours who would benefit from post-operative high dose high precision beam therapy upon appropriate and stringent patient selection;  Patient selection should be done via standardised assessment such as the neurological-oncological-mechanical systemic (NOMS) framework; and  The assessment should be carried out by a multidisciplinary team (MDT), which may be inclusive of, but not limited to, radiation oncologists, spine surgeons and interventional radiologists, among others.
Orthopaedics | Spine - Thoracolumbar (TL) and sacral surgery | TL and sacral fusion and fixation implant | TL pedicle screw - Shank, tulip | NuVasive Inc. | RSS Iliac Saddle, 5.5mm Ant Ang D14 | 10255214 | Standalone | DE0500730 | As per HSA registered indication(s) except for radiolucent implants which should be used as follows:  in patients with primary or metastatic spinal tumours who would benefit from post-operative high dose high precision beam therapy upon appropriate and stringent patient selection;  Patient selection should be done via standardised assessment such as the neurological-oncological-mechanical systemic (NOMS) framework; and  The assessment should be carried out by a multidisciplinary team (MDT), which may be inclusive of, but not limited to, radiation oncologists, spine surgeons and interventional radiologists, among others.
Orthopaedics | Spine - Thoracolumbar (TL) and sacral surgery | TL and sacral fusion and fixation implant | TL pedicle screw - Shank, tulip | NuVasive Inc. | RSS Iliac Saddle, 5.5mm Ant Ang D16 | 10255216 | Standalone | DE0500730 | As per HSA registered indication(s) except for radiolucent implants which should be used as follows:  in patients with primary or metastatic spinal tumours who would benefit from post-operative high dose high precision beam therapy upon appropriate and stringent patient selection;  Patient selection should be done via standardised assessment such as the neurological-oncological-mechanical systemic (NOMS) framework; and  The assessment should be carried out by a multidisciplinary team (MDT), which may be inclusive of, but not limited to, radiation oncologists, spine surgeons and interventional radiologists, among others.
Orthopaedics | Spine - Thoracolumbar (TL) and sacral surgery | TL and sacral fusion and fixation implant | TL pedicle screw - Shank, tulip | NuVasive Inc. | RSS Iliac Saddle, 5.5mm Ant Ang D18 | 10255218 | Standalone | DE0500730 | As per HSA registered indication(s) except for radiolucent implants which should be used as follows:  in patients with primary or metastatic spinal tumours who would benefit from post-operative high dose high precision beam therapy upon appropriate and stringent patient selection;  Patient selection should be done via standardised assessment such as the neurological-oncological-mechanical systemic (NOMS) framework; and  The assessment should be carried out by a multidisciplinary team (MDT), which may be inclusive of, but not limited to, radiation oncologists, spine surgeons and interventional radiologists, among others.
Orthopaedics | Spine - Thoracolumbar (TL) and sacral surgery | TL and sacral fusion and fixation implant | TL pedicle screw - Shank, tulip | NuVasive Inc. | RSS Iliac Saddle, 5.5mm Ant Ang D20 | 10255220 | Standalone | DE0500730 | As per HSA registered indication(s) except for radiolucent implants which should be used as follows:  in patients with primary or metastatic spinal tumours who would benefit from post-operative high dose high precision beam therapy upon appropriate and stringent patient selection;  Patient selection should be done via standardised assessment such as the neurological-oncological-mechanical systemic (NOMS) framework; and  The assessment should be carried out by a multidisciplinary team (MDT), which may be inclusive of, but not limited to, radiation oncologists, spine surgeons and interventional radiologists, among others.
Orthopaedics | Spine - Thoracolumbar (TL) and sacral surgery | TL and sacral fusion and fixation implant | TL pedicle screw - Shank, tulip | NuVasive Inc. | RSS Iliac Saddle, 5.5mm Ant Ang D8 | 10255208 | Standalone | DE0500730 | As per HSA registered indication(s) except for radiolucent implants which should be used as follows:  in patients with primary or metastatic spinal tumours who would benefit from post-operative high dose high precision beam therapy upon appropriate and stringent patient selection;  Patient selection should be done via standardised assessment such as the neurological-oncological-mechanical systemic (NOMS) framework; and  The assessment should be carried out by a multidisciplinary team (MDT), which may be inclusive of, but not limited to, radiation oncologists, spine surgeons and interventional radiologists, among others.
Orthopaedics | Spine - Thoracolumbar (TL) and sacral surgery | TL and sacral fusion and fixation implant | TL pedicle screw - Shank, tulip | NuVasive Inc. | RSS Iliac Saddle, 5.5mm Straight D10 | 10255110 | Standalone | DE0500730 | As per HSA registered indication(s) except for radiolucent implants which should be used as follows:  in patients with primary or metastatic spinal tumours who would benefit from post-operative high dose high precision beam therapy upon appropriate and stringent patient selection;  Patient selection should be done via standardised assessment such as the neurological-oncological-mechanical systemic (NOMS) framework; and  The assessment should be carried out by a multidisciplinary team (MDT), which may be inclusive of, but not limited to, radiation oncologists, spine surgeons and interventional radiologists, among others.
Orthopaedics | Spine - Thoracolumbar (TL) and sacral surgery | TL and sacral fusion and fixation implant | TL pedicle screw - Shank, tulip | NuVasive Inc. | RSS Iliac Saddle, 5.5mm Straight D12 | 10255112 | Standalone | DE0500730 | As per HSA registered indication(s) except for radiolucent implants which should be used as follows:  in patients with primary or metastatic spinal tumours who would benefit from post-operative high dose high precision beam therapy upon appropriate and stringent patient selection;  Patient selection should be done via standardised assessment such as the neurological-oncological-mechanical systemic (NOMS) framework; and  The assessment should be carried out by a multidisciplinary team (MDT), which may be inclusive of, but not limited to, radiation oncologists, spine surgeons and interventional radiologists, among others.
Orthopaedics | Spine - Thoracolumbar (TL) and sacral surgery | TL and sacral fusion and fixation implant | TL pedicle screw - Shank, tulip | NuVasive Inc. | RSS Iliac Saddle, 5.5mm Straight D14 | 10255114 | Standalone | DE0500730 | As per HSA registered indication(s) except for radiolucent implants which should be used as follows:  in patients with primary or metastatic spinal tumours who would benefit from post-operative high dose high precision beam therapy upon appropriate and stringent patient selection;  Patient selection should be done via standardised assessment such as the neurological-oncological-mechanical systemic (NOMS) framework; and  The assessment should be carried out by a multidisciplinary team (MDT), which may be inclusive of, but not limited to, radiation oncologists, spine surgeons and interventional radiologists, among others.
Orthopaedics | Spine - Thoracolumbar (TL) and sacral surgery | TL and sacral fusion and fixation implant | TL pedicle screw - Shank, tulip | NuVasive Inc. | RSS Iliac Saddle, 5.5mm Straight D16 | 10255116 | Standalone | DE0500730 | As per HSA registered indication(s) except for radiolucent implants which should be used as follows:  in patients with primary or metastatic spinal tumours who would benefit from post-operative high dose high precision beam therapy upon appropriate and stringent patient selection;  Patient selection should be done via standardised assessment such as the neurological-oncological-mechanical systemic (NOMS) framework; and  The assessment should be carried out by a multidisciplinary team (MDT), which may be inclusive of, but not limited to, radiation oncologists, spine surgeons and interventional radiologists, among others.
Orthopaedics | Spine - Thoracolumbar (TL) and sacral surgery | TL and sacral fusion and fixation implant | TL pedicle screw - Shank, tulip | NuVasive Inc. | RSS Iliac Saddle, 5.5mm Straight D18 | 10255118 | Standalone | DE0500730 | As per HSA registered indication(s) except for radiolucent implants which should be used as follows:  in patients with primary or metastatic spinal tumours who would benefit from post-operative high dose high precision beam therapy upon appropriate and stringent patient selection;  Patient selection should be done via standardised assessment such as the neurological-oncological-mechanical systemic (NOMS) framework; and  The assessment should be carried out by a multidisciplinary team (MDT), which may be inclusive of, but not limited to, radiation oncologists, spine surgeons and interventional radiologists, among others.
Orthopaedics | Spine - Thoracolumbar (TL) and sacral surgery | TL and sacral fusion and fixation implant | TL pedicle screw - Shank, tulip | NuVasive Inc. | RSS Iliac Saddle, 5.5mm Straight D20 | 10255120 | Standalone | DE0500730 | As per HSA registered indication(s) except for radiolucent implants which should be used as follows:  in patients with primary or metastatic spinal tumours who would benefit from post-operative high dose high precision beam therapy upon appropriate and stringent patient selection;  Patient selection should be done via standardised assessment such as the neurological-oncological-mechanical systemic (NOMS) framework; and  The assessment should be carried out by a multidisciplinary team (MDT), which may be inclusive of, but not limited to, radiation oncologists, spine surgeons and interventional radiologists, among others.
Orthopaedics | Spine - Thoracolumbar (TL) and sacral surgery | TL and sacral fusion and fixation implant | TL pedicle screw - Shank, tulip | NuVasive Inc. | RSS Iliac Saddle, 5.5mm Straight D8 | 10255108 | Standalone | DE0500730 | As per HSA registered indication(s) except for radiolucent implants which should be used as follows:  in patients with primary or metastatic spinal tumours who would benefit from post-operative high dose high precision beam therapy upon appropriate and stringent patient selection;  Patient selection should be done via standardised assessment such as the neurological-oncological-mechanical systemic (NOMS) framework; and  The assessment should be carried out by a multidisciplinary team (MDT), which may be inclusive of, but not limited to, radiation oncologists, spine surgeons and interventional radiologists, among others.
Orthopaedics | Spine - Thoracolumbar (TL) and sacral surgery | TL and sacral fusion and fixation implant | TL pedicle screw - Shank, tulip | NuVasive Inc. | RSS Iliac Saddle, 6.0mm Ang Left D10 | 10260310 | Standalone | DE0500730 | As per HSA registered indication(s) except for radiolucent implants which should be used as follows:  in patients with primary or metastatic spinal tumours who would benefit from post-operative high dose high precision beam therapy upon appropriate and stringent patient selection;  Patient selection should be done via standardised assessment such as the neurological-oncological-mechanical systemic (NOMS) framework; and  The assessment should be carried out by a multidisciplinary team (MDT), which may be inclusive of, but not limited to, radiation oncologists, spine surgeons and interventional radiologists, among others.
Orthopaedics | Spine - Thoracolumbar (TL) and sacral surgery | TL and sacral fusion and fixation implant | TL pedicle screw - Shank, tulip | NuVasive Inc. | RSS Iliac Saddle, 6.0mm Ang Left D12 | 10260312 | Standalone | DE0500730 | As per HSA registered indication(s) except for radiolucent implants which should be used as follows:  in patients with primary or metastatic spinal tumours who would benefit from post-operative high dose high precision beam therapy upon appropriate and stringent patient selection;  Patient selection should be done via standardised assessment such as the neurological-oncological-mechanical systemic (NOMS) framework; and  The assessment should be carried out by a multidisciplinary team (MDT), which may be inclusive of, but not limited to, radiation oncologists, spine surgeons and interventional radiologists, among others.
Orthopaedics | Spine - Thoracolumbar (TL) and sacral surgery | TL and sacral fusion and fixation implant | TL pedicle screw - Shank, tulip | NuVasive Inc. | RSS Iliac Saddle, 6.0mm Ang Left D14 | 10260314 | Standalone | DE0500730 | As per HSA registered indication(s) except for radiolucent implants which should be used as follows:  in patients with primary or metastatic spinal tumours who would benefit from post-operative high dose high precision beam therapy upon appropriate and stringent patient selection;  Patient selection should be done via standardised assessment such as the neurological-oncological-mechanical systemic (NOMS) framework; and  The assessment should be carried out by a multidisciplinary team (MDT), which may be inclusive of, but not limited to, radiation oncologists, spine surgeons and interventional radiologists, among others.
Orthopaedics | Spine - Thoracolumbar (TL) and sacral surgery | TL and sacral fusion and fixation implant | TL pedicle screw - Shank, tulip | NuVasive Inc. | RSS Iliac Saddle, 6.0mm Ang Left D16 | 10260316 | Standalone | DE0500730 | As per HSA registered indication(s) except for radiolucent implants which should be used as follows:  in patients with primary or metastatic spinal tumours who would benefit from post-operative high dose high precision beam therapy upon appropriate and stringent patient selection;  Patient selection should be done via standardised assessment such as the neurological-oncological-mechanical systemic (NOMS) framework; and  The assessment should be carried out by a multidisciplinary team (MDT), which may be inclusive of, but not limited to, radiation oncologists, spine surgeons and interventional radiologists, among others.
Orthopaedics | Spine - Thoracolumbar (TL) and sacral surgery | TL and sacral fusion and fixation implant | TL pedicle screw - Shank, tulip | NuVasive Inc. | RSS Iliac Saddle, 6.0mm Ang Left D18 | 10260318 | Standalone | DE0500730 | As per HSA registered indication(s) except for radiolucent implants which should be used as follows:  in patients with primary or metastatic spinal tumours who would benefit from post-operative high dose high precision beam therapy upon appropriate and stringent patient selection;  Patient selection should be done via standardised assessment such as the neurological-oncological-mechanical systemic (NOMS) framework; and  The assessment should be carried out by a multidisciplinary team (MDT), which may be inclusive of, but not limited to, radiation oncologists, spine surgeons and interventional radiologists, among others.
Orthopaedics | Spine - Thoracolumbar (TL) and sacral surgery | TL and sacral fusion and fixation implant | TL pedicle screw - Shank, tulip | NuVasive Inc. | RSS Iliac Saddle, 6.0mm Ang left D20 | 10260320 | Standalone | DE0500730 | As per HSA registered indication(s) except for radiolucent implants which should be used as follows:  in patients with primary or metastatic spinal tumours who would benefit from post-operative high dose high precision beam therapy upon appropriate and stringent patient selection;  Patient selection should be done via standardised assessment such as the neurological-oncological-mechanical systemic (NOMS) framework; and  The assessment should be carried out by a multidisciplinary team (MDT), which may be inclusive of, but not limited to, radiation oncologists, spine surgeons and interventional radiologists, among others.
Orthopaedics | Spine - Thoracolumbar (TL) and sacral surgery | TL and sacral fusion and fixation implant | TL pedicle screw - Shank, tulip | NuVasive Inc. | RSS Iliac Saddle, 6.0mm Ang Left D8 | 10260308 | Standalone | DE0500730 | As per HSA registered indication(s) except for radiolucent implants which should be used as follows:  in patients with primary or metastatic spinal tumours who would benefit from post-operative high dose high precision beam therapy upon appropriate and stringent patient selection;  Patient selection should be done via standardised assessment such as the neurological-oncological-mechanical systemic (NOMS) framework; and  The assessment should be carried out by a multidisciplinary team (MDT), which may be inclusive of, but not limited to, radiation oncologists, spine surgeons and interventional radiologists, among others.
Orthopaedics | Spine - Thoracolumbar (TL) and sacral surgery | TL and sacral fusion and fixation implant | TL pedicle screw - Shank, tulip | NuVasive Inc. | RSS Iliac Saddle, 6.0mm Ang Right D10 | 10260410 | Standalone | DE0500730 | As per HSA registered indication(s) except for radiolucent implants which should be used as follows:  in patients with primary or metastatic spinal tumours who would benefit from post-operative high dose high precision beam therapy upon appropriate and stringent patient selection;  Patient selection should be done via standardised assessment such as the neurological-oncological-mechanical systemic (NOMS) framework; and  The assessment should be carried out by a multidisciplinary team (MDT), which may be inclusive of, but not limited to, radiation oncologists, spine surgeons and interventional radiologists, among others.
Orthopaedics | Spine - Thoracolumbar (TL) and sacral surgery | TL and sacral fusion and fixation implant | TL pedicle screw - Shank, tulip | NuVasive Inc. | RSS Iliac Saddle, 6.0mm Ang Right D12 | 10260412 | Standalone | DE0500730 | As per HSA registered indication(s) except for radiolucent implants which should be used as follows:  in patients with primary or metastatic spinal tumours who would benefit from post-operative high dose high precision beam therapy upon appropriate and stringent patient selection;  Patient selection should be done via standardised assessment such as the neurological-oncological-mechanical systemic (NOMS) framework; and  The assessment should be carried out by a multidisciplinary team (MDT), which may be inclusive of, but not limited to, radiation oncologists, spine surgeons and interventional radiologists, among others.
Orthopaedics | Spine - Thoracolumbar (TL) and sacral surgery | TL and sacral fusion and fixation implant | TL pedicle screw - Shank, tulip | NuVasive Inc. | RSS Iliac Saddle, 6.0mm Ang Right D14 | 10260414 | Standalone | DE0500730 | As per HSA registered indication(s) except for radiolucent implants which should be used as follows:  in patients with primary or metastatic spinal tumours who would benefit from post-operative high dose high precision beam therapy upon appropriate and stringent patient selection;  Patient selection should be done via standardised assessment such as the neurological-oncological-mechanical systemic (NOMS) framework; and  The assessment should be carried out by a multidisciplinary team (MDT), which may be inclusive of, but not limited to, radiation oncologists, spine surgeons and interventional radiologists, among others.
Orthopaedics | Spine - Thoracolumbar (TL) and sacral surgery | TL and sacral fusion and fixation implant | TL pedicle screw - Shank, tulip | NuVasive Inc. | RSS Iliac Saddle, 6.0mm Ang Right D16 | 10260416 | Standalone | DE0500730 | As per HSA registered indication(s) except for radiolucent implants which should be used as follows:  in patients with primary or metastatic spinal tumours who would benefit from post-operative high dose high precision beam therapy upon appropriate and stringent patient selection;  Patient selection should be done via standardised assessment such as the neurological-oncological-mechanical systemic (NOMS) framework; and  The assessment should be carried out by a multidisciplinary team (MDT), which may be inclusive of, but not limited to, radiation oncologists, spine surgeons and interventional radiologists, among others.
Orthopaedics | Spine - Thoracolumbar (TL) and sacral surgery | TL and sacral fusion and fixation implant | TL pedicle screw - Shank, tulip | NuVasive Inc. | RSS Iliac Saddle, 6.0mm Ang Right D18 | 10260418 | Standalone | DE0500730 | As per HSA registered indication(s) except for radiolucent implants which should be used as follows:  in patients with primary or metastatic spinal tumours who would benefit from post-operative high dose high precision beam therapy upon appropriate and stringent patient selection;  Patient selection should be done via standardised assessment such as the neurological-oncological-mechanical systemic (NOMS) framework; and  The assessment should be carried out by a multidisciplinary team (MDT), which may be inclusive of, but not limited to, radiation oncologists, spine surgeons and interventional radiologists, among others.
Orthopaedics | Spine - Thoracolumbar (TL) and sacral surgery | TL and sacral fusion and fixation implant | TL pedicle screw - Shank, tulip | NuVasive Inc. | RSS Iliac Saddle, 6.0mm Ang Right D20 | 10260420 | Standalone | DE0500730 | As per HSA registered indication(s) except for radiolucent implants which should be used as follows:  in patients with primary or metastatic spinal tumours who would benefit from post-operative high dose high precision beam therapy upon appropriate and stringent patient selection;  Patient selection should be done via standardised assessment such as the neurological-oncological-mechanical systemic (NOMS) framework; and  The assessment should be carried out by a multidisciplinary team (MDT), which may be inclusive of, but not limited to, radiation oncologists, spine surgeons and interventional radiologists, among others.
Orthopaedics | Spine - Thoracolumbar (TL) and sacral surgery | TL and sacral fusion and fixation implant | TL pedicle screw - Shank, tulip | NuVasive Inc. | RSS Iliac Saddle, 6.0mm Ang Right D8 | 10260408 | Standalone | DE0500730 | As per HSA registered indication(s) except for radiolucent implants which should be used as follows:  in patients with primary or metastatic spinal tumours who would benefit from post-operative high dose high precision beam therapy upon appropriate and stringent patient selection;  Patient selection should be done via standardised assessment such as the neurological-oncological-mechanical systemic (NOMS) framework; and  The assessment should be carried out by a multidisciplinary team (MDT), which may be inclusive of, but not limited to, radiation oncologists, spine surgeons and interventional radiologists, among others.
Orthopaedics | Spine - Thoracolumbar (TL) and sacral surgery | TL and sacral fusion and fixation implant | TL pedicle screw - Shank, tulip | NuVasive Inc. | RSS Iliac Saddle, 6.0mm Ant Ang D10 | 10260210 | Standalone | DE0500730 | As per HSA registered indication(s) except for radiolucent implants which should be used as follows:  in patients with primary or metastatic spinal tumours who would benefit from post-operative high dose high precision beam therapy upon appropriate and stringent patient selection;  Patient selection should be done via standardised assessment such as the neurological-oncological-mechanical systemic (NOMS) framework; and  The assessment should be carried out by a multidisciplinary team (MDT), which may be inclusive of, but not limited to, radiation oncologists, spine surgeons and interventional radiologists, among others.
Orthopaedics | Spine - Thoracolumbar (TL) and sacral surgery | TL and sacral fusion and fixation implant | TL pedicle screw - Shank, tulip | NuVasive Inc. | RSS Iliac Saddle, 6.0mm Ant Ang D12 | 10260212 | Standalone | DE0500730 | As per HSA registered indication(s) except for radiolucent implants which should be used as follows:  in patients with primary or metastatic spinal tumours who would benefit from post-operative high dose high precision beam therapy upon appropriate and stringent patient selection;  Patient selection should be done via standardised assessment such as the neurological-oncological-mechanical systemic (NOMS) framework; and  The assessment should be carried out by a multidisciplinary team (MDT), which may be inclusive of, but not limited to, radiation oncologists, spine surgeons and interventional radiologists, among others.
Orthopaedics | Spine - Thoracolumbar (TL) and sacral surgery | TL and sacral fusion and fixation implant | TL pedicle screw - Shank, tulip | NuVasive Inc. | RSS Iliac Saddle, 6.0mm Ant Ang D14 | 10260214 | Standalone | DE0500730 | As per HSA registered indication(s) except for radiolucent implants which should be used as follows:  in patients with primary or metastatic spinal tumours who would benefit from post-operative high dose high precision beam therapy upon appropriate and stringent patient selection;  Patient selection should be done via standardised assessment such as the neurological-oncological-mechanical systemic (NOMS) framework; and  The assessment should be carried out by a multidisciplinary team (MDT), which may be inclusive of, but not limited to, radiation oncologists, spine surgeons and interventional radiologists, among others.
Orthopaedics | Spine - Thoracolumbar (TL) and sacral surgery | TL and sacral fusion and fixation implant | TL pedicle screw - Shank, tulip | NuVasive Inc. | RSS Iliac Saddle, 6.0mm Ant Ang D16 | 10260216 | Standalone | DE0500730 | As per HSA registered indication(s) except for radiolucent implants which should be used as follows:  in patients with primary or metastatic spinal tumours who would benefit from post-operative high dose high precision beam therapy upon appropriate and stringent patient selection;  Patient selection should be done via standardised assessment such as the neurological-oncological-mechanical systemic (NOMS) framework; and  The assessment should be carried out by a multidisciplinary team (MDT), which may be inclusive of, but not limited to, radiation oncologists, spine surgeons and interventional radiologists, among others.
Orthopaedics | Spine - Thoracolumbar (TL) and sacral surgery | TL and sacral fusion and fixation implant | TL pedicle screw - Shank, tulip | NuVasive Inc. | RSS Iliac Saddle, 6.0mm Ant Ang D18 | 10260218 | Standalone | DE0500730 | As per HSA registered indication(s) except for radiolucent implants which should be used as follows:  in patients with primary or metastatic spinal tumours who would benefit from post-operative high dose high precision beam therapy upon appropriate and stringent patient selection;  Patient selection should be done via standardised assessment such as the neurological-oncological-mechanical systemic (NOMS) framework; and  The assessment should be carried out by a multidisciplinary team (MDT), which may be inclusive of, but not limited to, radiation oncologists, spine surgeons and interventional radiologists, among others.
Orthopaedics | Spine - Thoracolumbar (TL) and sacral surgery | TL and sacral fusion and fixation implant | TL pedicle screw - Shank, tulip | NuVasive Inc. | RSS Iliac Saddle, 6.0mm Ant Ang D20 | 10260220 | Standalone | DE0500730 | As per HSA registered indication(s) except for radiolucent implants which should be used as follows:  in patients with primary or metastatic spinal tumours who would benefit from post-operative high dose high precision beam therapy upon appropriate and stringent patient selection;  Patient selection should be done via standardised assessment such as the neurological-oncological-mechanical systemic (NOMS) framework; and  The assessment should be carried out by a multidisciplinary team (MDT), which may be inclusive of, but not limited to, radiation oncologists, spine surgeons and interventional radiologists, among others.
Orthopaedics | Spine - Thoracolumbar (TL) and sacral surgery | TL and sacral fusion and fixation implant | TL pedicle screw - Shank, tulip | NuVasive Inc. | RSS Iliac Saddle, 6.0mm Ant Ang D8 | 10260208 | Standalone | DE0500730 | As per HSA registered indication(s) except for radiolucent implants which should be used as follows:  in patients with primary or metastatic spinal tumours who would benefit from post-operative high dose high precision beam therapy upon appropriate and stringent patient selection;  Patient selection should be done via standardised assessment such as the neurological-oncological-mechanical systemic (NOMS) framework; and  The assessment should be carried out by a multidisciplinary team (MDT), which may be inclusive of, but not limited to, radiation oncologists, spine surgeons and interventional radiologists, among others.
Orthopaedics | Spine - Thoracolumbar (TL) and sacral surgery | TL and sacral fusion and fixation implant | TL pedicle screw - Shank, tulip | NuVasive Inc. | RSS Iliac Saddle, 6.0mm Straight D10 | 10260110 | Standalone | DE0500730 | As per HSA registered indication(s) except for radiolucent implants which should be used as follows:  in patients with primary or metastatic spinal tumours who would benefit from post-operative high dose high precision beam therapy upon appropriate and stringent patient selection;  Patient selection should be done via standardised assessment such as the neurological-oncological-mechanical systemic (NOMS) framework; and  The assessment should be carried out by a multidisciplinary team (MDT), which may be inclusive of, but not limited to, radiation oncologists, spine surgeons and interventional radiologists, among others.
Orthopaedics | Spine - Thoracolumbar (TL) and sacral surgery | TL and sacral fusion and fixation implant | TL pedicle screw - Shank, tulip | NuVasive Inc. | RSS Iliac Saddle, 6.0mm Straight D12 | 10260112 | Standalone | DE0500730 | As per HSA registered indication(s) except for radiolucent implants which should be used as follows:  in patients with primary or metastatic spinal tumours who would benefit from post-operative high dose high precision beam therapy upon appropriate and stringent patient selection;  Patient selection should be done via standardised assessment such as the neurological-oncological-mechanical systemic (NOMS) framework; and  The assessment should be carried out by a multidisciplinary team (MDT), which may be inclusive of, but not limited to, radiation oncologists, spine surgeons and interventional radiologists, among others.
Orthopaedics | Spine - Thoracolumbar (TL) and sacral surgery | TL and sacral fusion and fixation implant | TL pedicle screw - Shank, tulip | NuVasive Inc. | RSS Iliac Saddle, 6.0mm Straight D14 | 10260114 | Standalone | DE0500730 | As per HSA registered indication(s) except for radiolucent implants which should be used as follows:  in patients with primary or metastatic spinal tumours who would benefit from post-operative high dose high precision beam therapy upon appropriate and stringent patient selection;  Patient selection should be done via standardised assessment such as the neurological-oncological-mechanical systemic (NOMS) framework; and  The assessment should be carried out by a multidisciplinary team (MDT), which may be inclusive of, but not limited to, radiation oncologists, spine surgeons and interventional radiologists, among others.
Orthopaedics | Spine - Thoracolumbar (TL) and sacral surgery | TL and sacral fusion and fixation implant | TL pedicle screw - Shank, tulip | NuVasive Inc. | RSS Iliac Saddle, 6.0mm Straight D16 | 10260116 | Standalone | DE0500730 | As per HSA registered indication(s) except for radiolucent implants which should be used as follows:  in patients with primary or metastatic spinal tumours who would benefit from post-operative high dose high precision beam therapy upon appropriate and stringent patient selection;  Patient selection should be done via standardised assessment such as the neurological-oncological-mechanical systemic (NOMS) framework; and  The assessment should be carried out by a multidisciplinary team (MDT), which may be inclusive of, but not limited to, radiation oncologists, spine surgeons and interventional radiologists, among others.
Orthopaedics | Spine - Thoracolumbar (TL) and sacral surgery | TL and sacral fusion and fixation implant | TL pedicle screw - Shank, tulip | NuVasive Inc. | RSS Iliac Saddle, 6.0mm Straight D18 | 10260118 | Standalone | DE0500730 | As per HSA registered indication(s) except for radiolucent implants which should be used as follows:  in patients with primary or metastatic spinal tumours who would benefit from post-operative high dose high precision beam therapy upon appropriate and stringent patient selection;  Patient selection should be done via standardised assessment such as the neurological-oncological-mechanical systemic (NOMS) framework; and  The assessment should be carried out by a multidisciplinary team (MDT), which may be inclusive of, but not limited to, radiation oncologists, spine surgeons and interventional radiologists, among others.
Orthopaedics | Spine - Thoracolumbar (TL) and sacral surgery | TL and sacral fusion and fixation implant | TL pedicle screw - Shank, tulip | NuVasive Inc. | RSS Iliac Saddle, 6.0mm Straight D20 | 10260120 | Standalone | DE0500730 | As per HSA registered indication(s) except for radiolucent implants which should be used as follows:  in patients with primary or metastatic spinal tumours who would benefit from post-operative high dose high precision beam therapy upon appropriate and stringent patient selection;  Patient selection should be done via standardised assessment such as the neurological-oncological-mechanical systemic (NOMS) framework; and  The assessment should be carried out by a multidisciplinary team (MDT), which may be inclusive of, but not limited to, radiation oncologists, spine surgeons and interventional radiologists, among others.
Orthopaedics | Spine - Thoracolumbar (TL) and sacral surgery | TL and sacral fusion and fixation implant | TL pedicle screw - Shank, tulip | NuVasive Inc. | RSS Iliac Saddle, 6.0mm Straight D8 | 10260108 | Standalone | DE0500730 | As per HSA registered indication(s) except for radiolucent implants which should be used as follows:  in patients with primary or metastatic spinal tumours who would benefit from post-operative high dose high precision beam therapy upon appropriate and stringent patient selection;  Patient selection should be done via standardised assessment such as the neurological-oncological-mechanical systemic (NOMS) framework; and  The assessment should be carried out by a multidisciplinary team (MDT), which may be inclusive of, but not limited to, radiation oncologists, spine surgeons and interventional radiologists, among others.
Orthopaedics | Spine - Thoracolumbar (TL) and sacral surgery | TL and sacral fusion and fixation implant | TL pedicle screw - Locking screw | NuVasive Inc. | RSS Lock Screw, 4.5/5.0mm | 13450000 | Standalone | DE0500730 | As per HSA registered indication(s) except for radiolucent implants which should be used as follows:  in patients with primary or metastatic spinal tumours who would benefit from post-operative high dose high precision beam therapy upon appropriate and stringent patient selection;  Patient selection should be done via standardised assessment such as the neurological-oncological-mechanical systemic (NOMS) framework; and  The assessment should be carried out by a multidisciplinary team (MDT), which may be inclusive of, but not limited to, radiation oncologists, spine surgeons and interventional radiologists, among others.
Orthopaedics | Spine - Thoracolumbar (TL) and sacral surgery | TL and sacral fusion and fixation implant | TL pedicle screw - Locking screw | NuVasive Inc. | RSS Lock Screw, Closed Tulip | 13100000 | Standalone | DE0500730 | As per HSA registered indication(s) except for radiolucent implants which should be used as follows:  in patients with primary or metastatic spinal tumours who would benefit from post-operative high dose high precision beam therapy upon appropriate and stringent patient selection;  Patient selection should be done via standardised assessment such as the neurological-oncological-mechanical systemic (NOMS) framework; and  The assessment should be carried out by a multidisciplinary team (MDT), which may be inclusive of, but not limited to, radiation oncologists, spine surgeons and interventional radiologists, among others.
Orthopaedics | Spine - Thoracolumbar (TL) and sacral surgery | TL and sacral fusion and fixation implant | TL pedicle screw - Shank, tulip | NuVasive Inc. | RSS Screw, 11.0x110mm Polyaxial 2S | 14511111 | Standalone | DE0500730 | As per HSA registered indication(s) except for radiolucent implants which should be used as follows:  in patients with primary or metastatic spinal tumours who would benefit from post-operative high dose high precision beam therapy upon appropriate and stringent patient selection;  Patient selection should be done via standardised assessment such as the neurological-oncological-mechanical systemic (NOMS) framework; and  The assessment should be carried out by a multidisciplinary team (MDT), which may be inclusive of, but not limited to, radiation oncologists, spine surgeons and interventional radiologists, among others.
Orthopaedics | Spine - Thoracolumbar (TL) and sacral surgery | TL and sacral fusion and fixation implant | TL pedicle screw - Shank, tulip | NuVasive Inc. | RSS Screw, 4.0x100mm Uni-Reduction 2S | 14554010 | Standalone | DE0500730 | As per HSA registered indication(s) except for radiolucent implants which should be used as follows:  in patients with primary or metastatic spinal tumours who would benefit from post-operative high dose high precision beam therapy upon appropriate and stringent patient selection;  Patient selection should be done via standardised assessment such as the neurological-oncological-mechanical systemic (NOMS) framework; and  The assessment should be carried out by a multidisciplinary team (MDT), which may be inclusive of, but not limited to, radiation oncologists, spine surgeons and interventional radiologists, among others.
Orthopaedics | Spine - Thoracolumbar (TL) and sacral surgery | TL and sacral fusion and fixation implant | TL pedicle screw - Shank, tulip | NuVasive Inc. | RSS Screw, 4.0x110mm Uni-Reduction 2S | 14554011 | Standalone | DE0500730 | As per HSA registered indication(s) except for radiolucent implants which should be used as follows:  in patients with primary or metastatic spinal tumours who would benefit from post-operative high dose high precision beam therapy upon appropriate and stringent patient selection;  Patient selection should be done via standardised assessment such as the neurological-oncological-mechanical systemic (NOMS) framework; and  The assessment should be carried out by a multidisciplinary team (MDT), which may be inclusive of, but not limited to, radiation oncologists, spine surgeons and interventional radiologists, among others.
Orthopaedics | Spine - Thoracolumbar (TL) and sacral surgery | TL and sacral fusion and fixation implant | TL pedicle screw - Shank, tulip | NuVasive Inc. | RSS Screw, 4.0x120mm Uni-Reduction 2S | 14554012 | Standalone | DE0500730 | As per HSA registered indication(s) except for radiolucent implants which should be used as follows:  in patients with primary or metastatic spinal tumours who would benefit from post-operative high dose high precision beam therapy upon appropriate and stringent patient selection;  Patient selection should be done via standardised assessment such as the neurological-oncological-mechanical systemic (NOMS) framework; and  The assessment should be carried out by a multidisciplinary team (MDT), which may be inclusive of, but not limited to, radiation oncologists, spine surgeons and interventional radiologists, among others.
Orthopaedics | Spine - Thoracolumbar (TL) and sacral surgery | TL and sacral fusion and fixation implant | TL pedicle screw - Shank, tulip | NuVasive Inc. | RSS Screw, 4.0x17.5mm Monoaxial 2S | 14584017 | Standalone | DE0500730 | As per HSA registered indication(s) except for radiolucent implants which should be used as follows:  in patients with primary or metastatic spinal tumours who would benefit from post-operative high dose high precision beam therapy upon appropriate and stringent patient selection;  Patient selection should be done via standardised assessment such as the neurological-oncological-mechanical systemic (NOMS) framework; and  The assessment should be carried out by a multidisciplinary team (MDT), which may be inclusive of, but not limited to, radiation oncologists, spine surgeons and interventional radiologists, among others.
Orthopaedics | Spine - Thoracolumbar (TL) and sacral surgery | TL and sacral fusion and fixation implant | TL pedicle screw - Shank, tulip | NuVasive Inc. | RSS Screw, 4.0x17.5mm Polyaxial 2S | 14514017 | Standalone | DE0500730 | As per HSA registered indication(s) except for radiolucent implants which should be used as follows:  in patients with primary or metastatic spinal tumours who would benefit from post-operative high dose high precision beam therapy upon appropriate and stringent patient selection;  Patient selection should be done via standardised assessment such as the neurological-oncological-mechanical systemic (NOMS) framework; and  The assessment should be carried out by a multidisciplinary team (MDT), which may be inclusive of, but not limited to, radiation oncologists, spine surgeons and interventional radiologists, among others.
Orthopaedics | Spine - Thoracolumbar (TL) and sacral surgery | TL and sacral fusion and fixation implant | TL pedicle screw - Shank, tulip | NuVasive Inc. | RSS Screw, 4.0x17.5mm Uni-Reduction 2S | 14554017 | Standalone | DE0500730 | As per HSA registered indication(s) except for radiolucent implants which should be used as follows:  in patients with primary or metastatic spinal tumours who would benefit from post-operative high dose high precision beam therapy upon appropriate and stringent patient selection;  Patient selection should be done via standardised assessment such as the neurological-oncological-mechanical systemic (NOMS) framework; and  The assessment should be carried out by a multidisciplinary team (MDT), which may be inclusive of, but not limited to, radiation oncologists, spine surgeons and interventional radiologists, among others.
Orthopaedics | Spine - Thoracolumbar (TL) and sacral surgery | TL and sacral fusion and fixation implant | TL pedicle screw - Shank, tulip | NuVasive Inc. | RSS Screw, 4.0x20mm Monoaxial 2S | 14584020 | Standalone | DE0500730 | As per HSA registered indication(s) except for radiolucent implants which should be used as follows:  in patients with primary or metastatic spinal tumours who would benefit from post-operative high dose high precision beam therapy upon appropriate and stringent patient selection;  Patient selection should be done via standardised assessment such as the neurological-oncological-mechanical systemic (NOMS) framework; and  The assessment should be carried out by a multidisciplinary team (MDT), which may be inclusive of, but not limited to, radiation oncologists, spine surgeons and interventional radiologists, among others.
Orthopaedics | Spine - Thoracolumbar (TL) and sacral surgery | TL and sacral fusion and fixation implant | TL pedicle screw - Shank, tulip | NuVasive Inc. | RSS Screw, 4.0x20mm Polyaxial 2S | 14514020 | Standalone | DE0500730 | As per HSA registered indication(s) except for radiolucent implants which should be used as follows:  in patients with primary or metastatic spinal tumours who would benefit from post-operative high dose high precision beam therapy upon appropriate and stringent patient selection;  Patient selection should be done via standardised assessment such as the neurological-oncological-mechanical systemic (NOMS) framework; and  The assessment should be carried out by a multidisciplinary team (MDT), which may be inclusive of, but not limited to, radiation oncologists, spine surgeons and interventional radiologists, among others.
Orthopaedics | Spine - Thoracolumbar (TL) and sacral surgery | TL and sacral fusion and fixation implant | TL pedicle screw - Shank, tulip | NuVasive Inc. | RSS Screw, 4.0x20mm Reduction 2S | 14524020 | Standalone | DE0500730 | As per HSA registered indication(s) except for radiolucent implants which should be used as follows:  in patients with primary or metastatic spinal tumours who would benefit from post-operative high dose high precision beam therapy upon appropriate and stringent patient selection;  Patient selection should be done via standardised assessment such as the neurological-oncological-mechanical systemic (NOMS) framework; and  The assessment should be carried out by a multidisciplinary team (MDT), which may be inclusive of, but not limited to, radiation oncologists, spine surgeons and interventional radiologists, among others.
Orthopaedics | Spine - Thoracolumbar (TL) and sacral surgery | TL and sacral fusion and fixation implant | TL pedicle screw - Shank, tulip | NuVasive Inc. | RSS Screw, 4.0x20mm Uni-Reduction 2S | 14554020 | Standalone | DE0500730 | As per HSA registered indication(s) except for radiolucent implants which should be used as follows:  in patients with primary or metastatic spinal tumours who would benefit from post-operative high dose high precision beam therapy upon appropriate and stringent patient selection;  Patient selection should be done via standardised assessment such as the neurological-oncological-mechanical systemic (NOMS) framework; and  The assessment should be carried out by a multidisciplinary team (MDT), which may be inclusive of, but not limited to, radiation oncologists, spine surgeons and interventional radiologists, among others.
Orthopaedics | Spine - Thoracolumbar (TL) and sacral surgery | TL and sacral fusion and fixation implant | TL pedicle screw - Shank, tulip | NuVasive Inc. | RSS Screw, 4.0x22.5mm Monoaxial 2S | 14584022 | Standalone | DE0500730 | As per HSA registered indication(s) except for radiolucent implants which should be used as follows:  in patients with primary or metastatic spinal tumours who would benefit from post-operative high dose high precision beam therapy upon appropriate and stringent patient selection;  Patient selection should be done via standardised assessment such as the neurological-oncological-mechanical systemic (NOMS) framework; and  The assessment should be carried out by a multidisciplinary team (MDT), which may be inclusive of, but not limited to, radiation oncologists, spine surgeons and interventional radiologists, among others.
Orthopaedics | Spine - Thoracolumbar (TL) and sacral surgery | TL and sacral fusion and fixation implant | TL pedicle screw - Shank, tulip | NuVasive Inc. | RSS Screw, 4.0x22.5mm Polyaxial 2S | 14514022 | Standalone | DE0500730 | As per HSA registered indication(s) except for radiolucent implants which should be used as follows:  in patients with primary or metastatic spinal tumours who would benefit from post-operative high dose high precision beam therapy upon appropriate and stringent patient selection;  Patient selection should be done via standardised assessment such as the neurological-oncological-mechanical systemic (NOMS) framework; and  The assessment should be carried out by a multidisciplinary team (MDT), which may be inclusive of, but not limited to, radiation oncologists, spine surgeons and interventional radiologists, among others.
Orthopaedics | Spine - Thoracolumbar (TL) and sacral surgery | TL and sacral fusion and fixation implant | TL pedicle screw - Shank, tulip | NuVasive Inc. | RSS Screw, 4.0x22.5mm Uni-Reduction 2S | 14554022 | Standalone | DE0500730 | As per HSA registered indication(s) except for radiolucent implants which should be used as follows:  in patients with primary or metastatic spinal tumours who would benefit from post-operative high dose high precision beam therapy upon appropriate and stringent patient selection;  Patient selection should be done via standardised assessment such as the neurological-oncological-mechanical systemic (NOMS) framework; and  The assessment should be carried out by a multidisciplinary team (MDT), which may be inclusive of, but not limited to, radiation oncologists, spine surgeons and interventional radiologists, among others.
Orthopaedics | Spine - Thoracolumbar (TL) and sacral surgery | TL and sacral fusion and fixation implant | TL pedicle screw - Shank, tulip | NuVasive Inc. | RSS Screw, 4.0x25mm Monoaxial 2S | 14584025 | Standalone | DE0500730 | As per HSA registered indication(s) except for radiolucent implants which should be used as follows:  in patients with primary or metastatic spinal tumours who would benefit from post-operative high dose high precision beam therapy upon appropriate and stringent patient selection;  Patient selection should be done via standardised assessment such as the neurological-oncological-mechanical systemic (NOMS) framework; and  The assessment should be carried out by a multidisciplinary team (MDT), which may be inclusive of, but not limited to, radiation oncologists, spine surgeons and interventional radiologists, among others.
Orthopaedics | Spine - Thoracolumbar (TL) and sacral surgery | TL and sacral fusion and fixation implant | TL pedicle screw - Shank, tulip | NuVasive Inc. | RSS Screw, 4.0x25mm Polyaxial 2S | 14514025 | Standalone | DE0500730 | As per HSA registered indication(s) except for radiolucent implants which should be used as follows:  in patients with primary or metastatic spinal tumours who would benefit from post-operative high dose high precision beam therapy upon appropriate and stringent patient selection;  Patient selection should be done via standardised assessment such as the neurological-oncological-mechanical systemic (NOMS) framework; and  The assessment should be carried out by a multidisciplinary team (MDT), which may be inclusive of, but not limited to, radiation oncologists, spine surgeons and interventional radiologists, among others.
Orthopaedics | Spine - Thoracolumbar (TL) and sacral surgery | TL and sacral fusion and fixation implant | TL pedicle screw - Shank, tulip | NuVasive Inc. | RSS Screw, 4.0x25mm Reduction 2S | 14524025 | Standalone | DE0500730 | As per HSA registered indication(s) except for radiolucent implants which should be used as follows:  in patients with primary or metastatic spinal tumours who would benefit from post-operative high dose high precision beam therapy upon appropriate and stringent patient selection;  Patient selection should be done via standardised assessment such as the neurological-oncological-mechanical systemic (NOMS) framework; and  The assessment should be carried out by a multidisciplinary team (MDT), which may be inclusive of, but not limited to, radiation oncologists, spine surgeons and interventional radiologists, among others.
Orthopaedics | Spine - Thoracolumbar (TL) and sacral surgery | TL and sacral fusion and fixation implant | TL pedicle screw - Shank, tulip | NuVasive Inc. | RSS Screw, 4.0x25mm Uniplanar 2S | 14544025 | Standalone | DE0500730 | As per HSA registered indication(s) except for radiolucent implants which should be used as follows:  in patients with primary or metastatic spinal tumours who would benefit from post-operative high dose high precision beam therapy upon appropriate and stringent patient selection;  Patient selection should be done via standardised assessment such as the neurological-oncological-mechanical systemic (NOMS) framework; and  The assessment should be carried out by a multidisciplinary team (MDT), which may be inclusive of, but not limited to, radiation oncologists, spine surgeons and interventional radiologists, among others.
Orthopaedics | Spine - Thoracolumbar (TL) and sacral surgery | TL and sacral fusion and fixation implant | TL pedicle screw - Shank, tulip | NuVasive Inc. | RSS Screw, 4.0x25mm Uni-Reduction 2S | 14554025 | Standalone | DE0500730 | As per HSA registered indication(s) except for radiolucent implants which should be used as follows:  in patients with primary or metastatic spinal tumours who would benefit from post-operative high dose high precision beam therapy upon appropriate and stringent patient selection;  Patient selection should be done via standardised assessment such as the neurological-oncological-mechanical systemic (NOMS) framework; and  The assessment should be carried out by a multidisciplinary team (MDT), which may be inclusive of, but not limited to, radiation oncologists, spine surgeons and interventional radiologists, among others.
Orthopaedics | Spine - Thoracolumbar (TL) and sacral surgery | TL and sacral fusion and fixation implant | TL pedicle screw - Shank, tulip | NuVasive Inc. | RSS Screw, 4.0x27.5mm Monoaxial 2S | 14584027 | Standalone | DE0500730 | As per HSA registered indication(s) except for radiolucent implants which should be used as follows:  in patients with primary or metastatic spinal tumours who would benefit from post-operative high dose high precision beam therapy upon appropriate and stringent patient selection;  Patient selection should be done via standardised assessment such as the neurological-oncological-mechanical systemic (NOMS) framework; and  The assessment should be carried out by a multidisciplinary team (MDT), which may be inclusive of, but not limited to, radiation oncologists, spine surgeons and interventional radiologists, among others.
Orthopaedics | Spine - Thoracolumbar (TL) and sacral surgery | TL and sacral fusion and fixation implant | TL pedicle screw - Shank, tulip | NuVasive Inc. | RSS Screw, 4.0x27.5mm Polyaxial 2S | 14514027 | Standalone | DE0500730 | As per HSA registered indication(s) except for radiolucent implants which should be used as follows:  in patients with primary or metastatic spinal tumours who would benefit from post-operative high dose high precision beam therapy upon appropriate and stringent patient selection;  Patient selection should be done via standardised assessment such as the neurological-oncological-mechanical systemic (NOMS) framework; and  The assessment should be carried out by a multidisciplinary team (MDT), which may be inclusive of, but not limited to, radiation oncologists, spine surgeons and interventional radiologists, among others.
Orthopaedics | Spine - Thoracolumbar (TL) and sacral surgery | TL and sacral fusion and fixation implant | TL pedicle screw - Shank, tulip | NuVasive Inc. | RSS Screw, 4.0x27.5mm Uni-Reduction 2S | 14554027 | Standalone | DE0500730 | As per HSA registered indication(s) except for radiolucent implants which should be used as follows:  in patients with primary or metastatic spinal tumours who would benefit from post-operative high dose high precision beam therapy upon appropriate and stringent patient selection;  Patient selection should be done via standardised assessment such as the neurological-oncological-mechanical systemic (NOMS) framework; and  The assessment should be carried out by a multidisciplinary team (MDT), which may be inclusive of, but not limited to, radiation oncologists, spine surgeons and interventional radiologists, among others.
Orthopaedics | Spine - Thoracolumbar (TL) and sacral surgery | TL and sacral fusion and fixation implant | TL pedicle screw - Shank, tulip | NuVasive Inc. | RSS Screw, 4.0x30mm Monoaxial 2S | 14584030 | Standalone | DE0500730 | As per HSA registered indication(s) except for radiolucent implants which should be used as follows:  in patients with primary or metastatic spinal tumours who would benefit from post-operative high dose high precision beam therapy upon appropriate and stringent patient selection;  Patient selection should be done via standardised assessment such as the neurological-oncological-mechanical systemic (NOMS) framework; and  The assessment should be carried out by a multidisciplinary team (MDT), which may be inclusive of, but not limited to, radiation oncologists, spine surgeons and interventional radiologists, among others.
Orthopaedics | Spine - Thoracolumbar (TL) and sacral surgery | TL and sacral fusion and fixation implant | TL pedicle screw - Shank, tulip | NuVasive Inc. | RSS Screw, 4.0x30mm Polyaxial 2S | 14514030 | Standalone | DE0500730 | As per HSA registered indication(s) except for radiolucent implants which should be used as follows:  in patients with primary or metastatic spinal tumours who would benefit from post-operative high dose high precision beam therapy upon appropriate and stringent patient selection;  Patient selection should be done via standardised assessment such as the neurological-oncological-mechanical systemic (NOMS) framework; and  The assessment should be carried out by a multidisciplinary team (MDT), which may be inclusive of, but not limited to, radiation oncologists, spine surgeons and interventional radiologists, among others.
Orthopaedics | Spine - Thoracolumbar (TL) and sacral surgery | TL and sacral fusion and fixation implant | TL pedicle screw - Shank, tulip | NuVasive Inc. | RSS Screw, 4.0x30mm Reduction 2S | 14524030 | Standalone | DE0500730 | As per HSA registered indication(s) except for radiolucent implants which should be used as follows:  in patients with primary or metastatic spinal tumours who would benefit from post-operative high dose high precision beam therapy upon appropriate and stringent patient selection;  Patient selection should be done via standardised assessment such as the neurological-oncological-mechanical systemic (NOMS) framework; and  The assessment should be carried out by a multidisciplinary team (MDT), which may be inclusive of, but not limited to, radiation oncologists, spine surgeons and interventional radiologists, among others.
Orthopaedics | Spine - Thoracolumbar (TL) and sacral surgery | TL and sacral fusion and fixation implant | TL pedicle screw - Shank, tulip | NuVasive Inc. | RSS Screw, 4.0x30mm Uniplanar 2S | 14544030 | Standalone | DE0500730 | As per HSA registered indication(s) except for radiolucent implants which should be used as follows:  in patients with primary or metastatic spinal tumours who would benefit from post-operative high dose high precision beam therapy upon appropriate and stringent patient selection;  Patient selection should be done via standardised assessment such as the neurological-oncological-mechanical systemic (NOMS) framework; and  The assessment should be carried out by a multidisciplinary team (MDT), which may be inclusive of, but not limited to, radiation oncologists, spine surgeons and interventional radiologists, among others.
Orthopaedics | Spine - Thoracolumbar (TL) and sacral surgery | TL and sacral fusion and fixation implant | TL pedicle screw - Shank, tulip | NuVasive Inc. | RSS Screw, 4.0x30mm Uni-Reduction 2S | 14554030 | Standalone | DE0500730 | As per HSA registered indication(s) except for radiolucent implants which should be used as follows:  in patients with primary or metastatic spinal tumours who would benefit from post-operative high dose high precision beam therapy upon appropriate and stringent patient selection;  Patient selection should be done via standardised assessment such as the neurological-oncological-mechanical systemic (NOMS) framework; and  The assessment should be carried out by a multidisciplinary team (MDT), which may be inclusive of, but not limited to, radiation oncologists, spine surgeons and interventional radiologists, among others.
Orthopaedics | Spine - Thoracolumbar (TL) and sacral surgery | TL and sacral fusion and fixation implant | TL pedicle screw - Shank, tulip | NuVasive Inc. | RSS Screw, 4.0x35mm Monoaxial 2S | 14584035 | Standalone | DE0500730 | As per HSA registered indication(s) except for radiolucent implants which should be used as follows:  in patients with primary or metastatic spinal tumours who would benefit from post-operative high dose high precision beam therapy upon appropriate and stringent patient selection;  Patient selection should be done via standardised assessment such as the neurological-oncological-mechanical systemic (NOMS) framework; and  The assessment should be carried out by a multidisciplinary team (MDT), which may be inclusive of, but not limited to, radiation oncologists, spine surgeons and interventional radiologists, among others.
Orthopaedics | Spine - Thoracolumbar (TL) and sacral surgery | TL and sacral fusion and fixation implant | TL pedicle screw - Shank, tulip | NuVasive Inc. | RSS Screw, 4.0x35mm Polyaxial 2S | 14514035 | Standalone | DE0500730 | As per HSA registered indication(s) except for radiolucent implants which should be used as follows:  in patients with primary or metastatic spinal tumours who would benefit from post-operative high dose high precision beam therapy upon appropriate and stringent patient selection;  Patient selection should be done via standardised assessment such as the neurological-oncological-mechanical systemic (NOMS) framework; and  The assessment should be carried out by a multidisciplinary team (MDT), which may be inclusive of, but not limited to, radiation oncologists, spine surgeons and interventional radiologists, among others.
Orthopaedics | Spine - Thoracolumbar (TL) and sacral surgery | TL and sacral fusion and fixation implant | TL pedicle screw - Shank, tulip | NuVasive Inc. | RSS Screw, 4.0x35mm Reduction 2S | 14524035 | Standalone | DE0500730 | As per HSA registered indication(s) except for radiolucent implants which should be used as follows:  in patients with primary or metastatic spinal tumours who would benefit from post-operative high dose high precision beam therapy upon appropriate and stringent patient selection;  Patient selection should be done via standardised assessment such as the neurological-oncological-mechanical systemic (NOMS) framework; and  The assessment should be carried out by a multidisciplinary team (MDT), which may be inclusive of, but not limited to, radiation oncologists, spine surgeons and interventional radiologists, among others.
Orthopaedics | Spine - Thoracolumbar (TL) and sacral surgery | TL and sacral fusion and fixation implant | TL pedicle screw - Shank, tulip | NuVasive Inc. | RSS Screw, 4.0x35mm Uniplanar 2S | 14544035 | Standalone | DE0500730 | As per HSA registered indication(s) except for radiolucent implants which should be used as follows:  in patients with primary or metastatic spinal tumours who would benefit from post-operative high dose high precision beam therapy upon appropriate and stringent patient selection;  Patient selection should be done via standardised assessment such as the neurological-oncological-mechanical systemic (NOMS) framework; and  The assessment should be carried out by a multidisciplinary team (MDT), which may be inclusive of, but not limited to, radiation oncologists, spine surgeons and interventional radiologists, among others.
Orthopaedics | Spine - Thoracolumbar (TL) and sacral surgery | TL and sacral fusion and fixation implant | TL pedicle screw - Shank, tulip | NuVasive Inc. | RSS Screw, 4.0x35mm Uni-Reduction 2S | 14554035 | Standalone | DE0500730 | As per HSA registered indication(s) except for radiolucent implants which should be used as follows:  in patients with primary or metastatic spinal tumours who would benefit from post-operative high dose high precision beam therapy upon appropriate and stringent patient selection;  Patient selection should be done via standardised assessment such as the neurological-oncological-mechanical systemic (NOMS) framework; and  The assessment should be carried out by a multidisciplinary team (MDT), which may be inclusive of, but not limited to, radiation oncologists, spine surgeons and interventional radiologists, among others.
Orthopaedics | Spine - Thoracolumbar (TL) and sacral surgery | TL and sacral fusion and fixation implant | TL pedicle screw - Shank, tulip | NuVasive Inc. | RSS Screw, 4.0x40mm Polyaxial 2S | 14514040 | Standalone | DE0500730 | As per HSA registered indication(s) except for radiolucent implants which should be used as follows:  in patients with primary or metastatic spinal tumours who would benefit from post-operative high dose high precision beam therapy upon appropriate and stringent patient selection;  Patient selection should be done via standardised assessment such as the neurological-oncological-mechanical systemic (NOMS) framework; and  The assessment should be carried out by a multidisciplinary team (MDT), which may be inclusive of, but not limited to, radiation oncologists, spine surgeons and interventional radiologists, among others.
Orthopaedics | Spine - Thoracolumbar (TL) and sacral surgery | TL and sacral fusion and fixation implant | TL pedicle screw - Shank, tulip | NuVasive Inc. | RSS Screw, 4.0x40mm Uni-Reduction 2S | 14554040 | Standalone | DE0500730 | As per HSA registered indication(s) except for radiolucent implants which should be used as follows:  in patients with primary or metastatic spinal tumours who would benefit from post-operative high dose high precision beam therapy upon appropriate and stringent patient selection;  Patient selection should be done via standardised assessment such as the neurological-oncological-mechanical systemic (NOMS) framework; and  The assessment should be carried out by a multidisciplinary team (MDT), which may be inclusive of, but not limited to, radiation oncologists, spine surgeons and interventional radiologists, among others.
Orthopaedics | Spine - Thoracolumbar (TL) and sacral surgery | TL and sacral fusion and fixation implant | TL pedicle screw - Shank, tulip | NuVasive Inc. | RSS Screw, 4.0x45mm Uni-Reduction 2S | 14554045 | Standalone | DE0500730 | As per HSA registered indication(s) except for radiolucent implants which should be used as follows:  in patients with primary or metastatic spinal tumours who would benefit from post-operative high dose high precision beam therapy upon appropriate and stringent patient selection;  Patient selection should be done via standardised assessment such as the neurological-oncological-mechanical systemic (NOMS) framework; and  The assessment should be carried out by a multidisciplinary team (MDT), which may be inclusive of, but not limited to, radiation oncologists, spine surgeons and interventional radiologists, among others.
Orthopaedics | Spine - Thoracolumbar (TL) and sacral surgery | TL and sacral fusion and fixation implant | TL pedicle screw - Shank, tulip | NuVasive Inc. | RSS Screw, 4.0x50mm Uni-Reduction 2S | 14554050 | Standalone | DE0500730 | As per HSA registered indication(s) except for radiolucent implants which should be used as follows:  in patients with primary or metastatic spinal tumours who would benefit from post-operative high dose high precision beam therapy upon appropriate and stringent patient selection;  Patient selection should be done via standardised assessment such as the neurological-oncological-mechanical systemic (NOMS) framework; and  The assessment should be carried out by a multidisciplinary team (MDT), which may be inclusive of, but not limited to, radiation oncologists, spine surgeons and interventional radiologists, among others.
Orthopaedics | Spine - Thoracolumbar (TL) and sacral surgery | TL and sacral fusion and fixation implant | TL pedicle screw - Shank, tulip | NuVasive Inc. | RSS Screw, 4.0x55mm Uni-Reduction 2S | 14554055 | Standalone | DE0500730 | As per HSA registered indication(s) except for radiolucent implants which should be used as follows:  in patients with primary or metastatic spinal tumours who would benefit from post-operative high dose high precision beam therapy upon appropriate and stringent patient selection;  Patient selection should be done via standardised assessment such as the neurological-oncological-mechanical systemic (NOMS) framework; and  The assessment should be carried out by a multidisciplinary team (MDT), which may be inclusive of, but not limited to, radiation oncologists, spine surgeons and interventional radiologists, among others.
Orthopaedics | Spine - Thoracolumbar (TL) and sacral surgery | TL and sacral fusion and fixation implant | TL pedicle screw - Shank, tulip | NuVasive Inc. | RSS Screw, 4.0x60mm Uni-Reduction 2S | 14554060 | Standalone | DE0500730 | As per HSA registered indication(s) except for radiolucent implants which should be used as follows:  in patients with primary or metastatic spinal tumours who would benefit from post-operative high dose high precision beam therapy upon appropriate and stringent patient selection;  Patient selection should be done via standardised assessment such as the neurological-oncological-mechanical systemic (NOMS) framework; and  The assessment should be carried out by a multidisciplinary team (MDT), which may be inclusive of, but not limited to, radiation oncologists, spine surgeons and interventional radiologists, among others.
Orthopaedics | Spine - Thoracolumbar (TL) and sacral surgery | TL and sacral fusion and fixation implant | TL pedicle screw - Shank, tulip | NuVasive Inc. | RSS Screw, 4.0x65mm Uni-Reduction 2S | 14554065 | Standalone | DE0500730 | As per HSA registered indication(s) except for radiolucent implants which should be used as follows:  in patients with primary or metastatic spinal tumours who would benefit from post-operative high dose high precision beam therapy upon appropriate and stringent patient selection;  Patient selection should be done via standardised assessment such as the neurological-oncological-mechanical systemic (NOMS) framework; and  The assessment should be carried out by a multidisciplinary team (MDT), which may be inclusive of, but not limited to, radiation oncologists, spine surgeons and interventional radiologists, among others.
Orthopaedics | Spine - Thoracolumbar (TL) and sacral surgery | TL and sacral fusion and fixation implant | TL pedicle screw - Shank, tulip | NuVasive Inc. | RSS Screw, 4.0x70mm Uni-Reduction 2S | 14554070 | Standalone | DE0500730 | As per HSA registered indication(s) except for radiolucent implants which should be used as follows:  in patients with primary or metastatic spinal tumours who would benefit from post-operative high dose high precision beam therapy upon appropriate and stringent patient selection;  Patient selection should be done via standardised assessment such as the neurological-oncological-mechanical systemic (NOMS) framework; and  The assessment should be carried out by a multidisciplinary team (MDT), which may be inclusive of, but not limited to, radiation oncologists, spine surgeons and interventional radiologists, among others.
Orthopaedics | Spine - Thoracolumbar (TL) and sacral surgery | TL and sacral fusion and fixation implant | TL pedicle screw - Shank, tulip | NuVasive Inc. | RSS Screw, 4.0x75mm Uni-Reduction 2S | 14554075 | Standalone | DE0500730 | As per HSA registered indication(s) except for radiolucent implants which should be used as follows:  in patients with primary or metastatic spinal tumours who would benefit from post-operative high dose high precision beam therapy upon appropriate and stringent patient selection;  Patient selection should be done via standardised assessment such as the neurological-oncological-mechanical systemic (NOMS) framework; and  The assessment should be carried out by a multidisciplinary team (MDT), which may be inclusive of, but not limited to, radiation oncologists, spine surgeons and interventional radiologists, among others.
Orthopaedics | Spine - Thoracolumbar (TL) and sacral surgery | TL and sacral fusion and fixation implant | TL pedicle screw - Shank, tulip | NuVasive Inc. | RSS Screw, 4.0x80mm Uni-Reduction 2S | 14554080 | Standalone | DE0500730 | As per HSA registered indication(s) except for radiolucent implants which should be used as follows:  in patients with primary or metastatic spinal tumours who would benefit from post-operative high dose high precision beam therapy upon appropriate and stringent patient selection;  Patient selection should be done via standardised assessment such as the neurological-oncological-mechanical systemic (NOMS) framework; and  The assessment should be carried out by a multidisciplinary team (MDT), which may be inclusive of, but not limited to, radiation oncologists, spine surgeons and interventional radiologists, among others.
Orthopaedics | Spine - Thoracolumbar (TL) and sacral surgery | TL and sacral fusion and fixation implant | TL pedicle screw - Shank, tulip | NuVasive Inc. | RSS Screw, 4.0x85mm Uni-Reduction 2S | 14554085 | Standalone | DE0500730 | As per HSA registered indication(s) except for radiolucent implants which should be used as follows:  in patients with primary or metastatic spinal tumours who would benefit from post-operative high dose high precision beam therapy upon appropriate and stringent patient selection;  Patient selection should be done via standardised assessment such as the neurological-oncological-mechanical systemic (NOMS) framework; and  The assessment should be carried out by a multidisciplinary team (MDT), which may be inclusive of, but not limited to, radiation oncologists, spine surgeons and interventional radiologists, among others.
Orthopaedics | Spine - Thoracolumbar (TL) and sacral surgery | TL and sacral fusion and fixation implant | TL pedicle screw - Shank, tulip | NuVasive Inc. | RSS Screw, 4.0x90mm Uni-Reduction 2S | 14554090 | Standalone | DE0500730 | As per HSA registered indication(s) except for radiolucent implants which should be used as follows:  in patients with primary or metastatic spinal tumours who would benefit from post-operative high dose high precision beam therapy upon appropriate and stringent patient selection;  Patient selection should be done via standardised assessment such as the neurological-oncological-mechanical systemic (NOMS) framework; and  The assessment should be carried out by a multidisciplinary team (MDT), which may be inclusive of, but not limited to, radiation oncologists, spine surgeons and interventional radiologists, among others.
Orthopaedics | Spine - Thoracolumbar (TL) and sacral surgery | TL and sacral fusion and fixation implant | TL pedicle screw - Shank, tulip | NuVasive Inc. | RSS Screw, 4.0x95mm Uni-Reduction 2S | 14554095 | Standalone | DE0500730 | As per HSA registered indication(s) except for radiolucent implants which should be used as follows:  in patients with primary or metastatic spinal tumours who would benefit from post-operative high dose high precision beam therapy upon appropriate and stringent patient selection;  Patient selection should be done via standardised assessment such as the neurological-oncological-mechanical systemic (NOMS) framework; and  The assessment should be carried out by a multidisciplinary team (MDT), which may be inclusive of, but not limited to, radiation oncologists, spine surgeons and interventional radiologists, among others.
Orthopaedics | Spine - Thoracolumbar (TL) and sacral surgery | TL and sacral fusion and fixation implant | TL pedicle screw - Shank, tulip | NuVasive Inc. | RSS Screw, 4.5x100mm Uni-Reduction 2S | 14554510 | Standalone | DE0500730 | As per HSA registered indication(s) except for radiolucent implants which should be used as follows:  in patients with primary or metastatic spinal tumours who would benefit from post-operative high dose high precision beam therapy upon appropriate and stringent patient selection;  Patient selection should be done via standardised assessment such as the neurological-oncological-mechanical systemic (NOMS) framework; and  The assessment should be carried out by a multidisciplinary team (MDT), which may be inclusive of, but not limited to, radiation oncologists, spine surgeons and interventional radiologists, among others.
Orthopaedics | Spine - Thoracolumbar (TL) and sacral surgery | TL and sacral fusion and fixation implant | TL pedicle screw - Shank, tulip | NuVasive Inc. | RSS Screw, 4.5x110mm Uni-Reduction 2S | 14554511 | Standalone | DE0500730 | As per HSA registered indication(s) except for radiolucent implants which should be used as follows:  in patients with primary or metastatic spinal tumours who would benefit from post-operative high dose high precision beam therapy upon appropriate and stringent patient selection;  Patient selection should be done via standardised assessment such as the neurological-oncological-mechanical systemic (NOMS) framework; and  The assessment should be carried out by a multidisciplinary team (MDT), which may be inclusive of, but not limited to, radiation oncologists, spine surgeons and interventional radiologists, among others.
Orthopaedics | Spine - Thoracolumbar (TL) and sacral surgery | TL and sacral fusion and fixation implant | TL pedicle screw - Shank, tulip | NuVasive Inc. | RSS Screw, 4.5x120mm Uni-Reduction 2S | 14554512 | Standalone | DE0500730 | As per HSA registered indication(s) except for radiolucent implants which should be used as follows:  in patients with primary or metastatic spinal tumours who would benefit from post-operative high dose high precision beam therapy upon appropriate and stringent patient selection;  Patient selection should be done via standardised assessment such as the neurological-oncological-mechanical systemic (NOMS) framework; and  The assessment should be carried out by a multidisciplinary team (MDT), which may be inclusive of, but not limited to, radiation oncologists, spine surgeons and interventional radiologists, among others.
Orthopaedics | Spine - Thoracolumbar (TL) and sacral surgery | TL and sacral fusion and fixation implant | TL pedicle screw - Shank, tulip | NuVasive Inc. | RSS Screw, 4.5x17.5mm Monoaxial 2S | 14584517 | Standalone | DE0500730 | As per HSA registered indication(s) except for radiolucent implants which should be used as follows:  in patients with primary or metastatic spinal tumours who would benefit from post-operative high dose high precision beam therapy upon appropriate and stringent patient selection;  Patient selection should be done via standardised assessment such as the neurological-oncological-mechanical systemic (NOMS) framework; and  The assessment should be carried out by a multidisciplinary team (MDT), which may be inclusive of, but not limited to, radiation oncologists, spine surgeons and interventional radiologists, among others.
Orthopaedics | Spine - Thoracolumbar (TL) and sacral surgery | TL and sacral fusion and fixation implant | TL pedicle screw - Shank, tulip | NuVasive Inc. | RSS Screw, 4.5x17.5mm Polyaxial 2S | 14514517 | Standalone | DE0500730 | As per HSA registered indication(s) except for radiolucent implants which should be used as follows:  in patients with primary or metastatic spinal tumours who would benefit from post-operative high dose high precision beam therapy upon appropriate and stringent patient selection;  Patient selection should be done via standardised assessment such as the neurological-oncological-mechanical systemic (NOMS) framework; and  The assessment should be carried out by a multidisciplinary team (MDT), which may be inclusive of, but not limited to, radiation oncologists, spine surgeons and interventional radiologists, among others.
Orthopaedics | Spine - Thoracolumbar (TL) and sacral surgery | TL and sacral fusion and fixation implant | TL pedicle screw - Shank, tulip | NuVasive Inc. | RSS Screw, 4.5x17.5mm Uni-Reduction 2S | 14554517 | Standalone | DE0500730 | As per HSA registered indication(s) except for radiolucent implants which should be used as follows:  in patients with primary or metastatic spinal tumours who would benefit from post-operative high dose high precision beam therapy upon appropriate and stringent patient selection;  Patient selection should be done via standardised assessment such as the neurological-oncological-mechanical systemic (NOMS) framework; and  The assessment should be carried out by a multidisciplinary team (MDT), which may be inclusive of, but not limited to, radiation oncologists, spine surgeons and interventional radiologists, among others.
Orthopaedics | Spine - Thoracolumbar (TL) and sacral surgery | TL and sacral fusion and fixation implant | TL pedicle screw - Shank, tulip | NuVasive Inc. | RSS Screw, 4.5x20mm Monoaxial 2S | 14584520 | Standalone | DE0500730 | As per HSA registered indication(s) except for radiolucent implants which should be used as follows:  in patients with primary or metastatic spinal tumours who would benefit from post-operative high dose high precision beam therapy upon appropriate and stringent patient selection;  Patient selection should be done via standardised assessment such as the neurological-oncological-mechanical systemic (NOMS) framework; and  The assessment should be carried out by a multidisciplinary team (MDT), which may be inclusive of, but not limited to, radiation oncologists, spine surgeons and interventional radiologists, among others.
Orthopaedics | Spine - Thoracolumbar (TL) and sacral surgery | TL and sacral fusion and fixation implant | TL pedicle screw - Shank, tulip | NuVasive Inc. | RSS Screw, 4.5x20mm Polyaxial 2S | 14514520 | Standalone | DE0500730 | As per HSA registered indication(s) except for radiolucent implants which should be used as follows:  in patients with primary or metastatic spinal tumours who would benefit from post-operative high dose high precision beam therapy upon appropriate and stringent patient selection;  Patient selection should be done via standardised assessment such as the neurological-oncological-mechanical systemic (NOMS) framework; and  The assessment should be carried out by a multidisciplinary team (MDT), which may be inclusive of, but not limited to, radiation oncologists, spine surgeons and interventional radiologists, among others.
Orthopaedics | Spine - Thoracolumbar (TL) and sacral surgery | TL and sacral fusion and fixation implant | TL pedicle screw - Shank, tulip | NuVasive Inc. | RSS Screw, 4.5x20mm Reduction 2S | 14524520 | Standalone | DE0500730 | As per HSA registered indication(s) except for radiolucent implants which should be used as follows:  in patients with primary or metastatic spinal tumours who would benefit from post-operative high dose high precision beam therapy upon appropriate and stringent patient selection;  Patient selection should be done via standardised assessment such as the neurological-oncological-mechanical systemic (NOMS) framework; and  The assessment should be carried out by a multidisciplinary team (MDT), which may be inclusive of, but not limited to, radiation oncologists, spine surgeons and interventional radiologists, among others.
Orthopaedics | Spine - Thoracolumbar (TL) and sacral surgery | TL and sacral fusion and fixation implant | TL pedicle screw - Shank, tulip | NuVasive Inc. | RSS Screw, 4.5x20mm Uniplanar 2S | 14544520 | Standalone | DE0500730 | As per HSA registered indication(s) except for radiolucent implants which should be used as follows:  in patients with primary or metastatic spinal tumours who would benefit from post-operative high dose high precision beam therapy upon appropriate and stringent patient selection;  Patient selection should be done via standardised assessment such as the neurological-oncological-mechanical systemic (NOMS) framework; and  The assessment should be carried out by a multidisciplinary team (MDT), which may be inclusive of, but not limited to, radiation oncologists, spine surgeons and interventional radiologists, among others.
Orthopaedics | Spine - Thoracolumbar (TL) and sacral surgery | TL and sacral fusion and fixation implant | TL pedicle screw - Shank, tulip | NuVasive Inc. | RSS Screw, 4.5x20mm Uni-Reduction 2S | 14554520 | Standalone | DE0500730 | As per HSA registered indication(s) except for radiolucent implants which should be used as follows:  in patients with primary or metastatic spinal tumours who would benefit from post-operative high dose high precision beam therapy upon appropriate and stringent patient selection;  Patient selection should be done via standardised assessment such as the neurological-oncological-mechanical systemic (NOMS) framework; and  The assessment should be carried out by a multidisciplinary team (MDT), which may be inclusive of, but not limited to, radiation oncologists, spine surgeons and interventional radiologists, among others.
Orthopaedics | Spine - Thoracolumbar (TL) and sacral surgery | TL and sacral fusion and fixation implant | TL pedicle screw - Shank, tulip | NuVasive Inc. | RSS Screw, 4.5x22.5mm Monoaxial 2S | 14584522 | Standalone | DE0500730 | As per HSA registered indication(s) except for radiolucent implants which should be used as follows:  in patients with primary or metastatic spinal tumours who would benefit from post-operative high dose high precision beam therapy upon appropriate and stringent patient selection;  Patient selection should be done via standardised assessment such as the neurological-oncological-mechanical systemic (NOMS) framework; and  The assessment should be carried out by a multidisciplinary team (MDT), which may be inclusive of, but not limited to, radiation oncologists, spine surgeons and interventional radiologists, among others.
Orthopaedics | Spine - Thoracolumbar (TL) and sacral surgery | TL and sacral fusion and fixation implant | TL pedicle screw - Shank, tulip | NuVasive Inc. | RSS Screw, 4.5x22.5mm Polyaxial 2S | 14514522 | Standalone | DE0500730 | As per HSA registered indication(s) except for radiolucent implants which should be used as follows:  in patients with primary or metastatic spinal tumours who would benefit from post-operative high dose high precision beam therapy upon appropriate and stringent patient selection;  Patient selection should be done via standardised assessment such as the neurological-oncological-mechanical systemic (NOMS) framework; and  The assessment should be carried out by a multidisciplinary team (MDT), which may be inclusive of, but not limited to, radiation oncologists, spine surgeons and interventional radiologists, among others.
Orthopaedics | Spine - Thoracolumbar (TL) and sacral surgery | TL and sacral fusion and fixation implant | TL pedicle screw - Shank, tulip | NuVasive Inc. | RSS Screw, 4.5x22.5mm Uni-Reduction 2S | 14554522 | Standalone | DE0500730 | As per HSA registered indication(s) except for radiolucent implants which should be used as follows:  in patients with primary or metastatic spinal tumours who would benefit from post-operative high dose high precision beam therapy upon appropriate and stringent patient selection;  Patient selection should be done via standardised assessment such as the neurological-oncological-mechanical systemic (NOMS) framework; and  The assessment should be carried out by a multidisciplinary team (MDT), which may be inclusive of, but not limited to, radiation oncologists, spine surgeons and interventional radiologists, among others.
Orthopaedics | Spine - Thoracolumbar (TL) and sacral surgery | TL and sacral fusion and fixation implant | TL pedicle screw - Shank, tulip | NuVasive Inc. | RSS Screw, 4.5x25mm Monoaxial 2S | 14584525 | Standalone | DE0500730 | As per HSA registered indication(s) except for radiolucent implants which should be used as follows:  in patients with primary or metastatic spinal tumours who would benefit from post-operative high dose high precision beam therapy upon appropriate and stringent patient selection;  Patient selection should be done via standardised assessment such as the neurological-oncological-mechanical systemic (NOMS) framework; and  The assessment should be carried out by a multidisciplinary team (MDT), which may be inclusive of, but not limited to, radiation oncologists, spine surgeons and interventional radiologists, among others.
Orthopaedics | Spine - Thoracolumbar (TL) and sacral surgery | TL and sacral fusion and fixation implant | TL pedicle screw - Shank, tulip | NuVasive Inc. | RSS Screw, 4.5x25mm Polyaxial 2S | 14514525 | Standalone | DE0500730 | As per HSA registered indication(s) except for radiolucent implants which should be used as follows:  in patients with primary or metastatic spinal tumours who would benefit from post-operative high dose high precision beam therapy upon appropriate and stringent patient selection;  Patient selection should be done via standardised assessment such as the neurological-oncological-mechanical systemic (NOMS) framework; and  The assessment should be carried out by a multidisciplinary team (MDT), which may be inclusive of, but not limited to, radiation oncologists, spine surgeons and interventional radiologists, among others.
Orthopaedics | Spine - Thoracolumbar (TL) and sacral surgery | TL and sacral fusion and fixation implant | TL pedicle screw - Shank, tulip | NuVasive Inc. | RSS Screw, 4.5x25mm Reduction 2S | 14524525 | Standalone | DE0500730 | As per HSA registered indication(s) except for radiolucent implants which should be used as follows:  in patients with primary or metastatic spinal tumours who would benefit from post-operative high dose high precision beam therapy upon appropriate and stringent patient selection;  Patient selection should be done via standardised assessment such as the neurological-oncological-mechanical systemic (NOMS) framework; and  The assessment should be carried out by a multidisciplinary team (MDT), which may be inclusive of, but not limited to, radiation oncologists, spine surgeons and interventional radiologists, among others.
Orthopaedics | Spine - Thoracolumbar (TL) and sacral surgery | TL and sacral fusion and fixation implant | TL pedicle screw - Shank, tulip | NuVasive Inc. | RSS Screw, 4.5x25mm Uniplanar 2S | 14544525 | Standalone | DE0500730 | As per HSA registered indication(s) except for radiolucent implants which should be used as follows:  in patients with primary or metastatic spinal tumours who would benefit from post-operative high dose high precision beam therapy upon appropriate and stringent patient selection;  Patient selection should be done via standardised assessment such as the neurological-oncological-mechanical systemic (NOMS) framework; and  The assessment should be carried out by a multidisciplinary team (MDT), which may be inclusive of, but not limited to, radiation oncologists, spine surgeons and interventional radiologists, among others.
Orthopaedics | Spine - Thoracolumbar (TL) and sacral surgery | TL and sacral fusion and fixation implant | TL pedicle screw - Shank, tulip | NuVasive Inc. | RSS Screw, 4.5x25mm Uni-Reduction 2S | 14554525 | Standalone | DE0500730 | As per HSA registered indication(s) except for radiolucent implants which should be used as follows:  in patients with primary or metastatic spinal tumours who would benefit from post-operative high dose high precision beam therapy upon appropriate and stringent patient selection;  Patient selection should be done via standardised assessment such as the neurological-oncological-mechanical systemic (NOMS) framework; and  The assessment should be carried out by a multidisciplinary team (MDT), which may be inclusive of, but not limited to, radiation oncologists, spine surgeons and interventional radiologists, among others.
Orthopaedics | Spine - Thoracolumbar (TL) and sacral surgery | TL and sacral fusion and fixation implant | TL pedicle screw - Shank, tulip | NuVasive Inc. | RSS Screw, 4.5x27.5mm Monoaxial 2S | 14584527 | Standalone | DE0500730 | As per HSA registered indication(s) except for radiolucent implants which should be used as follows:  in patients with primary or metastatic spinal tumours who would benefit from post-operative high dose high precision beam therapy upon appropriate and stringent patient selection;  Patient selection should be done via standardised assessment such as the neurological-oncological-mechanical systemic (NOMS) framework; and  The assessment should be carried out by a multidisciplinary team (MDT), which may be inclusive of, but not limited to, radiation oncologists, spine surgeons and interventional radiologists, among others.
Orthopaedics | Spine - Thoracolumbar (TL) and sacral surgery | TL and sacral fusion and fixation implant | TL pedicle screw - Shank, tulip | NuVasive Inc. | RSS Screw, 4.5x27.5mm Polyaxial 2S | 14514527 | Standalone | DE0500730 | As per HSA registered indication(s) except for radiolucent implants which should be used as follows:  in patients with primary or metastatic spinal tumours who would benefit from post-operative high dose high precision beam therapy upon appropriate and stringent patient selection;  Patient selection should be done via standardised assessment such as the neurological-oncological-mechanical systemic (NOMS) framework; and  The assessment should be carried out by a multidisciplinary team (MDT), which may be inclusive of, but not limited to, radiation oncologists, spine surgeons and interventional radiologists, among others.
Orthopaedics | Spine - Thoracolumbar (TL) and sacral surgery | TL and sacral fusion and fixation implant | TL pedicle screw - Shank, tulip | NuVasive Inc. | RSS Screw, 4.5x27.5mm Uni-Reduction 2S | 14554527 | Standalone | DE0500730 | As per HSA registered indication(s) except for radiolucent implants which should be used as follows:  in patients with primary or metastatic spinal tumours who would benefit from post-operative high dose high precision beam therapy upon appropriate and stringent patient selection;  Patient selection should be done via standardised assessment such as the neurological-oncological-mechanical systemic (NOMS) framework; and  The assessment should be carried out by a multidisciplinary team (MDT), which may be inclusive of, but not limited to, radiation oncologists, spine surgeons and interventional radiologists, among others.
Orthopaedics | Spine - Thoracolumbar (TL) and sacral surgery | TL and sacral fusion and fixation implant | TL pedicle screw - Shank, tulip | NuVasive Inc. | RSS Screw, 4.5x30mm Monoaxial 2S | 14584530 | Standalone | DE0500730 | As per HSA registered indication(s) except for radiolucent implants which should be used as follows:  in patients with primary or metastatic spinal tumours who would benefit from post-operative high dose high precision beam therapy upon appropriate and stringent patient selection;  Patient selection should be done via standardised assessment such as the neurological-oncological-mechanical systemic (NOMS) framework; and  The assessment should be carried out by a multidisciplinary team (MDT), which may be inclusive of, but not limited to, radiation oncologists, spine surgeons and interventional radiologists, among others.
Orthopaedics | Spine - Thoracolumbar (TL) and sacral surgery | TL and sacral fusion and fixation implant | TL pedicle screw - Shank, tulip | NuVasive Inc. | RSS Screw, 4.5x30mm Polyaxial 2S | 14514530 | Standalone | DE0500730 | As per HSA registered indication(s) except for radiolucent implants which should be used as follows:  in patients with primary or metastatic spinal tumours who would benefit from post-operative high dose high precision beam therapy upon appropriate and stringent patient selection;  Patient selection should be done via standardised assessment such as the neurological-oncological-mechanical systemic (NOMS) framework; and  The assessment should be carried out by a multidisciplinary team (MDT), which may be inclusive of, but not limited to, radiation oncologists, spine surgeons and interventional radiologists, among others.
Orthopaedics | Spine - Thoracolumbar (TL) and sacral surgery | TL and sacral fusion and fixation implant | TL pedicle screw - Shank, tulip | NuVasive Inc. | RSS Screw, 4.5x30mm Reduction 2S | 14524530 | Standalone | DE0500730 | As per HSA registered indication(s) except for radiolucent implants which should be used as follows:  in patients with primary or metastatic spinal tumours who would benefit from post-operative high dose high precision beam therapy upon appropriate and stringent patient selection;  Patient selection should be done via standardised assessment such as the neurological-oncological-mechanical systemic (NOMS) framework; and  The assessment should be carried out by a multidisciplinary team (MDT), which may be inclusive of, but not limited to, radiation oncologists, spine surgeons and interventional radiologists, among others.
Orthopaedics | Spine - Thoracolumbar (TL) and sacral surgery | TL and sacral fusion and fixation implant | TL pedicle screw - Shank, tulip | NuVasive Inc. | RSS Screw, 4.5x30mm Uniplanar 2S | 14544530 | Standalone | DE0500730 | As per HSA registered indication(s) except for radiolucent implants which should be used as follows:  in patients with primary or metastatic spinal tumours who would benefit from post-operative high dose high precision beam therapy upon appropriate and stringent patient selection;  Patient selection should be done via standardised assessment such as the neurological-oncological-mechanical systemic (NOMS) framework; and  The assessment should be carried out by a multidisciplinary team (MDT), which may be inclusive of, but not limited to, radiation oncologists, spine surgeons and interventional radiologists, among others.
Orthopaedics | Spine - Thoracolumbar (TL) and sacral surgery | TL and sacral fusion and fixation implant | TL pedicle screw - Shank, tulip | NuVasive Inc. | RSS Screw, 4.5x30mm Uni-Reduction 2S | 14554530 | Standalone | DE0500730 | As per HSA registered indication(s) except for radiolucent implants which should be used as follows:  in patients with primary or metastatic spinal tumours who would benefit from post-operative high dose high precision beam therapy upon appropriate and stringent patient selection;  Patient selection should be done via standardised assessment such as the neurological-oncological-mechanical systemic (NOMS) framework; and  The assessment should be carried out by a multidisciplinary team (MDT), which may be inclusive of, but not limited to, radiation oncologists, spine surgeons and interventional radiologists, among others.
Orthopaedics | Spine - Thoracolumbar (TL) and sacral surgery | TL and sacral fusion and fixation implant | TL pedicle screw - Shank, tulip | NuVasive Inc. | RSS Screw, 4.5x35mm Monoaxial 2S | 14584535 | Standalone | DE0500730 | As per HSA registered indication(s) except for radiolucent implants which should be used as follows:  in patients with primary or metastatic spinal tumours who would benefit from post-operative high dose high precision beam therapy upon appropriate and stringent patient selection;  Patient selection should be done via standardised assessment such as the neurological-oncological-mechanical systemic (NOMS) framework; and  The assessment should be carried out by a multidisciplinary team (MDT), which may be inclusive of, but not limited to, radiation oncologists, spine surgeons and interventional radiologists, among others.
Orthopaedics | Spine - Thoracolumbar (TL) and sacral surgery | TL and sacral fusion and fixation implant | TL pedicle screw - Shank, tulip | NuVasive Inc. | RSS Screw, 4.5x35mm Polyaxial 2S | 14514535 | Standalone | DE0500730 | As per HSA registered indication(s) except for radiolucent implants which should be used as follows:  in patients with primary or metastatic spinal tumours who would benefit from post-operative high dose high precision beam therapy upon appropriate and stringent patient selection;  Patient selection should be done via standardised assessment such as the neurological-oncological-mechanical systemic (NOMS) framework; and  The assessment should be carried out by a multidisciplinary team (MDT), which may be inclusive of, but not limited to, radiation oncologists, spine surgeons and interventional radiologists, among others.
Orthopaedics | Spine - Thoracolumbar (TL) and sacral surgery | TL and sacral fusion and fixation implant | TL pedicle screw - Shank, tulip | NuVasive Inc. | RSS Screw, 4.5x35mm Reduction 2S | 14524535 | Standalone | DE0500730 | As per HSA registered indication(s) except for radiolucent implants which should be used as follows:  in patients with primary or metastatic spinal tumours who would benefit from post-operative high dose high precision beam therapy upon appropriate and stringent patient selection;  Patient selection should be done via standardised assessment such as the neurological-oncological-mechanical systemic (NOMS) framework; and  The assessment should be carried out by a multidisciplinary team (MDT), which may be inclusive of, but not limited to, radiation oncologists, spine surgeons and interventional radiologists, among others.
Orthopaedics | Spine - Thoracolumbar (TL) and sacral surgery | TL and sacral fusion and fixation implant | TL pedicle screw - Shank, tulip | NuVasive Inc. | RSS Screw, 4.5x35mm Uniplanar 2S | 14544535 | Standalone | DE0500730 | As per HSA registered indication(s) except for radiolucent implants which should be used as follows:  in patients with primary or metastatic spinal tumours who would benefit from post-operative high dose high precision beam therapy upon appropriate and stringent patient selection;  Patient selection should be done via standardised assessment such as the neurological-oncological-mechanical systemic (NOMS) framework; and  The assessment should be carried out by a multidisciplinary team (MDT), which may be inclusive of, but not limited to, radiation oncologists, spine surgeons and interventional radiologists, among others.
Orthopaedics | Spine - Thoracolumbar (TL) and sacral surgery | TL and sacral fusion and fixation implant | TL pedicle screw - Shank, tulip | NuVasive Inc. | RSS Screw, 4.5x35mm Uni-Reduction 2S | 14554535 | Standalone | DE0500730 | As per HSA registered indication(s) except for radiolucent implants which should be used as follows:  in patients with primary or metastatic spinal tumours who would benefit from post-operative high dose high precision beam therapy upon appropriate and stringent patient selection;  Patient selection should be done via standardised assessment such as the neurological-oncological-mechanical systemic (NOMS) framework; and  The assessment should be carried out by a multidisciplinary team (MDT), which may be inclusive of, but not limited to, radiation oncologists, spine surgeons and interventional radiologists, among others.
Orthopaedics | Spine - Thoracolumbar (TL) and sacral surgery | TL and sacral fusion and fixation implant | TL pedicle screw - Shank, tulip | NuVasive Inc. | RSS Screw, 4.5x40mm Monoaxial 2S | 14584540 | Standalone | DE0500730 | As per HSA registered indication(s) except for radiolucent implants which should be used as follows:  in patients with primary or metastatic spinal tumours who would benefit from post-operative high dose high precision beam therapy upon appropriate and stringent patient selection;  Patient selection should be done via standardised assessment such as the neurological-oncological-mechanical systemic (NOMS) framework; and  The assessment should be carried out by a multidisciplinary team (MDT), which may be inclusive of, but not limited to, radiation oncologists, spine surgeons and interventional radiologists, among others.
Orthopaedics | Spine - Thoracolumbar (TL) and sacral surgery | TL and sacral fusion and fixation implant | TL pedicle screw - Shank, tulip | NuVasive Inc. | RSS Screw, 4.5x40mm Polyaxial 2S | 14514540 | Standalone | DE0500730 | As per HSA registered indication(s) except for radiolucent implants which should be used as follows:  in patients with primary or metastatic spinal tumours who would benefit from post-operative high dose high precision beam therapy upon appropriate and stringent patient selection;  Patient selection should be done via standardised assessment such as the neurological-oncological-mechanical systemic (NOMS) framework; and  The assessment should be carried out by a multidisciplinary team (MDT), which may be inclusive of, but not limited to, radiation oncologists, spine surgeons and interventional radiologists, among others.
Orthopaedics | Spine - Thoracolumbar (TL) and sacral surgery | TL and sacral fusion and fixation implant | TL pedicle screw - Shank, tulip | NuVasive Inc. | RSS Screw, 4.5x40mm Reduction 2S | 14524540 | Standalone | DE0500730 | As per HSA registered indication(s) except for radiolucent implants which should be used as follows:  in patients with primary or metastatic spinal tumours who would benefit from post-operative high dose high precision beam therapy upon appropriate and stringent patient selection;  Patient selection should be done via standardised assessment such as the neurological-oncological-mechanical systemic (NOMS) framework; and  The assessment should be carried out by a multidisciplinary team (MDT), which may be inclusive of, but not limited to, radiation oncologists, spine surgeons and interventional radiologists, among others.
Orthopaedics | Spine - Thoracolumbar (TL) and sacral surgery | TL and sacral fusion and fixation implant | TL pedicle screw - Shank, tulip | NuVasive Inc. | RSS Screw, 4.5x40mm Uniplanar 2S | 14544540 | Standalone | DE0500730 | As per HSA registered indication(s) except for radiolucent implants which should be used as follows:  in patients with primary or metastatic spinal tumours who would benefit from post-operative high dose high precision beam therapy upon appropriate and stringent patient selection;  Patient selection should be done via standardised assessment such as the neurological-oncological-mechanical systemic (NOMS) framework; and  The assessment should be carried out by a multidisciplinary team (MDT), which may be inclusive of, but not limited to, radiation oncologists, spine surgeons and interventional radiologists, among others.
Orthopaedics | Spine - Thoracolumbar (TL) and sacral surgery | TL and sacral fusion and fixation implant | TL pedicle screw - Shank, tulip | NuVasive Inc. | RSS Screw, 4.5x40mm Uni-Reduction 2S | 14554540 | Standalone | DE0500730 | As per HSA registered indication(s) except for radiolucent implants which should be used as follows:  in patients with primary or metastatic spinal tumours who would benefit from post-operative high dose high precision beam therapy upon appropriate and stringent patient selection;  Patient selection should be done via standardised assessment such as the neurological-oncological-mechanical systemic (NOMS) framework; and  The assessment should be carried out by a multidisciplinary team (MDT), which may be inclusive of, but not limited to, radiation oncologists, spine surgeons and interventional radiologists, among others.
Orthopaedics | Spine - Thoracolumbar (TL) and sacral surgery | TL and sacral fusion and fixation implant | TL pedicle screw - Shank, tulip | NuVasive Inc. | RSS Screw, 4.5x45mm Polyaxial 2S | 14514545 | Standalone | DE0500730 | As per HSA registered indication(s) except for radiolucent implants which should be used as follows:  in patients with primary or metastatic spinal tumours who would benefit from post-operative high dose high precision beam therapy upon appropriate and stringent patient selection;  Patient selection should be done via standardised assessment such as the neurological-oncological-mechanical systemic (NOMS) framework; and  The assessment should be carried out by a multidisciplinary team (MDT), which may be inclusive of, but not limited to, radiation oncologists, spine surgeons and interventional radiologists, among others.
Orthopaedics | Spine - Thoracolumbar (TL) and sacral surgery | TL and sacral fusion and fixation implant | TL pedicle screw - Shank, tulip | NuVasive Inc. | RSS Screw, 4.5x45mm Uni-Reduction 2S | 14554545 | Standalone | DE0500730 | As per HSA registered indication(s) except for radiolucent implants which should be used as follows:  in patients with primary or metastatic spinal tumours who would benefit from post-operative high dose high precision beam therapy upon appropriate and stringent patient selection;  Patient selection should be done via standardised assessment such as the neurological-oncological-mechanical systemic (NOMS) framework; and  The assessment should be carried out by a multidisciplinary team (MDT), which may be inclusive of, but not limited to, radiation oncologists, spine surgeons and interventional radiologists, among others.
Orthopaedics | Spine - Thoracolumbar (TL) and sacral surgery | TL and sacral fusion and fixation implant | TL pedicle screw - Shank, tulip | NuVasive Inc. | RSS Screw, 4.5x50mm Uni-Reduction 2S | 14554550 | Standalone | DE0500730 | As per HSA registered indication(s) except for radiolucent implants which should be used as follows:  in patients with primary or metastatic spinal tumours who would benefit from post-operative high dose high precision beam therapy upon appropriate and stringent patient selection;  Patient selection should be done via standardised assessment such as the neurological-oncological-mechanical systemic (NOMS) framework; and  The assessment should be carried out by a multidisciplinary team (MDT), which may be inclusive of, but not limited to, radiation oncologists, spine surgeons and interventional radiologists, among others.
Orthopaedics | Spine - Thoracolumbar (TL) and sacral surgery | TL and sacral fusion and fixation implant | TL pedicle screw - Shank, tulip | NuVasive Inc. | RSS Screw, 4.5x55mm Uni-Reduction 2S | 14554555 | Standalone | DE0500730 | As per HSA registered indication(s) except for radiolucent implants which should be used as follows:  in patients with primary or metastatic spinal tumours who would benefit from post-operative high dose high precision beam therapy upon appropriate and stringent patient selection;  Patient selection should be done via standardised assessment such as the neurological-oncological-mechanical systemic (NOMS) framework; and  The assessment should be carried out by a multidisciplinary team (MDT), which may be inclusive of, but not limited to, radiation oncologists, spine surgeons and interventional radiologists, among others.
Orthopaedics | Spine - Thoracolumbar (TL) and sacral surgery | TL and sacral fusion and fixation implant | TL pedicle screw - Shank, tulip | NuVasive Inc. | RSS Screw, 4.5x60mm Uni-Reduction 2S | 14554560 | Standalone | DE0500730 | As per HSA registered indication(s) except for radiolucent implants which should be used as follows:  in patients with primary or metastatic spinal tumours who would benefit from post-operative high dose high precision beam therapy upon appropriate and stringent patient selection;  Patient selection should be done via standardised assessment such as the neurological-oncological-mechanical systemic (NOMS) framework; and  The assessment should be carried out by a multidisciplinary team (MDT), which may be inclusive of, but not limited to, radiation oncologists, spine surgeons and interventional radiologists, among others.
Orthopaedics | Spine - Thoracolumbar (TL) and sacral surgery | TL and sacral fusion and fixation implant | TL pedicle screw - Shank, tulip | NuVasive Inc. | RSS Screw, 4.5x65mm Uni-Reduction 2S | 14554565 | Standalone | DE0500730 | As per HSA registered indication(s) except for radiolucent implants which should be used as follows:  in patients with primary or metastatic spinal tumours who would benefit from post-operative high dose high precision beam therapy upon appropriate and stringent patient selection;  Patient selection should be done via standardised assessment such as the neurological-oncological-mechanical systemic (NOMS) framework; and  The assessment should be carried out by a multidisciplinary team (MDT), which may be inclusive of, but not limited to, radiation oncologists, spine surgeons and interventional radiologists, among others.
Orthopaedics | Spine - Thoracolumbar (TL) and sacral surgery | TL and sacral fusion and fixation implant | TL pedicle screw - Shank, tulip | NuVasive Inc. | RSS Screw, 4.5x70mm Uni-Reduction 2S | 14554570 | Standalone | DE0500730 | As per HSA registered indication(s) except for radiolucent implants which should be used as follows:  in patients with primary or metastatic spinal tumours who would benefit from post-operative high dose high precision beam therapy upon appropriate and stringent patient selection;  Patient selection should be done via standardised assessment such as the neurological-oncological-mechanical systemic (NOMS) framework; and  The assessment should be carried out by a multidisciplinary team (MDT), which may be inclusive of, but not limited to, radiation oncologists, spine surgeons and interventional radiologists, among others.
Orthopaedics | Spine - Thoracolumbar (TL) and sacral surgery | TL and sacral fusion and fixation implant | TL pedicle screw - Shank, tulip | NuVasive Inc. | RSS Screw, 4.5x75mm Uni-Reduction 2S | 14554575 | Standalone | DE0500730 | As per HSA registered indication(s) except for radiolucent implants which should be used as follows:  in patients with primary or metastatic spinal tumours who would benefit from post-operative high dose high precision beam therapy upon appropriate and stringent patient selection;  Patient selection should be done via standardised assessment such as the neurological-oncological-mechanical systemic (NOMS) framework; and  The assessment should be carried out by a multidisciplinary team (MDT), which may be inclusive of, but not limited to, radiation oncologists, spine surgeons and interventional radiologists, among others.
Orthopaedics | Spine - Thoracolumbar (TL) and sacral surgery | TL and sacral fusion and fixation implant | TL pedicle screw - Shank, tulip | NuVasive Inc. | RSS Screw, 4.5x80mm Uni-Reduction 2S | 14554580 | Standalone | DE0500730 | As per HSA registered indication(s) except for radiolucent implants which should be used as follows:  in patients with primary or metastatic spinal tumours who would benefit from post-operative high dose high precision beam therapy upon appropriate and stringent patient selection;  Patient selection should be done via standardised assessment such as the neurological-oncological-mechanical systemic (NOMS) framework; and  The assessment should be carried out by a multidisciplinary team (MDT), which may be inclusive of, but not limited to, radiation oncologists, spine surgeons and interventional radiologists, among others.
Orthopaedics | Spine - Thoracolumbar (TL) and sacral surgery | TL and sacral fusion and fixation implant | TL pedicle screw - Shank, tulip | NuVasive Inc. | RSS Screw, 4.5x85mm Uni-Reduction 2S | 14554585 | Standalone | DE0500730 | As per HSA registered indication(s) except for radiolucent implants which should be used as follows:  in patients with primary or metastatic spinal tumours who would benefit from post-operative high dose high precision beam therapy upon appropriate and stringent patient selection;  Patient selection should be done via standardised assessment such as the neurological-oncological-mechanical systemic (NOMS) framework; and  The assessment should be carried out by a multidisciplinary team (MDT), which may be inclusive of, but not limited to, radiation oncologists, spine surgeons and interventional radiologists, among others.
Orthopaedics | Spine - Thoracolumbar (TL) and sacral surgery | TL and sacral fusion and fixation implant | TL pedicle screw - Shank, tulip | NuVasive Inc. | RSS Screw, 4.5x90mm Uni-Reduction 2S | 14554590 | Standalone | DE0500730 | As per HSA registered indication(s) except for radiolucent implants which should be used as follows:  in patients with primary or metastatic spinal tumours who would benefit from post-operative high dose high precision beam therapy upon appropriate and stringent patient selection;  Patient selection should be done via standardised assessment such as the neurological-oncological-mechanical systemic (NOMS) framework; and  The assessment should be carried out by a multidisciplinary team (MDT), which may be inclusive of, but not limited to, radiation oncologists, spine surgeons and interventional radiologists, among others.
Orthopaedics | Spine - Thoracolumbar (TL) and sacral surgery | TL and sacral fusion and fixation implant | TL pedicle screw - Shank, tulip | NuVasive Inc. | RSS Screw, 4.5x95mm Uni-Reduction 2S | 14554595 | Standalone | DE0500730 | As per HSA registered indication(s) except for radiolucent implants which should be used as follows:  in patients with primary or metastatic spinal tumours who would benefit from post-operative high dose high precision beam therapy upon appropriate and stringent patient selection;  Patient selection should be done via standardised assessment such as the neurological-oncological-mechanical systemic (NOMS) framework; and  The assessment should be carried out by a multidisciplinary team (MDT), which may be inclusive of, but not limited to, radiation oncologists, spine surgeons and interventional radiologists, among others.
Orthopaedics | Spine - Thoracolumbar (TL) and sacral surgery | TL and sacral fusion and fixation implant | TL pedicle screw - Shank, tulip | NuVasive Inc. | RSS Screw, 5.0x100mm Uni-Reduction 2S | 14555010 | Standalone | DE0500730 | As per HSA registered indication(s) except for radiolucent implants which should be used as follows:  in patients with primary or metastatic spinal tumours who would benefit from post-operative high dose high precision beam therapy upon appropriate and stringent patient selection;  Patient selection should be done via standardised assessment such as the neurological-oncological-mechanical systemic (NOMS) framework; and  The assessment should be carried out by a multidisciplinary team (MDT), which may be inclusive of, but not limited to, radiation oncologists, spine surgeons and interventional radiologists, among others.
Orthopaedics | Spine - Thoracolumbar (TL) and sacral surgery | TL and sacral fusion and fixation implant | TL pedicle screw - Shank, tulip | NuVasive Inc. | RSS Screw, 5.0x110mm Uni-Reduction 2S | 14555011 | Standalone | DE0500730 | As per HSA registered indication(s) except for radiolucent implants which should be used as follows:  in patients with primary or metastatic spinal tumours who would benefit from post-operative high dose high precision beam therapy upon appropriate and stringent patient selection;  Patient selection should be done via standardised assessment such as the neurological-oncological-mechanical systemic (NOMS) framework; and  The assessment should be carried out by a multidisciplinary team (MDT), which may be inclusive of, but not limited to, radiation oncologists, spine surgeons and interventional radiologists, among others.
Orthopaedics | Spine - Thoracolumbar (TL) and sacral surgery | TL and sacral fusion and fixation implant | TL pedicle screw - Shank, tulip | NuVasive Inc. | RSS Screw, 5.0x120mm Uni-Reduction 2S | 14555012 | Standalone | DE0500730 | As per HSA registered indication(s) except for radiolucent implants which should be used as follows:  in patients with primary or metastatic spinal tumours who would benefit from post-operative high dose high precision beam therapy upon appropriate and stringent patient selection;  Patient selection should be done via standardised assessment such as the neurological-oncological-mechanical systemic (NOMS) framework; and  The assessment should be carried out by a multidisciplinary team (MDT), which may be inclusive of, but not limited to, radiation oncologists, spine surgeons and interventional radiologists, among others.
Orthopaedics | Spine - Thoracolumbar (TL) and sacral surgery | TL and sacral fusion and fixation implant | TL pedicle screw - Shank, tulip | NuVasive Inc. | RSS Screw, 5.0x17.5mm Polyaxial 2S | 14515017 | Standalone | DE0500730 | As per HSA registered indication(s) except for radiolucent implants which should be used as follows:  in patients with primary or metastatic spinal tumours who would benefit from post-operative high dose high precision beam therapy upon appropriate and stringent patient selection;  Patient selection should be done via standardised assessment such as the neurological-oncological-mechanical systemic (NOMS) framework; and  The assessment should be carried out by a multidisciplinary team (MDT), which may be inclusive of, but not limited to, radiation oncologists, spine surgeons and interventional radiologists, among others.
Orthopaedics | Spine - Thoracolumbar (TL) and sacral surgery | TL and sacral fusion and fixation implant | TL pedicle screw - Shank, tulip | NuVasive Inc. | RSS Screw, 5.0x17.5mm Uni-Reduction 2S | 14555017 | Standalone | DE0500730 | As per HSA registered indication(s) except for radiolucent implants which should be used as follows:  in patients with primary or metastatic spinal tumours who would benefit from post-operative high dose high precision beam therapy upon appropriate and stringent patient selection;  Patient selection should be done via standardised assessment such as the neurological-oncological-mechanical systemic (NOMS) framework; and  The assessment should be carried out by a multidisciplinary team (MDT), which may be inclusive of, but not limited to, radiation oncologists, spine surgeons and interventional radiologists, among others.
Orthopaedics | Spine - Thoracolumbar (TL) and sacral surgery | TL and sacral fusion and fixation implant | TL pedicle screw - Shank, tulip | NuVasive Inc. | RSS Screw, 5.0x20mm Monoaxial 2S | 14585020 | Standalone | DE0500730 | As per HSA registered indication(s) except for radiolucent implants which should be used as follows:  in patients with primary or metastatic spinal tumours who would benefit from post-operative high dose high precision beam therapy upon appropriate and stringent patient selection;  Patient selection should be done via standardised assessment such as the neurological-oncological-mechanical systemic (NOMS) framework; and  The assessment should be carried out by a multidisciplinary team (MDT), which may be inclusive of, but not limited to, radiation oncologists, spine surgeons and interventional radiologists, among others.
Orthopaedics | Spine - Thoracolumbar (TL) and sacral surgery | TL and sacral fusion and fixation implant | TL pedicle screw - Shank, tulip | NuVasive Inc. | RSS Screw, 5.0x20mm Polyaxial 2S | 14515020 | Standalone | DE0500730 | As per HSA registered indication(s) except for radiolucent implants which should be used as follows:  in patients with primary or metastatic spinal tumours who would benefit from post-operative high dose high precision beam therapy upon appropriate and stringent patient selection;  Patient selection should be done via standardised assessment such as the neurological-oncological-mechanical systemic (NOMS) framework; and  The assessment should be carried out by a multidisciplinary team (MDT), which may be inclusive of, but not limited to, radiation oncologists, spine surgeons and interventional radiologists, among others.
Orthopaedics | Spine - Thoracolumbar (TL) and sacral surgery | TL and sacral fusion and fixation implant | TL pedicle screw - Shank, tulip | NuVasive Inc. | RSS Screw, 5.0x20mm Reduction 2S | 14525020 | Standalone | DE0500730 | As per HSA registered indication(s) except for radiolucent implants which should be used as follows:  in patients with primary or metastatic spinal tumours who would benefit from post-operative high dose high precision beam therapy upon appropriate and stringent patient selection;  Patient selection should be done via standardised assessment such as the neurological-oncological-mechanical systemic (NOMS) framework; and  The assessment should be carried out by a multidisciplinary team (MDT), which may be inclusive of, but not limited to, radiation oncologists, spine surgeons and interventional radiologists, among others.
Orthopaedics | Spine - Thoracolumbar (TL) and sacral surgery | TL and sacral fusion and fixation implant | TL pedicle screw - Shank, tulip | NuVasive Inc. | RSS Screw, 5.0x20mm Uniplanar 2S | 14545020 | Standalone | DE0500730 | As per HSA registered indication(s) except for radiolucent implants which should be used as follows:  in patients with primary or metastatic spinal tumours who would benefit from post-operative high dose high precision beam therapy upon appropriate and stringent patient selection;  Patient selection should be done via standardised assessment such as the neurological-oncological-mechanical systemic (NOMS) framework; and  The assessment should be carried out by a multidisciplinary team (MDT), which may be inclusive of, but not limited to, radiation oncologists, spine surgeons and interventional radiologists, among others.
Orthopaedics | Spine - Thoracolumbar (TL) and sacral surgery | TL and sacral fusion and fixation implant | TL pedicle screw - Shank, tulip | NuVasive Inc. | RSS Screw, 5.0x20mm Uni-Reduction 2S | 14555020 | Standalone | DE0500730 | As per HSA registered indication(s) except for radiolucent implants which should be used as follows:  in patients with primary or metastatic spinal tumours who would benefit from post-operative high dose high precision beam therapy upon appropriate and stringent patient selection;  Patient selection should be done via standardised assessment such as the neurological-oncological-mechanical systemic (NOMS) framework; and  The assessment should be carried out by a multidisciplinary team (MDT), which may be inclusive of, but not limited to, radiation oncologists, spine surgeons and interventional radiologists, among others.
Orthopaedics | Spine - Thoracolumbar (TL) and sacral surgery | TL and sacral fusion and fixation implant | TL pedicle screw - Shank, tulip | NuVasive Inc. | RSS Screw, 5.0x22.5mm Monoaxial 2S | 14585022 | Standalone | DE0500730 | As per HSA registered indication(s) except for radiolucent implants which should be used as follows:  in patients with primary or metastatic spinal tumours who would benefit from post-operative high dose high precision beam therapy upon appropriate and stringent patient selection;  Patient selection should be done via standardised assessment such as the neurological-oncological-mechanical systemic (NOMS) framework; and  The assessment should be carried out by a multidisciplinary team (MDT), which may be inclusive of, but not limited to, radiation oncologists, spine surgeons and interventional radiologists, among others.
Orthopaedics | Spine - Thoracolumbar (TL) and sacral surgery | TL and sacral fusion and fixation implant | TL pedicle screw - Shank, tulip | NuVasive Inc. | RSS Screw, 5.0x22.5mm Polyaxial 2S | 14515022 | Standalone | DE0500730 | As per HSA registered indication(s) except for radiolucent implants which should be used as follows:  in patients with primary or metastatic spinal tumours who would benefit from post-operative high dose high precision beam therapy upon appropriate and stringent patient selection;  Patient selection should be done via standardised assessment such as the neurological-oncological-mechanical systemic (NOMS) framework; and  The assessment should be carried out by a multidisciplinary team (MDT), which may be inclusive of, but not limited to, radiation oncologists, spine surgeons and interventional radiologists, among others.
Orthopaedics | Spine - Thoracolumbar (TL) and sacral surgery | TL and sacral fusion and fixation implant | TL pedicle screw - Shank, tulip | NuVasive Inc. | RSS Screw, 5.0x22.5mm Uni-Reduction 2S | 14555022 | Standalone | DE0500730 | As per HSA registered indication(s) except for radiolucent implants which should be used as follows:  in patients with primary or metastatic spinal tumours who would benefit from post-operative high dose high precision beam therapy upon appropriate and stringent patient selection;  Patient selection should be done via standardised assessment such as the neurological-oncological-mechanical systemic (NOMS) framework; and  The assessment should be carried out by a multidisciplinary team (MDT), which may be inclusive of, but not limited to, radiation oncologists, spine surgeons and interventional radiologists, among others.
Orthopaedics | Spine - Thoracolumbar (TL) and sacral surgery | TL and sacral fusion and fixation implant | TL pedicle screw - Shank, tulip | NuVasive Inc. | RSS Screw, 5.0x25mm Monoaxial 2S | 14585025 | Standalone | DE0500730 | As per HSA registered indication(s) except for radiolucent implants which should be used as follows:  in patients with primary or metastatic spinal tumours who would benefit from post-operative high dose high precision beam therapy upon appropriate and stringent patient selection;  Patient selection should be done via standardised assessment such as the neurological-oncological-mechanical systemic (NOMS) framework; and  The assessment should be carried out by a multidisciplinary team (MDT), which may be inclusive of, but not limited to, radiation oncologists, spine surgeons and interventional radiologists, among others.
Orthopaedics | Spine - Thoracolumbar (TL) and sacral surgery | TL and sacral fusion and fixation implant | TL pedicle screw - Shank, tulip | NuVasive Inc. | RSS Screw, 5.0x25mm Polyaxial 2S | 14515025 | Standalone | DE0500730 | As per HSA registered indication(s) except for radiolucent implants which should be used as follows:  in patients with primary or metastatic spinal tumours who would benefit from post-operative high dose high precision beam therapy upon appropriate and stringent patient selection;  Patient selection should be done via standardised assessment such as the neurological-oncological-mechanical systemic (NOMS) framework; and  The assessment should be carried out by a multidisciplinary team (MDT), which may be inclusive of, but not limited to, radiation oncologists, spine surgeons and interventional radiologists, among others.
Orthopaedics | Spine - Thoracolumbar (TL) and sacral surgery | TL and sacral fusion and fixation implant | TL pedicle screw - Shank, tulip | NuVasive Inc. | RSS Screw, 5.0x25mm Reduction 2S | 14525025 | Standalone | DE0500730 | As per HSA registered indication(s) except for radiolucent implants which should be used as follows:  in patients with primary or metastatic spinal tumours who would benefit from post-operative high dose high precision beam therapy upon appropriate and stringent patient selection;  Patient selection should be done via standardised assessment such as the neurological-oncological-mechanical systemic (NOMS) framework; and  The assessment should be carried out by a multidisciplinary team (MDT), which may be inclusive of, but not limited to, radiation oncologists, spine surgeons and interventional radiologists, among others.
Orthopaedics | Spine - Thoracolumbar (TL) and sacral surgery | TL and sacral fusion and fixation implant | TL pedicle screw - Shank, tulip | NuVasive Inc. | RSS Screw, 5.0x25mm Uniplanar 2S | 14545025 | Standalone | DE0500730 | As per HSA registered indication(s) except for radiolucent implants which should be used as follows:  in patients with primary or metastatic spinal tumours who would benefit from post-operative high dose high precision beam therapy upon appropriate and stringent patient selection;  Patient selection should be done via standardised assessment such as the neurological-oncological-mechanical systemic (NOMS) framework; and  The assessment should be carried out by a multidisciplinary team (MDT), which may be inclusive of, but not limited to, radiation oncologists, spine surgeons and interventional radiologists, among others.
Orthopaedics | Spine - Thoracolumbar (TL) and sacral surgery | TL and sacral fusion and fixation implant | TL pedicle screw - Shank, tulip | NuVasive Inc. | RSS Screw, 5.0x25mm Uni-Reduction 2S | 14555025 | Standalone | DE0500730 | As per HSA registered indication(s) except for radiolucent implants which should be used as follows:  in patients with primary or metastatic spinal tumours who would benefit from post-operative high dose high precision beam therapy upon appropriate and stringent patient selection;  Patient selection should be done via standardised assessment such as the neurological-oncological-mechanical systemic (NOMS) framework; and  The assessment should be carried out by a multidisciplinary team (MDT), which may be inclusive of, but not limited to, radiation oncologists, spine surgeons and interventional radiologists, among others.
Orthopaedics | Spine - Thoracolumbar (TL) and sacral surgery | TL and sacral fusion and fixation implant | TL pedicle screw - Shank, tulip | NuVasive Inc. | RSS Screw, 5.0x27.5mm Monoaxial 2S | 14585027 | Standalone | DE0500730 | As per HSA registered indication(s) except for radiolucent implants which should be used as follows:  in patients with primary or metastatic spinal tumours who would benefit from post-operative high dose high precision beam therapy upon appropriate and stringent patient selection;  Patient selection should be done via standardised assessment such as the neurological-oncological-mechanical systemic (NOMS) framework; and  The assessment should be carried out by a multidisciplinary team (MDT), which may be inclusive of, but not limited to, radiation oncologists, spine surgeons and interventional radiologists, among others.
Orthopaedics | Spine - Thoracolumbar (TL) and sacral surgery | TL and sacral fusion and fixation implant | TL pedicle screw - Shank, tulip | NuVasive Inc. | RSS Screw, 5.0x27.5mm Polyaxial 2S | 14515027 | Standalone | DE0500730 | As per HSA registered indication(s) except for radiolucent implants which should be used as follows:  in patients with primary or metastatic spinal tumours who would benefit from post-operative high dose high precision beam therapy upon appropriate and stringent patient selection;  Patient selection should be done via standardised assessment such as the neurological-oncological-mechanical systemic (NOMS) framework; and  The assessment should be carried out by a multidisciplinary team (MDT), which may be inclusive of, but not limited to, radiation oncologists, spine surgeons and interventional radiologists, among others.
Orthopaedics | Spine - Thoracolumbar (TL) and sacral surgery | TL and sacral fusion and fixation implant | TL pedicle screw - Shank, tulip | NuVasive Inc. | RSS Screw, 5.0x27.5mm Reduction 2S | 14525027 | Standalone | DE0500730 | As per HSA registered indication(s) except for radiolucent implants which should be used as follows:  in patients with primary or metastatic spinal tumours who would benefit from post-operative high dose high precision beam therapy upon appropriate and stringent patient selection;  Patient selection should be done via standardised assessment such as the neurological-oncological-mechanical systemic (NOMS) framework; and  The assessment should be carried out by a multidisciplinary team (MDT), which may be inclusive of, but not limited to, radiation oncologists, spine surgeons and interventional radiologists, among others.
Orthopaedics | Spine - Thoracolumbar (TL) and sacral surgery | TL and sacral fusion and fixation implant | TL pedicle screw - Shank, tulip | NuVasive Inc. | RSS Screw, 5.0x27.5mm Uni-Reduction 2S | 14555027 | Standalone | DE0500730 | As per HSA registered indication(s) except for radiolucent implants which should be used as follows:  in patients with primary or metastatic spinal tumours who would benefit from post-operative high dose high precision beam therapy upon appropriate and stringent patient selection;  Patient selection should be done via standardised assessment such as the neurological-oncological-mechanical systemic (NOMS) framework; and  The assessment should be carried out by a multidisciplinary team (MDT), which may be inclusive of, but not limited to, radiation oncologists, spine surgeons and interventional radiologists, among others.
Orthopaedics | Spine - Thoracolumbar (TL) and sacral surgery | TL and sacral fusion and fixation implant | TL pedicle screw - Shank, tulip | NuVasive Inc. | RSS Screw, 5.0x30mm Monoaxial 2S | 14585030 | Standalone | DE0500730 | As per HSA registered indication(s) except for radiolucent implants which should be used as follows:  in patients with primary or metastatic spinal tumours who would benefit from post-operative high dose high precision beam therapy upon appropriate and stringent patient selection;  Patient selection should be done via standardised assessment such as the neurological-oncological-mechanical systemic (NOMS) framework; and  The assessment should be carried out by a multidisciplinary team (MDT), which may be inclusive of, but not limited to, radiation oncologists, spine surgeons and interventional radiologists, among others.
Orthopaedics | Spine - Thoracolumbar (TL) and sacral surgery | TL and sacral fusion and fixation implant | TL pedicle screw - Shank, tulip | NuVasive Inc. | RSS Screw, 5.0x30mm Polyaxial 2S | 14515030 | Standalone | DE0500730 | As per HSA registered indication(s) except for radiolucent implants which should be used as follows:  in patients with primary or metastatic spinal tumours who would benefit from post-operative high dose high precision beam therapy upon appropriate and stringent patient selection;  Patient selection should be done via standardised assessment such as the neurological-oncological-mechanical systemic (NOMS) framework; and  The assessment should be carried out by a multidisciplinary team (MDT), which may be inclusive of, but not limited to, radiation oncologists, spine surgeons and interventional radiologists, among others.
Orthopaedics | Spine - Thoracolumbar (TL) and sacral surgery | TL and sacral fusion and fixation implant | TL pedicle screw - Shank, tulip | NuVasive Inc. | RSS Screw, 5.0x30mm Reduction 2S | 14525030 | Standalone | DE0500730 | As per HSA registered indication(s) except for radiolucent implants which should be used as follows:  in patients with primary or metastatic spinal tumours who would benefit from post-operative high dose high precision beam therapy upon appropriate and stringent patient selection;  Patient selection should be done via standardised assessment such as the neurological-oncological-mechanical systemic (NOMS) framework; and  The assessment should be carried out by a multidisciplinary team (MDT), which may be inclusive of, but not limited to, radiation oncologists, spine surgeons and interventional radiologists, among others.
Orthopaedics | Spine - Thoracolumbar (TL) and sacral surgery | TL and sacral fusion and fixation implant | TL pedicle screw - Shank, tulip | NuVasive Inc. | RSS Screw, 5.0x30mm Uniplanar 2S | 14545030 | Standalone | DE0500730 | As per HSA registered indication(s) except for radiolucent implants which should be used as follows:  in patients with primary or metastatic spinal tumours who would benefit from post-operative high dose high precision beam therapy upon appropriate and stringent patient selection;  Patient selection should be done via standardised assessment such as the neurological-oncological-mechanical systemic (NOMS) framework; and  The assessment should be carried out by a multidisciplinary team (MDT), which may be inclusive of, but not limited to, radiation oncologists, spine surgeons and interventional radiologists, among others.
Orthopaedics | Spine - Thoracolumbar (TL) and sacral surgery | TL and sacral fusion and fixation implant | TL pedicle screw - Shank, tulip | NuVasive Inc. | RSS Screw, 5.0x30mm Uni-Reduction 2S | 14555030 | Standalone | DE0500730 | As per HSA registered indication(s) except for radiolucent implants which should be used as follows:  in patients with primary or metastatic spinal tumours who would benefit from post-operative high dose high precision beam therapy upon appropriate and stringent patient selection;  Patient selection should be done via standardised assessment such as the neurological-oncological-mechanical systemic (NOMS) framework; and  The assessment should be carried out by a multidisciplinary team (MDT), which may be inclusive of, but not limited to, radiation oncologists, spine surgeons and interventional radiologists, among others.
Orthopaedics | Spine - Thoracolumbar (TL) and sacral surgery | TL and sacral fusion and fixation implant | TL pedicle screw - Shank, tulip | NuVasive Inc. | RSS Screw, 5.0x35mm Monoaxial 2S | 14585035 | Standalone | DE0500730 | As per HSA registered indication(s) except for radiolucent implants which should be used as follows:  in patients with primary or metastatic spinal tumours who would benefit from post-operative high dose high precision beam therapy upon appropriate and stringent patient selection;  Patient selection should be done via standardised assessment such as the neurological-oncological-mechanical systemic (NOMS) framework; and  The assessment should be carried out by a multidisciplinary team (MDT), which may be inclusive of, but not limited to, radiation oncologists, spine surgeons and interventional radiologists, among others.
Orthopaedics | Spine - Thoracolumbar (TL) and sacral surgery | TL and sacral fusion and fixation implant | TL pedicle screw - Shank, tulip | NuVasive Inc. | RSS Screw, 5.0x35mm Polyaxial 2S | 14515035 | Standalone | DE0500730 | As per HSA registered indication(s) except for radiolucent implants which should be used as follows:  in patients with primary or metastatic spinal tumours who would benefit from post-operative high dose high precision beam therapy upon appropriate and stringent patient selection;  Patient selection should be done via standardised assessment such as the neurological-oncological-mechanical systemic (NOMS) framework; and  The assessment should be carried out by a multidisciplinary team (MDT), which may be inclusive of, but not limited to, radiation oncologists, spine surgeons and interventional radiologists, among others.
Orthopaedics | Spine - Thoracolumbar (TL) and sacral surgery | TL and sacral fusion and fixation implant | TL pedicle screw - Shank, tulip | NuVasive Inc. | RSS Screw, 5.0x35mm Reduction 2S | 14525035 | Standalone | DE0500730 | As per HSA registered indication(s) except for radiolucent implants which should be used as follows:  in patients with primary or metastatic spinal tumours who would benefit from post-operative high dose high precision beam therapy upon appropriate and stringent patient selection;  Patient selection should be done via standardised assessment such as the neurological-oncological-mechanical systemic (NOMS) framework; and  The assessment should be carried out by a multidisciplinary team (MDT), which may be inclusive of, but not limited to, radiation oncologists, spine surgeons and interventional radiologists, among others.
Orthopaedics | Spine - Thoracolumbar (TL) and sacral surgery | TL and sacral fusion and fixation implant | TL pedicle screw - Shank, tulip | NuVasive Inc. | RSS Screw, 5.0x35mm Uniplanar 2S | 14545035 | Standalone | DE0500730 | As per HSA registered indication(s) except for radiolucent implants which should be used as follows:  in patients with primary or metastatic spinal tumours who would benefit from post-operative high dose high precision beam therapy upon appropriate and stringent patient selection;  Patient selection should be done via standardised assessment such as the neurological-oncological-mechanical systemic (NOMS) framework; and  The assessment should be carried out by a multidisciplinary team (MDT), which may be inclusive of, but not limited to, radiation oncologists, spine surgeons and interventional radiologists, among others.
Orthopaedics | Spine - Thoracolumbar (TL) and sacral surgery | TL and sacral fusion and fixation implant | TL pedicle screw - Shank, tulip | NuVasive Inc. | RSS Screw, 5.0x35mm Uni-Reduction 2S | 14555035 | Standalone | DE0500730 | As per HSA registered indication(s) except for radiolucent implants which should be used as follows:  in patients with primary or metastatic spinal tumours who would benefit from post-operative high dose high precision beam therapy upon appropriate and stringent patient selection;  Patient selection should be done via standardised assessment such as the neurological-oncological-mechanical systemic (NOMS) framework; and  The assessment should be carried out by a multidisciplinary team (MDT), which may be inclusive of, but not limited to, radiation oncologists, spine surgeons and interventional radiologists, among others.
Orthopaedics | Spine - Thoracolumbar (TL) and sacral surgery | TL and sacral fusion and fixation implant | TL pedicle screw - Shank, tulip | NuVasive Inc. | RSS Screw, 5.0x40mm Monoaxial 2S | 14585040 | Standalone | DE0500730 | As per HSA registered indication(s) except for radiolucent implants which should be used as follows:  in patients with primary or metastatic spinal tumours who would benefit from post-operative high dose high precision beam therapy upon appropriate and stringent patient selection;  Patient selection should be done via standardised assessment such as the neurological-oncological-mechanical systemic (NOMS) framework; and  The assessment should be carried out by a multidisciplinary team (MDT), which may be inclusive of, but not limited to, radiation oncologists, spine surgeons and interventional radiologists, among others.
Orthopaedics | Spine - Thoracolumbar (TL) and sacral surgery | TL and sacral fusion and fixation implant | TL pedicle screw - Shank, tulip | NuVasive Inc. | RSS Screw, 5.0x40mm Polyaxial 2S | 14515040 | Standalone | DE0500730 | As per HSA registered indication(s) except for radiolucent implants which should be used as follows:  in patients with primary or metastatic spinal tumours who would benefit from post-operative high dose high precision beam therapy upon appropriate and stringent patient selection;  Patient selection should be done via standardised assessment such as the neurological-oncological-mechanical systemic (NOMS) framework; and  The assessment should be carried out by a multidisciplinary team (MDT), which may be inclusive of, but not limited to, radiation oncologists, spine surgeons and interventional radiologists, among others.
Orthopaedics | Spine - Thoracolumbar (TL) and sacral surgery | TL and sacral fusion and fixation implant | TL pedicle screw - Shank, tulip | NuVasive Inc. | RSS Screw, 5.0x40mm Reduction 2S | 14525040 | Standalone | DE0500730 | As per HSA registered indication(s) except for radiolucent implants which should be used as follows:  in patients with primary or metastatic spinal tumours who would benefit from post-operative high dose high precision beam therapy upon appropriate and stringent patient selection;  Patient selection should be done via standardised assessment such as the neurological-oncological-mechanical systemic (NOMS) framework; and  The assessment should be carried out by a multidisciplinary team (MDT), which may be inclusive of, but not limited to, radiation oncologists, spine surgeons and interventional radiologists, among others.
Orthopaedics | Spine - Thoracolumbar (TL) and sacral surgery | TL and sacral fusion and fixation implant | TL pedicle screw - Shank, tulip | NuVasive Inc. | RSS Screw, 5.0x40mm Uniplanar 2S | 14545040 | Standalone | DE0500730 | As per HSA registered indication(s) except for radiolucent implants which should be used as follows:  in patients with primary or metastatic spinal tumours who would benefit from post-operative high dose high precision beam therapy upon appropriate and stringent patient selection;  Patient selection should be done via standardised assessment such as the neurological-oncological-mechanical systemic (NOMS) framework; and  The assessment should be carried out by a multidisciplinary team (MDT), which may be inclusive of, but not limited to, radiation oncologists, spine surgeons and interventional radiologists, among others.
Orthopaedics | Spine - Thoracolumbar (TL) and sacral surgery | TL and sacral fusion and fixation implant | TL pedicle screw - Shank, tulip | NuVasive Inc. | RSS Screw, 5.0x40mm Uni-Reduction 2S | 14555040 | Standalone | DE0500730 | As per HSA registered indication(s) except for radiolucent implants which should be used as follows:  in patients with primary or metastatic spinal tumours who would benefit from post-operative high dose high precision beam therapy upon appropriate and stringent patient selection;  Patient selection should be done via standardised assessment such as the neurological-oncological-mechanical systemic (NOMS) framework; and  The assessment should be carried out by a multidisciplinary team (MDT), which may be inclusive of, but not limited to, radiation oncologists, spine surgeons and interventional radiologists, among others.
Orthopaedics | Spine - Thoracolumbar (TL) and sacral surgery | TL and sacral fusion and fixation implant | TL pedicle screw - Shank, tulip | NuVasive Inc. | RSS Screw, 5.0x45mm Monoaxial 2S | 14585045 | Standalone | DE0500730 | As per HSA registered indication(s) except for radiolucent implants which should be used as follows:  in patients with primary or metastatic spinal tumours who would benefit from post-operative high dose high precision beam therapy upon appropriate and stringent patient selection;  Patient selection should be done via standardised assessment such as the neurological-oncological-mechanical systemic (NOMS) framework; and  The assessment should be carried out by a multidisciplinary team (MDT), which may be inclusive of, but not limited to, radiation oncologists, spine surgeons and interventional radiologists, among others.
Orthopaedics | Spine - Thoracolumbar (TL) and sacral surgery | TL and sacral fusion and fixation implant | TL pedicle screw - Shank, tulip | NuVasive Inc. | RSS Screw, 5.0x45mm Polyaxial 2S | 14515045 | Standalone | DE0500730 | As per HSA registered indication(s) except for radiolucent implants which should be used as follows:  in patients with primary or metastatic spinal tumours who would benefit from post-operative high dose high precision beam therapy upon appropriate and stringent patient selection;  Patient selection should be done via standardised assessment such as the neurological-oncological-mechanical systemic (NOMS) framework; and  The assessment should be carried out by a multidisciplinary team (MDT), which may be inclusive of, but not limited to, radiation oncologists, spine surgeons and interventional radiologists, among others.
Orthopaedics | Spine - Thoracolumbar (TL) and sacral surgery | TL and sacral fusion and fixation implant | TL pedicle screw - Shank, tulip | NuVasive Inc. | RSS Screw, 5.0x45mm Reduction 2S | 14525045 | Standalone | DE0500730 | As per HSA registered indication(s) except for radiolucent implants which should be used as follows:  in patients with primary or metastatic spinal tumours who would benefit from post-operative high dose high precision beam therapy upon appropriate and stringent patient selection;  Patient selection should be done via standardised assessment such as the neurological-oncological-mechanical systemic (NOMS) framework; and  The assessment should be carried out by a multidisciplinary team (MDT), which may be inclusive of, but not limited to, radiation oncologists, spine surgeons and interventional radiologists, among others.
Orthopaedics | Spine - Thoracolumbar (TL) and sacral surgery | TL and sacral fusion and fixation implant | TL pedicle screw - Shank, tulip | NuVasive Inc. | RSS Screw, 5.0x45mm Uniplanar 2S | 14545045 | Standalone | DE0500730 | As per HSA registered indication(s) except for radiolucent implants which should be used as follows:  in patients with primary or metastatic spinal tumours who would benefit from post-operative high dose high precision beam therapy upon appropriate and stringent patient selection;  Patient selection should be done via standardised assessment such as the neurological-oncological-mechanical systemic (NOMS) framework; and  The assessment should be carried out by a multidisciplinary team (MDT), which may be inclusive of, but not limited to, radiation oncologists, spine surgeons and interventional radiologists, among others.
Orthopaedics | Spine - Thoracolumbar (TL) and sacral surgery | TL and sacral fusion and fixation implant | TL pedicle screw - Shank, tulip | NuVasive Inc. | RSS Screw, 5.0x45mm Uni-Reduction 2S | 14555045 | Standalone | DE0500730 | As per HSA registered indication(s) except for radiolucent implants which should be used as follows:  in patients with primary or metastatic spinal tumours who would benefit from post-operative high dose high precision beam therapy upon appropriate and stringent patient selection;  Patient selection should be done via standardised assessment such as the neurological-oncological-mechanical systemic (NOMS) framework; and  The assessment should be carried out by a multidisciplinary team (MDT), which may be inclusive of, but not limited to, radiation oncologists, spine surgeons and interventional radiologists, among others.
Orthopaedics | Spine - Thoracolumbar (TL) and sacral surgery | TL and sacral fusion and fixation implant | TL pedicle screw - Shank, tulip | NuVasive Inc. | RSS Screw, 5.0x50mm Uni-Reduction 2S | 14555050 | Standalone | DE0500730 | As per HSA registered indication(s) except for radiolucent implants which should be used as follows:  in patients with primary or metastatic spinal tumours who would benefit from post-operative high dose high precision beam therapy upon appropriate and stringent patient selection;  Patient selection should be done via standardised assessment such as the neurological-oncological-mechanical systemic (NOMS) framework; and  The assessment should be carried out by a multidisciplinary team (MDT), which may be inclusive of, but not limited to, radiation oncologists, spine surgeons and interventional radiologists, among others.
Orthopaedics | Spine - Thoracolumbar (TL) and sacral surgery | TL and sacral fusion and fixation implant | TL pedicle screw - Shank, tulip | NuVasive Inc. | RSS Screw, 5.0x55mm Uni-Reduction 2S | 14555055 | Standalone | DE0500730 | As per HSA registered indication(s) except for radiolucent implants which should be used as follows:  in patients with primary or metastatic spinal tumours who would benefit from post-operative high dose high precision beam therapy upon appropriate and stringent patient selection;  Patient selection should be done via standardised assessment such as the neurological-oncological-mechanical systemic (NOMS) framework; and  The assessment should be carried out by a multidisciplinary team (MDT), which may be inclusive of, but not limited to, radiation oncologists, spine surgeons and interventional radiologists, among others.
Orthopaedics | Spine - Thoracolumbar (TL) and sacral surgery | TL and sacral fusion and fixation implant | TL pedicle screw - Shank, tulip | NuVasive Inc. | RSS Screw, 5.0x60mm Uni-Reduction 2S | 14555060 | Standalone | DE0500730 | As per HSA registered indication(s) except for radiolucent implants which should be used as follows:  in patients with primary or metastatic spinal tumours who would benefit from post-operative high dose high precision beam therapy upon appropriate and stringent patient selection;  Patient selection should be done via standardised assessment such as the neurological-oncological-mechanical systemic (NOMS) framework; and  The assessment should be carried out by a multidisciplinary team (MDT), which may be inclusive of, but not limited to, radiation oncologists, spine surgeons and interventional radiologists, among others.
Orthopaedics | Spine - Thoracolumbar (TL) and sacral surgery | TL and sacral fusion and fixation implant | TL pedicle screw - Shank, tulip | NuVasive Inc. | RSS Screw, 5.0x65mm Uni-Reduction 2S | 14555065 | Standalone | DE0500730 | As per HSA registered indication(s) except for radiolucent implants which should be used as follows:  in patients with primary or metastatic spinal tumours who would benefit from post-operative high dose high precision beam therapy upon appropriate and stringent patient selection;  Patient selection should be done via standardised assessment such as the neurological-oncological-mechanical systemic (NOMS) framework; and  The assessment should be carried out by a multidisciplinary team (MDT), which may be inclusive of, but not limited to, radiation oncologists, spine surgeons and interventional radiologists, among others.
Orthopaedics | Spine - Thoracolumbar (TL) and sacral surgery | TL and sacral fusion and fixation implant | TL pedicle screw - Shank, tulip | NuVasive Inc. | RSS Screw, 5.0x70mm Uni-Reduction 2S | 14555070 | Standalone | DE0500730 | As per HSA registered indication(s) except for radiolucent implants which should be used as follows:  in patients with primary or metastatic spinal tumours who would benefit from post-operative high dose high precision beam therapy upon appropriate and stringent patient selection;  Patient selection should be done via standardised assessment such as the neurological-oncological-mechanical systemic (NOMS) framework; and  The assessment should be carried out by a multidisciplinary team (MDT), which may be inclusive of, but not limited to, radiation oncologists, spine surgeons and interventional radiologists, among others.
Orthopaedics | Spine - Thoracolumbar (TL) and sacral surgery | TL and sacral fusion and fixation implant | TL pedicle screw - Shank, tulip | NuVasive Inc. | RSS Screw, 5.0x75mm Uni-Reduction 2S | 14555075 | Standalone | DE0500730 | As per HSA registered indication(s) except for radiolucent implants which should be used as follows:  in patients with primary or metastatic spinal tumours who would benefit from post-operative high dose high precision beam therapy upon appropriate and stringent patient selection;  Patient selection should be done via standardised assessment such as the neurological-oncological-mechanical systemic (NOMS) framework; and  The assessment should be carried out by a multidisciplinary team (MDT), which may be inclusive of, but not limited to, radiation oncologists, spine surgeons and interventional radiologists, among others.
Orthopaedics | Spine - Thoracolumbar (TL) and sacral surgery | TL and sacral fusion and fixation implant | TL pedicle screw - Shank, tulip | NuVasive Inc. | RSS Screw, 5.0x80mm Uni-Reduction 2S | 14555080 | Standalone | DE0500730 | As per HSA registered indication(s) except for radiolucent implants which should be used as follows:  in patients with primary or metastatic spinal tumours who would benefit from post-operative high dose high precision beam therapy upon appropriate and stringent patient selection;  Patient selection should be done via standardised assessment such as the neurological-oncological-mechanical systemic (NOMS) framework; and  The assessment should be carried out by a multidisciplinary team (MDT), which may be inclusive of, but not limited to, radiation oncologists, spine surgeons and interventional radiologists, among others.
Orthopaedics | Spine - Thoracolumbar (TL) and sacral surgery | TL and sacral fusion and fixation implant | TL pedicle screw - Shank, tulip | NuVasive Inc. | RSS Screw, 5.0x85mm Uni-Reduction 2S | 14555085 | Standalone | DE0500730 | As per HSA registered indication(s) except for radiolucent implants which should be used as follows:  in patients with primary or metastatic spinal tumours who would benefit from post-operative high dose high precision beam therapy upon appropriate and stringent patient selection;  Patient selection should be done via standardised assessment such as the neurological-oncological-mechanical systemic (NOMS) framework; and  The assessment should be carried out by a multidisciplinary team (MDT), which may be inclusive of, but not limited to, radiation oncologists, spine surgeons and interventional radiologists, among others.
Orthopaedics | Spine - Thoracolumbar (TL) and sacral surgery | TL and sacral fusion and fixation implant | TL pedicle screw - Shank, tulip | NuVasive Inc. | RSS Screw, 5.0x90mm Uni-Reduction 2S | 14555090 | Standalone | DE0500730 | As per HSA registered indication(s) except for radiolucent implants which should be used as follows:  in patients with primary or metastatic spinal tumours who would benefit from post-operative high dose high precision beam therapy upon appropriate and stringent patient selection;  Patient selection should be done via standardised assessment such as the neurological-oncological-mechanical systemic (NOMS) framework; and  The assessment should be carried out by a multidisciplinary team (MDT), which may be inclusive of, but not limited to, radiation oncologists, spine surgeons and interventional radiologists, among others.
Orthopaedics | Spine - Thoracolumbar (TL) and sacral surgery | TL and sacral fusion and fixation implant | TL pedicle screw - Shank, tulip | NuVasive Inc. | RSS Screw, 5.0x95mm Uni-Reduction 2S | 14555095 | Standalone | DE0500730 | As per HSA registered indication(s) except for radiolucent implants which should be used as follows:  in patients with primary or metastatic spinal tumours who would benefit from post-operative high dose high precision beam therapy upon appropriate and stringent patient selection;  Patient selection should be done via standardised assessment such as the neurological-oncological-mechanical systemic (NOMS) framework; and  The assessment should be carried out by a multidisciplinary team (MDT), which may be inclusive of, but not limited to, radiation oncologists, spine surgeons and interventional radiologists, among others.
Orthopaedics | Spine - Thoracolumbar (TL) and sacral surgery | TL and sacral fusion and fixation implant | TL pedicle screw - Shank, tulip | NuVasive Inc. | RSS Screw, 5.5x100mm Uni-Reduction 2S | 14555510 | Standalone | DE0500730 | As per HSA registered indication(s) except for radiolucent implants which should be used as follows:  in patients with primary or metastatic spinal tumours who would benefit from post-operative high dose high precision beam therapy upon appropriate and stringent patient selection;  Patient selection should be done via standardised assessment such as the neurological-oncological-mechanical systemic (NOMS) framework; and  The assessment should be carried out by a multidisciplinary team (MDT), which may be inclusive of, but not limited to, radiation oncologists, spine surgeons and interventional radiologists, among others.
Orthopaedics | Spine - Thoracolumbar (TL) and sacral surgery | TL and sacral fusion and fixation implant | TL pedicle screw - Shank, tulip | NuVasive Inc. | RSS Screw, 5.5x110mm Uni-Reduction 2S | 14555511 | Standalone | DE0500730 | As per HSA registered indication(s) except for radiolucent implants which should be used as follows:  in patients with primary or metastatic spinal tumours who would benefit from post-operative high dose high precision beam therapy upon appropriate and stringent patient selection;  Patient selection should be done via standardised assessment such as the neurological-oncological-mechanical systemic (NOMS) framework; and  The assessment should be carried out by a multidisciplinary team (MDT), which may be inclusive of, but not limited to, radiation oncologists, spine surgeons and interventional radiologists, among others.
Orthopaedics | Spine - Thoracolumbar (TL) and sacral surgery | TL and sacral fusion and fixation implant | TL pedicle screw - Shank, tulip | NuVasive Inc. | RSS Screw, 5.5x120mm Uni-Reduction 2S | 14555512 | Standalone | DE0500730 | As per HSA registered indication(s) except for radiolucent implants which should be used as follows:  in patients with primary or metastatic spinal tumours who would benefit from post-operative high dose high precision beam therapy upon appropriate and stringent patient selection;  Patient selection should be done via standardised assessment such as the neurological-oncological-mechanical systemic (NOMS) framework; and  The assessment should be carried out by a multidisciplinary team (MDT), which may be inclusive of, but not limited to, radiation oncologists, spine surgeons and interventional radiologists, among others.
Orthopaedics | Spine - Thoracolumbar (TL) and sacral surgery | TL and sacral fusion and fixation implant | TL pedicle screw - Shank, tulip | NuVasive Inc. | RSS Screw, 5.5x17.5mm Polyaxial 2S | 14515517 | Standalone | DE0500730 | As per HSA registered indication(s) except for radiolucent implants which should be used as follows:  in patients with primary or metastatic spinal tumours who would benefit from post-operative high dose high precision beam therapy upon appropriate and stringent patient selection;  Patient selection should be done via standardised assessment such as the neurological-oncological-mechanical systemic (NOMS) framework; and  The assessment should be carried out by a multidisciplinary team (MDT), which may be inclusive of, but not limited to, radiation oncologists, spine surgeons and interventional radiologists, among others.
Orthopaedics | Spine - Thoracolumbar (TL) and sacral surgery | TL and sacral fusion and fixation implant | TL pedicle screw - Shank, tulip | NuVasive Inc. | RSS Screw, 5.5x17.5mm Uni-Reduction 2S | 14555517 | Standalone | DE0500730 | As per HSA registered indication(s) except for radiolucent implants which should be used as follows:  in patients with primary or metastatic spinal tumours who would benefit from post-operative high dose high precision beam therapy upon appropriate and stringent patient selection;  Patient selection should be done via standardised assessment such as the neurological-oncological-mechanical systemic (NOMS) framework; and  The assessment should be carried out by a multidisciplinary team (MDT), which may be inclusive of, but not limited to, radiation oncologists, spine surgeons and interventional radiologists, among others.
Orthopaedics | Spine - Thoracolumbar (TL) and sacral surgery | TL and sacral fusion and fixation implant | TL pedicle screw - Shank, tulip | NuVasive Inc. | RSS Screw, 5.5x20mm Monoaxial 2S | 14585520 | Standalone | DE0500730 | As per HSA registered indication(s) except for radiolucent implants which should be used as follows:  in patients with primary or metastatic spinal tumours who would benefit from post-operative high dose high precision beam therapy upon appropriate and stringent patient selection;  Patient selection should be done via standardised assessment such as the neurological-oncological-mechanical systemic (NOMS) framework; and  The assessment should be carried out by a multidisciplinary team (MDT), which may be inclusive of, but not limited to, radiation oncologists, spine surgeons and interventional radiologists, among others.
Orthopaedics | Spine - Thoracolumbar (TL) and sacral surgery | TL and sacral fusion and fixation implant | TL pedicle screw - Shank, tulip | NuVasive Inc. | RSS Screw, 5.5x20mm Polyaxial 2S | 14515520 | Standalone | DE0500730 | As per HSA registered indication(s) except for radiolucent implants which should be used as follows:  in patients with primary or metastatic spinal tumours who would benefit from post-operative high dose high precision beam therapy upon appropriate and stringent patient selection;  Patient selection should be done via standardised assessment such as the neurological-oncological-mechanical systemic (NOMS) framework; and  The assessment should be carried out by a multidisciplinary team (MDT), which may be inclusive of, but not limited to, radiation oncologists, spine surgeons and interventional radiologists, among others.
Orthopaedics | Spine - Thoracolumbar (TL) and sacral surgery | TL and sacral fusion and fixation implant | TL pedicle screw - Shank, tulip | NuVasive Inc. | RSS Screw, 5.5x20mm Reduction 2S | 14525520 | Standalone | DE0500730 | As per HSA registered indication(s) except for radiolucent implants which should be used as follows:  in patients with primary or metastatic spinal tumours who would benefit from post-operative high dose high precision beam therapy upon appropriate and stringent patient selection;  Patient selection should be done via standardised assessment such as the neurological-oncological-mechanical systemic (NOMS) framework; and  The assessment should be carried out by a multidisciplinary team (MDT), which may be inclusive of, but not limited to, radiation oncologists, spine surgeons and interventional radiologists, among others.
Orthopaedics | Spine - Thoracolumbar (TL) and sacral surgery | TL and sacral fusion and fixation implant | TL pedicle screw - Shank, tulip | NuVasive Inc. | RSS Screw, 5.5x20mm Uniplanar 2S | 14545520 | Standalone | DE0500730 | As per HSA registered indication(s) except for radiolucent implants which should be used as follows:  in patients with primary or metastatic spinal tumours who would benefit from post-operative high dose high precision beam therapy upon appropriate and stringent patient selection;  Patient selection should be done via standardised assessment such as the neurological-oncological-mechanical systemic (NOMS) framework; and  The assessment should be carried out by a multidisciplinary team (MDT), which may be inclusive of, but not limited to, radiation oncologists, spine surgeons and interventional radiologists, among others.
Orthopaedics | Spine - Thoracolumbar (TL) and sacral surgery | TL and sacral fusion and fixation implant | TL pedicle screw - Shank, tulip | NuVasive Inc. | RSS Screw, 5.5x20mm Uni-Reduction 2S | 14555520 | Standalone | DE0500730 | As per HSA registered indication(s) except for radiolucent implants which should be used as follows:  in patients with primary or metastatic spinal tumours who would benefit from post-operative high dose high precision beam therapy upon appropriate and stringent patient selection;  Patient selection should be done via standardised assessment such as the neurological-oncological-mechanical systemic (NOMS) framework; and  The assessment should be carried out by a multidisciplinary team (MDT), which may be inclusive of, but not limited to, radiation oncologists, spine surgeons and interventional radiologists, among others.
Orthopaedics | Spine - Thoracolumbar (TL) and sacral surgery | TL and sacral fusion and fixation implant | TL pedicle screw - Shank, tulip | NuVasive Inc. | RSS Screw, 5.5x22.5mm Monoaxial 2S | 14585522 | Standalone | DE0500730 | As per HSA registered indication(s) except for radiolucent implants which should be used as follows:  in patients with primary or metastatic spinal tumours who would benefit from post-operative high dose high precision beam therapy upon appropriate and stringent patient selection;  Patient selection should be done via standardised assessment such as the neurological-oncological-mechanical systemic (NOMS) framework; and  The assessment should be carried out by a multidisciplinary team (MDT), which may be inclusive of, but not limited to, radiation oncologists, spine surgeons and interventional radiologists, among others.
Orthopaedics | Spine - Thoracolumbar (TL) and sacral surgery | TL and sacral fusion and fixation implant | TL pedicle screw - Shank, tulip | NuVasive Inc. | RSS Screw, 5.5x22.5mm Polyaxial 2S | 14515522 | Standalone | DE0500730 | As per HSA registered indication(s) except for radiolucent implants which should be used as follows:  in patients with primary or metastatic spinal tumours who would benefit from post-operative high dose high precision beam therapy upon appropriate and stringent patient selection;  Patient selection should be done via standardised assessment such as the neurological-oncological-mechanical systemic (NOMS) framework; and  The assessment should be carried out by a multidisciplinary team (MDT), which may be inclusive of, but not limited to, radiation oncologists, spine surgeons and interventional radiologists, among others.
Orthopaedics | Spine - Thoracolumbar (TL) and sacral surgery | TL and sacral fusion and fixation implant | TL pedicle screw - Shank, tulip | NuVasive Inc. | RSS Screw, 5.5x22.5mm Uni-Reduction 2S | 14555522 | Standalone | DE0500730 | As per HSA registered indication(s) except for radiolucent implants which should be used as follows:  in patients with primary or metastatic spinal tumours who would benefit from post-operative high dose high precision beam therapy upon appropriate and stringent patient selection;  Patient selection should be done via standardised assessment such as the neurological-oncological-mechanical systemic (NOMS) framework; and  The assessment should be carried out by a multidisciplinary team (MDT), which may be inclusive of, but not limited to, radiation oncologists, spine surgeons and interventional radiologists, among others.
Orthopaedics | Spine - Thoracolumbar (TL) and sacral surgery | TL and sacral fusion and fixation implant | TL pedicle screw - Shank, tulip | NuVasive Inc. | RSS Screw, 5.5x25mm Monoaxial 2S | 14585525 | Standalone | DE0500730 | As per HSA registered indication(s) except for radiolucent implants which should be used as follows:  in patients with primary or metastatic spinal tumours who would benefit from post-operative high dose high precision beam therapy upon appropriate and stringent patient selection;  Patient selection should be done via standardised assessment such as the neurological-oncological-mechanical systemic (NOMS) framework; and  The assessment should be carried out by a multidisciplinary team (MDT), which may be inclusive of, but not limited to, radiation oncologists, spine surgeons and interventional radiologists, among others.
Orthopaedics | Spine - Thoracolumbar (TL) and sacral surgery | TL and sacral fusion and fixation implant | TL pedicle screw - Shank, tulip | NuVasive Inc. | RSS Screw, 5.5x25mm Polyaxial 2S | 14515525 | Standalone | DE0500730 | As per HSA registered indication(s) except for radiolucent implants which should be used as follows:  in patients with primary or metastatic spinal tumours who would benefit from post-operative high dose high precision beam therapy upon appropriate and stringent patient selection;  Patient selection should be done via standardised assessment such as the neurological-oncological-mechanical systemic (NOMS) framework; and  The assessment should be carried out by a multidisciplinary team (MDT), which may be inclusive of, but not limited to, radiation oncologists, spine surgeons and interventional radiologists, among others.
Orthopaedics | Spine - Thoracolumbar (TL) and sacral surgery | TL and sacral fusion and fixation implant | TL pedicle screw - Shank, tulip | NuVasive Inc. | RSS Screw, 5.5x25mm Reduction 2S | 14525525 | Standalone | DE0500730 | As per HSA registered indication(s) except for radiolucent implants which should be used as follows:  in patients with primary or metastatic spinal tumours who would benefit from post-operative high dose high precision beam therapy upon appropriate and stringent patient selection;  Patient selection should be done via standardised assessment such as the neurological-oncological-mechanical systemic (NOMS) framework; and  The assessment should be carried out by a multidisciplinary team (MDT), which may be inclusive of, but not limited to, radiation oncologists, spine surgeons and interventional radiologists, among others.
Orthopaedics | Spine - Thoracolumbar (TL) and sacral surgery | TL and sacral fusion and fixation implant | TL pedicle screw - Shank, tulip | NuVasive Inc. | RSS Screw, 5.5x25mm Uniplanar 2S | 14545525 | Standalone | DE0500730 | As per HSA registered indication(s) except for radiolucent implants which should be used as follows:  in patients with primary or metastatic spinal tumours who would benefit from post-operative high dose high precision beam therapy upon appropriate and stringent patient selection;  Patient selection should be done via standardised assessment such as the neurological-oncological-mechanical systemic (NOMS) framework; and  The assessment should be carried out by a multidisciplinary team (MDT), which may be inclusive of, but not limited to, radiation oncologists, spine surgeons and interventional radiologists, among others.
Orthopaedics | Spine - Thoracolumbar (TL) and sacral surgery | TL and sacral fusion and fixation implant | TL pedicle screw - Shank, tulip | NuVasive Inc. | RSS Screw, 5.5x25mm Uni-Reduction 2S | 14555525 | Standalone | DE0500730 | As per HSA registered indication(s) except for radiolucent implants which should be used as follows:  in patients with primary or metastatic spinal tumours who would benefit from post-operative high dose high precision beam therapy upon appropriate and stringent patient selection;  Patient selection should be done via standardised assessment such as the neurological-oncological-mechanical systemic (NOMS) framework; and  The assessment should be carried out by a multidisciplinary team (MDT), which may be inclusive of, but not limited to, radiation oncologists, spine surgeons and interventional radiologists, among others.
Orthopaedics | Spine - Thoracolumbar (TL) and sacral surgery | TL and sacral fusion and fixation implant | TL pedicle screw - Shank, tulip | NuVasive Inc. | RSS Screw, 5.5x27.5mm Monoaxial 2S | 14585527 | Standalone | DE0500730 | As per HSA registered indication(s) except for radiolucent implants which should be used as follows:  in patients with primary or metastatic spinal tumours who would benefit from post-operative high dose high precision beam therapy upon appropriate and stringent patient selection;  Patient selection should be done via standardised assessment such as the neurological-oncological-mechanical systemic (NOMS) framework; and  The assessment should be carried out by a multidisciplinary team (MDT), which may be inclusive of, but not limited to, radiation oncologists, spine surgeons and interventional radiologists, among others.
Orthopaedics | Spine - Thoracolumbar (TL) and sacral surgery | TL and sacral fusion and fixation implant | TL pedicle screw - Shank, tulip | NuVasive Inc. | RSS Screw, 5.5x27.5mm Polyaxial 2S | 14515527 | Standalone | DE0500730 | As per HSA registered indication(s) except for radiolucent implants which should be used as follows:  in patients with primary or metastatic spinal tumours who would benefit from post-operative high dose high precision beam therapy upon appropriate and stringent patient selection;  Patient selection should be done via standardised assessment such as the neurological-oncological-mechanical systemic (NOMS) framework; and  The assessment should be carried out by a multidisciplinary team (MDT), which may be inclusive of, but not limited to, radiation oncologists, spine surgeons and interventional radiologists, among others.
Orthopaedics | Spine - Thoracolumbar (TL) and sacral surgery | TL and sacral fusion and fixation implant | TL pedicle screw - Shank, tulip | NuVasive Inc. | RSS Screw, 5.5x27.5mm Uni-Reduction 2S | 14555527 | Standalone | DE0500730 | As per HSA registered indication(s) except for radiolucent implants which should be used as follows:  in patients with primary or metastatic spinal tumours who would benefit from post-operative high dose high precision beam therapy upon appropriate and stringent patient selection;  Patient selection should be done via standardised assessment such as the neurological-oncological-mechanical systemic (NOMS) framework; and  The assessment should be carried out by a multidisciplinary team (MDT), which may be inclusive of, but not limited to, radiation oncologists, spine surgeons and interventional radiologists, among others.
Orthopaedics | Spine - Thoracolumbar (TL) and sacral surgery | TL and sacral fusion and fixation implant | TL pedicle screw - Shank, tulip | NuVasive Inc. | RSS Screw, 5.5x30mm Monoaxial 2S | 14585530 | Standalone | DE0500730 | As per HSA registered indication(s) except for radiolucent implants which should be used as follows:  in patients with primary or metastatic spinal tumours who would benefit from post-operative high dose high precision beam therapy upon appropriate and stringent patient selection;  Patient selection should be done via standardised assessment such as the neurological-oncological-mechanical systemic (NOMS) framework; and  The assessment should be carried out by a multidisciplinary team (MDT), which may be inclusive of, but not limited to, radiation oncologists, spine surgeons and interventional radiologists, among others.
Orthopaedics | Spine - Thoracolumbar (TL) and sacral surgery | TL and sacral fusion and fixation implant | TL pedicle screw - Shank, tulip | NuVasive Inc. | RSS Screw, 5.5x30mm Polyaxial 2S | 14515530 | Standalone | DE0500730 | As per HSA registered indication(s) except for radiolucent implants which should be used as follows:  in patients with primary or metastatic spinal tumours who would benefit from post-operative high dose high precision beam therapy upon appropriate and stringent patient selection;  Patient selection should be done via standardised assessment such as the neurological-oncological-mechanical systemic (NOMS) framework; and  The assessment should be carried out by a multidisciplinary team (MDT), which may be inclusive of, but not limited to, radiation oncologists, spine surgeons and interventional radiologists, among others.
Orthopaedics | Spine - Thoracolumbar (TL) and sacral surgery | TL and sacral fusion and fixation implant | TL pedicle screw - Shank, tulip | NuVasive Inc. | RSS Screw, 5.5x30mm Reduction 2S | 14525530 | Standalone | DE0500730 | As per HSA registered indication(s) except for radiolucent implants which should be used as follows:  in patients with primary or metastatic spinal tumours who would benefit from post-operative high dose high precision beam therapy upon appropriate and stringent patient selection;  Patient selection should be done via standardised assessment such as the neurological-oncological-mechanical systemic (NOMS) framework; and  The assessment should be carried out by a multidisciplinary team (MDT), which may be inclusive of, but not limited to, radiation oncologists, spine surgeons and interventional radiologists, among others.
Orthopaedics | Spine - Thoracolumbar (TL) and sacral surgery | TL and sacral fusion and fixation implant | TL pedicle screw - Shank, tulip | NuVasive Inc. | RSS Screw, 5.5x30mm Uniplanar 2S | 14545530 | Standalone | DE0500730 | As per HSA registered indication(s) except for radiolucent implants which should be used as follows:  in patients with primary or metastatic spinal tumours who would benefit from post-operative high dose high precision beam therapy upon appropriate and stringent patient selection;  Patient selection should be done via standardised assessment such as the neurological-oncological-mechanical systemic (NOMS) framework; and  The assessment should be carried out by a multidisciplinary team (MDT), which may be inclusive of, but not limited to, radiation oncologists, spine surgeons and interventional radiologists, among others.
Orthopaedics | Spine - Thoracolumbar (TL) and sacral surgery | TL and sacral fusion and fixation implant | TL pedicle screw - Shank, tulip | NuVasive Inc. | RSS Screw, 5.5x30mm Uni-Reduction 2S | 14555530 | Standalone | DE0500730 | As per HSA registered indication(s) except for radiolucent implants which should be used as follows:  in patients with primary or metastatic spinal tumours who would benefit from post-operative high dose high precision beam therapy upon appropriate and stringent patient selection;  Patient selection should be done via standardised assessment such as the neurological-oncological-mechanical systemic (NOMS) framework; and  The assessment should be carried out by a multidisciplinary team (MDT), which may be inclusive of, but not limited to, radiation oncologists, spine surgeons and interventional radiologists, among others.
Orthopaedics | Spine - Thoracolumbar (TL) and sacral surgery | TL and sacral fusion and fixation implant | TL pedicle screw - Shank, tulip | NuVasive Inc. | RSS Screw, 5.5x35mm Monoaxial 2S | 14585535 | Standalone | DE0500730 | As per HSA registered indication(s) except for radiolucent implants which should be used as follows:  in patients with primary or metastatic spinal tumours who would benefit from post-operative high dose high precision beam therapy upon appropriate and stringent patient selection;  Patient selection should be done via standardised assessment such as the neurological-oncological-mechanical systemic (NOMS) framework; and  The assessment should be carried out by a multidisciplinary team (MDT), which may be inclusive of, but not limited to, radiation oncologists, spine surgeons and interventional radiologists, among others.
Orthopaedics | Spine - Thoracolumbar (TL) and sacral surgery | TL and sacral fusion and fixation implant | TL pedicle screw - Shank, tulip | NuVasive Inc. | RSS Screw, 5.5x35mm Polyaxial 2S | 14515535 | Standalone | DE0500730 | As per HSA registered indication(s) except for radiolucent implants which should be used as follows:  in patients with primary or metastatic spinal tumours who would benefit from post-operative high dose high precision beam therapy upon appropriate and stringent patient selection;  Patient selection should be done via standardised assessment such as the neurological-oncological-mechanical systemic (NOMS) framework; and  The assessment should be carried out by a multidisciplinary team (MDT), which may be inclusive of, but not limited to, radiation oncologists, spine surgeons and interventional radiologists, among others.
Orthopaedics | Spine - Thoracolumbar (TL) and sacral surgery | TL and sacral fusion and fixation implant | TL pedicle screw - Shank, tulip | NuVasive Inc. | RSS Screw, 5.5x35mm Reduction 2S | 14525535 | Standalone | DE0500730 | As per HSA registered indication(s) except for radiolucent implants which should be used as follows:  in patients with primary or metastatic spinal tumours who would benefit from post-operative high dose high precision beam therapy upon appropriate and stringent patient selection;  Patient selection should be done via standardised assessment such as the neurological-oncological-mechanical systemic (NOMS) framework; and  The assessment should be carried out by a multidisciplinary team (MDT), which may be inclusive of, but not limited to, radiation oncologists, spine surgeons and interventional radiologists, among others.
Orthopaedics | Spine - Thoracolumbar (TL) and sacral surgery | TL and sacral fusion and fixation implant | TL pedicle screw - Shank, tulip | NuVasive Inc. | RSS Screw, 5.5x35mm Uniplanar 2S | 14545535 | Standalone | DE0500730 | As per HSA registered indication(s) except for radiolucent implants which should be used as follows:  in patients with primary or metastatic spinal tumours who would benefit from post-operative high dose high precision beam therapy upon appropriate and stringent patient selection;  Patient selection should be done via standardised assessment such as the neurological-oncological-mechanical systemic (NOMS) framework; and  The assessment should be carried out by a multidisciplinary team (MDT), which may be inclusive of, but not limited to, radiation oncologists, spine surgeons and interventional radiologists, among others.
Orthopaedics | Spine - Thoracolumbar (TL) and sacral surgery | TL and sacral fusion and fixation implant | TL pedicle screw - Shank, tulip | NuVasive Inc. | RSS Screw, 5.5x35mm Uni-Reduction 2S | 14555535 | Standalone | DE0500730 | As per HSA registered indication(s) except for radiolucent implants which should be used as follows:  in patients with primary or metastatic spinal tumours who would benefit from post-operative high dose high precision beam therapy upon appropriate and stringent patient selection;  Patient selection should be done via standardised assessment such as the neurological-oncological-mechanical systemic (NOMS) framework; and  The assessment should be carried out by a multidisciplinary team (MDT), which may be inclusive of, but not limited to, radiation oncologists, spine surgeons and interventional radiologists, among others.
Orthopaedics | Spine - Thoracolumbar (TL) and sacral surgery | TL and sacral fusion and fixation implant | TL pedicle screw - Shank, tulip | NuVasive Inc. | RSS Screw, 5.5x40mm Monoaxial 2S | 14585540 | Standalone | DE0500730 | As per HSA registered indication(s) except for radiolucent implants which should be used as follows:  in patients with primary or metastatic spinal tumours who would benefit from post-operative high dose high precision beam therapy upon appropriate and stringent patient selection;  Patient selection should be done via standardised assessment such as the neurological-oncological-mechanical systemic (NOMS) framework; and  The assessment should be carried out by a multidisciplinary team (MDT), which may be inclusive of, but not limited to, radiation oncologists, spine surgeons and interventional radiologists, among others.
Orthopaedics | Spine - Thoracolumbar (TL) and sacral surgery | TL and sacral fusion and fixation implant | TL pedicle screw - Shank, tulip | NuVasive Inc. | RSS Screw, 5.5x40mm Polyaxial 2S | 14515540 | Standalone | DE0500730 | As per HSA registered indication(s) except for radiolucent implants which should be used as follows:  in patients with primary or metastatic spinal tumours who would benefit from post-operative high dose high precision beam therapy upon appropriate and stringent patient selection;  Patient selection should be done via standardised assessment such as the neurological-oncological-mechanical systemic (NOMS) framework; and  The assessment should be carried out by a multidisciplinary team (MDT), which may be inclusive of, but not limited to, radiation oncologists, spine surgeons and interventional radiologists, among others.
Orthopaedics | Spine - Thoracolumbar (TL) and sacral surgery | TL and sacral fusion and fixation implant | TL pedicle screw - Shank, tulip | NuVasive Inc. | RSS Screw, 5.5x40mm Reduction 2S | 14525540 | Standalone | DE0500730 | As per HSA registered indication(s) except for radiolucent implants which should be used as follows:  in patients with primary or metastatic spinal tumours who would benefit from post-operative high dose high precision beam therapy upon appropriate and stringent patient selection;  Patient selection should be done via standardised assessment such as the neurological-oncological-mechanical systemic (NOMS) framework; and  The assessment should be carried out by a multidisciplinary team (MDT), which may be inclusive of, but not limited to, radiation oncologists, spine surgeons and interventional radiologists, among others.
Orthopaedics | Spine - Thoracolumbar (TL) and sacral surgery | TL and sacral fusion and fixation implant | TL pedicle screw - Shank, tulip | NuVasive Inc. | RSS Screw, 5.5x40mm Uniplanar 2S | 14545540 | Standalone | DE0500730 | As per HSA registered indication(s) except for radiolucent implants which should be used as follows:  in patients with primary or metastatic spinal tumours who would benefit from post-operative high dose high precision beam therapy upon appropriate and stringent patient selection;  Patient selection should be done via standardised assessment such as the neurological-oncological-mechanical systemic (NOMS) framework; and  The assessment should be carried out by a multidisciplinary team (MDT), which may be inclusive of, but not limited to, radiation oncologists, spine surgeons and interventional radiologists, among others.
Orthopaedics | Spine - Thoracolumbar (TL) and sacral surgery | TL and sacral fusion and fixation implant | TL pedicle screw - Shank, tulip | NuVasive Inc. | RSS Screw, 5.5x40mm Uni-Reduction 2S | 14555540 | Standalone | DE0500730 | As per HSA registered indication(s) except for radiolucent implants which should be used as follows:  in patients with primary or metastatic spinal tumours who would benefit from post-operative high dose high precision beam therapy upon appropriate and stringent patient selection;  Patient selection should be done via standardised assessment such as the neurological-oncological-mechanical systemic (NOMS) framework; and  The assessment should be carried out by a multidisciplinary team (MDT), which may be inclusive of, but not limited to, radiation oncologists, spine surgeons and interventional radiologists, among others.
Orthopaedics | Spine - Thoracolumbar (TL) and sacral surgery | TL and sacral fusion and fixation implant | TL pedicle screw - Shank, tulip | NuVasive Inc. | RSS Screw, 5.5x45mm Monoaxial 2S | 14585545 | Standalone | DE0500730 | As per HSA registered indication(s) except for radiolucent implants which should be used as follows:  in patients with primary or metastatic spinal tumours who would benefit from post-operative high dose high precision beam therapy upon appropriate and stringent patient selection;  Patient selection should be done via standardised assessment such as the neurological-oncological-mechanical systemic (NOMS) framework; and  The assessment should be carried out by a multidisciplinary team (MDT), which may be inclusive of, but not limited to, radiation oncologists, spine surgeons and interventional radiologists, among others.
Orthopaedics | Spine - Thoracolumbar (TL) and sacral surgery | TL and sacral fusion and fixation implant | TL pedicle screw - Shank, tulip | NuVasive Inc. | RSS Screw, 5.5x45mm Polyaxial 2S | 14515545 | Standalone | DE0500730 | As per HSA registered indication(s) except for radiolucent implants which should be used as follows:  in patients with primary or metastatic spinal tumours who would benefit from post-operative high dose high precision beam therapy upon appropriate and stringent patient selection;  Patient selection should be done via standardised assessment such as the neurological-oncological-mechanical systemic (NOMS) framework; and  The assessment should be carried out by a multidisciplinary team (MDT), which may be inclusive of, but not limited to, radiation oncologists, spine surgeons and interventional radiologists, among others.
Orthopaedics | Spine - Thoracolumbar (TL) and sacral surgery | TL and sacral fusion and fixation implant | TL pedicle screw - Shank, tulip | NuVasive Inc. | RSS Screw, 5.5x45mm Reduction 2S | 14525545 | Standalone | DE0500730 | As per HSA registered indication(s) except for radiolucent implants which should be used as follows:  in patients with primary or metastatic spinal tumours who would benefit from post-operative high dose high precision beam therapy upon appropriate and stringent patient selection;  Patient selection should be done via standardised assessment such as the neurological-oncological-mechanical systemic (NOMS) framework; and  The assessment should be carried out by a multidisciplinary team (MDT), which may be inclusive of, but not limited to, radiation oncologists, spine surgeons and interventional radiologists, among others.
Orthopaedics | Spine - Thoracolumbar (TL) and sacral surgery | TL and sacral fusion and fixation implant | TL pedicle screw - Shank, tulip | NuVasive Inc. | RSS Screw, 5.5x45mm Uniplanar 2S | 14545545 | Standalone | DE0500730 | As per HSA registered indication(s) except for radiolucent implants which should be used as follows:  in patients with primary or metastatic spinal tumours who would benefit from post-operative high dose high precision beam therapy upon appropriate and stringent patient selection;  Patient selection should be done via standardised assessment such as the neurological-oncological-mechanical systemic (NOMS) framework; and  The assessment should be carried out by a multidisciplinary team (MDT), which may be inclusive of, but not limited to, radiation oncologists, spine surgeons and interventional radiologists, among others.
Orthopaedics | Spine - Thoracolumbar (TL) and sacral surgery | TL and sacral fusion and fixation implant | TL pedicle screw - Shank, tulip | NuVasive Inc. | RSS Screw, 5.5x45mm Uni-Reduction 2S | 14555545 | Standalone | DE0500730 | As per HSA registered indication(s) except for radiolucent implants which should be used as follows:  in patients with primary or metastatic spinal tumours who would benefit from post-operative high dose high precision beam therapy upon appropriate and stringent patient selection;  Patient selection should be done via standardised assessment such as the neurological-oncological-mechanical systemic (NOMS) framework; and  The assessment should be carried out by a multidisciplinary team (MDT), which may be inclusive of, but not limited to, radiation oncologists, spine surgeons and interventional radiologists, among others.
Orthopaedics | Spine - Thoracolumbar (TL) and sacral surgery | TL and sacral fusion and fixation implant | TL pedicle screw - Shank, tulip | NuVasive Inc. | RSS Screw, 5.5x50mm Polyaxial 2S | 14515550 | Standalone | DE0500730 | As per HSA registered indication(s) except for radiolucent implants which should be used as follows:  in patients with primary or metastatic spinal tumours who would benefit from post-operative high dose high precision beam therapy upon appropriate and stringent patient selection;  Patient selection should be done via standardised assessment such as the neurological-oncological-mechanical systemic (NOMS) framework; and  The assessment should be carried out by a multidisciplinary team (MDT), which may be inclusive of, but not limited to, radiation oncologists, spine surgeons and interventional radiologists, among others.
Orthopaedics | Spine - Thoracolumbar (TL) and sacral surgery | TL and sacral fusion and fixation implant | TL pedicle screw - Shank, tulip | NuVasive Inc. | RSS Screw, 5.5x50mm Uni-Reduction 2S | 14555550 | Standalone | DE0500730 | As per HSA registered indication(s) except for radiolucent implants which should be used as follows:  in patients with primary or metastatic spinal tumours who would benefit from post-operative high dose high precision beam therapy upon appropriate and stringent patient selection;  Patient selection should be done via standardised assessment such as the neurological-oncological-mechanical systemic (NOMS) framework; and  The assessment should be carried out by a multidisciplinary team (MDT), which may be inclusive of, but not limited to, radiation oncologists, spine surgeons and interventional radiologists, among others.
Orthopaedics | Spine - Thoracolumbar (TL) and sacral surgery | TL and sacral fusion and fixation implant | TL pedicle screw - Shank, tulip | NuVasive Inc. | RSS Screw, 5.5x55mm Polyaxial 2S | 14515555 | Standalone | DE0500730 | As per HSA registered indication(s) except for radiolucent implants which should be used as follows:  in patients with primary or metastatic spinal tumours who would benefit from post-operative high dose high precision beam therapy upon appropriate and stringent patient selection;  Patient selection should be done via standardised assessment such as the neurological-oncological-mechanical systemic (NOMS) framework; and  The assessment should be carried out by a multidisciplinary team (MDT), which may be inclusive of, but not limited to, radiation oncologists, spine surgeons and interventional radiologists, among others.
Orthopaedics | Spine - Thoracolumbar (TL) and sacral surgery | TL and sacral fusion and fixation implant | TL pedicle screw - Shank, tulip | NuVasive Inc. | RSS Screw, 5.5x55mm Uni-Reduction 2S | 14555555 | Standalone | DE0500730 | As per HSA registered indication(s) except for radiolucent implants which should be used as follows:  in patients with primary or metastatic spinal tumours who would benefit from post-operative high dose high precision beam therapy upon appropriate and stringent patient selection;  Patient selection should be done via standardised assessment such as the neurological-oncological-mechanical systemic (NOMS) framework; and  The assessment should be carried out by a multidisciplinary team (MDT), which may be inclusive of, but not limited to, radiation oncologists, spine surgeons and interventional radiologists, among others.
Orthopaedics | Spine - Thoracolumbar (TL) and sacral surgery | TL and sacral fusion and fixation implant | TL pedicle screw - Shank, tulip | NuVasive Inc. | RSS Screw, 5.5x60mm Polyaxial 2S | 14515560 | Standalone | DE0500730 | As per HSA registered indication(s) except for radiolucent implants which should be used as follows:  in patients with primary or metastatic spinal tumours who would benefit from post-operative high dose high precision beam therapy upon appropriate and stringent patient selection;  Patient selection should be done via standardised assessment such as the neurological-oncological-mechanical systemic (NOMS) framework; and  The assessment should be carried out by a multidisciplinary team (MDT), which may be inclusive of, but not limited to, radiation oncologists, spine surgeons and interventional radiologists, among others.
Orthopaedics | Spine - Thoracolumbar (TL) and sacral surgery | TL and sacral fusion and fixation implant | TL pedicle screw - Shank, tulip | NuVasive Inc. | RSS Screw, 5.5x60mm Uni-Reduction 2S | 14555560 | Standalone | DE0500730 | As per HSA registered indication(s) except for radiolucent implants which should be used as follows:  in patients with primary or metastatic spinal tumours who would benefit from post-operative high dose high precision beam therapy upon appropriate and stringent patient selection;  Patient selection should be done via standardised assessment such as the neurological-oncological-mechanical systemic (NOMS) framework; and  The assessment should be carried out by a multidisciplinary team (MDT), which may be inclusive of, but not limited to, radiation oncologists, spine surgeons and interventional radiologists, among others.
Orthopaedics | Spine - Thoracolumbar (TL) and sacral surgery | TL and sacral fusion and fixation implant | TL pedicle screw - Shank, tulip | NuVasive Inc. | RSS Screw, 5.5x65mm Polyaxial 2S | 14515565 | Standalone | DE0500730 | As per HSA registered indication(s) except for radiolucent implants which should be used as follows:  in patients with primary or metastatic spinal tumours who would benefit from post-operative high dose high precision beam therapy upon appropriate and stringent patient selection;  Patient selection should be done via standardised assessment such as the neurological-oncological-mechanical systemic (NOMS) framework; and  The assessment should be carried out by a multidisciplinary team (MDT), which may be inclusive of, but not limited to, radiation oncologists, spine surgeons and interventional radiologists, among others.
Orthopaedics | Spine - Thoracolumbar (TL) and sacral surgery | TL and sacral fusion and fixation implant | TL pedicle screw - Shank, tulip | NuVasive Inc. | RSS Screw, 5.5x65mm Uni-Reduction 2S | 14555565 | Standalone | DE0500730 | As per HSA registered indication(s) except for radiolucent implants which should be used as follows:  in patients with primary or metastatic spinal tumours who would benefit from post-operative high dose high precision beam therapy upon appropriate and stringent patient selection;  Patient selection should be done via standardised assessment such as the neurological-oncological-mechanical systemic (NOMS) framework; and  The assessment should be carried out by a multidisciplinary team (MDT), which may be inclusive of, but not limited to, radiation oncologists, spine surgeons and interventional radiologists, among others.
Orthopaedics | Spine - Thoracolumbar (TL) and sacral surgery | TL and sacral fusion and fixation implant | TL pedicle screw - Shank, tulip | NuVasive Inc. | RSS Screw, 5.5x70mm Polyaxial 2S | 14515570 | Standalone | DE0500730 | As per HSA registered indication(s) except for radiolucent implants which should be used as follows:  in patients with primary or metastatic spinal tumours who would benefit from post-operative high dose high precision beam therapy upon appropriate and stringent patient selection;  Patient selection should be done via standardised assessment such as the neurological-oncological-mechanical systemic (NOMS) framework; and  The assessment should be carried out by a multidisciplinary team (MDT), which may be inclusive of, but not limited to, radiation oncologists, spine surgeons and interventional radiologists, among others.
Orthopaedics | Spine - Thoracolumbar (TL) and sacral surgery | TL and sacral fusion and fixation implant | TL pedicle screw - Shank, tulip | NuVasive Inc. | RSS Screw, 5.5x70mm Uni-Reduction 2S | 14555570 | Standalone | DE0500730 | As per HSA registered indication(s) except for radiolucent implants which should be used as follows:  in patients with primary or metastatic spinal tumours who would benefit from post-operative high dose high precision beam therapy upon appropriate and stringent patient selection;  Patient selection should be done via standardised assessment such as the neurological-oncological-mechanical systemic (NOMS) framework; and  The assessment should be carried out by a multidisciplinary team (MDT), which may be inclusive of, but not limited to, radiation oncologists, spine surgeons and interventional radiologists, among others.
Orthopaedics | Spine - Thoracolumbar (TL) and sacral surgery | TL and sacral fusion and fixation implant | TL pedicle screw - Shank, tulip | NuVasive Inc. | RSS Screw, 5.5x75mm Polyaxial 2S | 14515575 | Standalone | DE0500730 | As per HSA registered indication(s) except for radiolucent implants which should be used as follows:  in patients with primary or metastatic spinal tumours who would benefit from post-operative high dose high precision beam therapy upon appropriate and stringent patient selection;  Patient selection should be done via standardised assessment such as the neurological-oncological-mechanical systemic (NOMS) framework; and  The assessment should be carried out by a multidisciplinary team (MDT), which may be inclusive of, but not limited to, radiation oncologists, spine surgeons and interventional radiologists, among others.
Orthopaedics | Spine - Thoracolumbar (TL) and sacral surgery | TL and sacral fusion and fixation implant | TL pedicle screw - Shank, tulip | NuVasive Inc. | RSS Screw, 5.5x75mm Uni-Reduction 2S | 14555575 | Standalone | DE0500730 | As per HSA registered indication(s) except for radiolucent implants which should be used as follows:  in patients with primary or metastatic spinal tumours who would benefit from post-operative high dose high precision beam therapy upon appropriate and stringent patient selection;  Patient selection should be done via standardised assessment such as the neurological-oncological-mechanical systemic (NOMS) framework; and  The assessment should be carried out by a multidisciplinary team (MDT), which may be inclusive of, but not limited to, radiation oncologists, spine surgeons and interventional radiologists, among others.
Orthopaedics | Spine - Thoracolumbar (TL) and sacral surgery | TL and sacral fusion and fixation implant | TL pedicle screw - Shank, tulip | NuVasive Inc. | RSS Screw, 5.5x80mm Polyaxial 2S | 14515580 | Standalone | DE0500730 | As per HSA registered indication(s) except for radiolucent implants which should be used as follows:  in patients with primary or metastatic spinal tumours who would benefit from post-operative high dose high precision beam therapy upon appropriate and stringent patient selection;  Patient selection should be done via standardised assessment such as the neurological-oncological-mechanical systemic (NOMS) framework; and  The assessment should be carried out by a multidisciplinary team (MDT), which may be inclusive of, but not limited to, radiation oncologists, spine surgeons and interventional radiologists, among others.
Orthopaedics | Spine - Thoracolumbar (TL) and sacral surgery | TL and sacral fusion and fixation implant | TL pedicle screw - Shank, tulip | NuVasive Inc. | RSS Screw, 5.5x80mm Uni-Reduction 2S | 14555580 | Standalone | DE0500730 | As per HSA registered indication(s) except for radiolucent implants which should be used as follows:  in patients with primary or metastatic spinal tumours who would benefit from post-operative high dose high precision beam therapy upon appropriate and stringent patient selection;  Patient selection should be done via standardised assessment such as the neurological-oncological-mechanical systemic (NOMS) framework; and  The assessment should be carried out by a multidisciplinary team (MDT), which may be inclusive of, but not limited to, radiation oncologists, spine surgeons and interventional radiologists, among others.
Orthopaedics | Spine - Thoracolumbar (TL) and sacral surgery | TL and sacral fusion and fixation implant | TL pedicle screw - Shank, tulip | NuVasive Inc. | RSS Screw, 5.5x85mm Uni-Reduction 2S | 14555585 | Standalone | DE0500730 | As per HSA registered indication(s) except for radiolucent implants which should be used as follows:  in patients with primary or metastatic spinal tumours who would benefit from post-operative high dose high precision beam therapy upon appropriate and stringent patient selection;  Patient selection should be done via standardised assessment such as the neurological-oncological-mechanical systemic (NOMS) framework; and  The assessment should be carried out by a multidisciplinary team (MDT), which may be inclusive of, but not limited to, radiation oncologists, spine surgeons and interventional radiologists, among others.
Orthopaedics | Spine - Thoracolumbar (TL) and sacral surgery | TL and sacral fusion and fixation implant | TL pedicle screw - Shank, tulip | NuVasive Inc. | RSS Screw, 5.5x90mm Uni-Reduction 2S | 14555590 | Standalone | DE0500730 | As per HSA registered indication(s) except for radiolucent implants which should be used as follows:  in patients with primary or metastatic spinal tumours who would benefit from post-operative high dose high precision beam therapy upon appropriate and stringent patient selection;  Patient selection should be done via standardised assessment such as the neurological-oncological-mechanical systemic (NOMS) framework; and  The assessment should be carried out by a multidisciplinary team (MDT), which may be inclusive of, but not limited to, radiation oncologists, spine surgeons and interventional radiologists, among others.
Orthopaedics | Spine - Thoracolumbar (TL) and sacral surgery | TL and sacral fusion and fixation implant | TL pedicle screw - Shank, tulip | NuVasive Inc. | RSS Screw, 5.5x95mm Uni-Reduction 2S | 14555595 | Standalone | DE0500730 | As per HSA registered indication(s) except for radiolucent implants which should be used as follows:  in patients with primary or metastatic spinal tumours who would benefit from post-operative high dose high precision beam therapy upon appropriate and stringent patient selection;  Patient selection should be done via standardised assessment such as the neurological-oncological-mechanical systemic (NOMS) framework; and  The assessment should be carried out by a multidisciplinary team (MDT), which may be inclusive of, but not limited to, radiation oncologists, spine surgeons and interventional radiologists, among others.
Orthopaedics | Spine - Thoracolumbar (TL) and sacral surgery | TL and sacral fusion and fixation implant | TL pedicle screw - Shank, tulip | NuVasive Inc. | RSS Screw, 6.0x100mm Uni-Reduction 2S | 14556010 | Standalone | DE0500730 | As per HSA registered indication(s) except for radiolucent implants which should be used as follows:  in patients with primary or metastatic spinal tumours who would benefit from post-operative high dose high precision beam therapy upon appropriate and stringent patient selection;  Patient selection should be done via standardised assessment such as the neurological-oncological-mechanical systemic (NOMS) framework; and  The assessment should be carried out by a multidisciplinary team (MDT), which may be inclusive of, but not limited to, radiation oncologists, spine surgeons and interventional radiologists, among others.
Orthopaedics | Spine - Thoracolumbar (TL) and sacral surgery | TL and sacral fusion and fixation implant | TL pedicle screw - Shank, tulip | NuVasive Inc. | RSS Screw, 6.0x110mm Uni-Reduction 2S | 14556011 | Standalone | DE0500730 | As per HSA registered indication(s) except for radiolucent implants which should be used as follows:  in patients with primary or metastatic spinal tumours who would benefit from post-operative high dose high precision beam therapy upon appropriate and stringent patient selection;  Patient selection should be done via standardised assessment such as the neurological-oncological-mechanical systemic (NOMS) framework; and  The assessment should be carried out by a multidisciplinary team (MDT), which may be inclusive of, but not limited to, radiation oncologists, spine surgeons and interventional radiologists, among others.
Orthopaedics | Spine - Thoracolumbar (TL) and sacral surgery | TL and sacral fusion and fixation implant | TL pedicle screw - Shank, tulip | NuVasive Inc. | RSS Screw, 6.0x120mm Uni-Reduction 2S | 14556012 | Standalone | DE0500730 | As per HSA registered indication(s) except for radiolucent implants which should be used as follows:  in patients with primary or metastatic spinal tumours who would benefit from post-operative high dose high precision beam therapy upon appropriate and stringent patient selection;  Patient selection should be done via standardised assessment such as the neurological-oncological-mechanical systemic (NOMS) framework; and  The assessment should be carried out by a multidisciplinary team (MDT), which may be inclusive of, but not limited to, radiation oncologists, spine surgeons and interventional radiologists, among others.
Orthopaedics | Spine - Thoracolumbar (TL) and sacral surgery | TL and sacral fusion and fixation implant | TL pedicle screw - Shank, tulip | NuVasive Inc. | RSS Screw, 6.0x17.5mm Uni-Reduction 2S | 14556017 | Standalone | DE0500730 | As per HSA registered indication(s) except for radiolucent implants which should be used as follows:  in patients with primary or metastatic spinal tumours who would benefit from post-operative high dose high precision beam therapy upon appropriate and stringent patient selection;  Patient selection should be done via standardised assessment such as the neurological-oncological-mechanical systemic (NOMS) framework; and  The assessment should be carried out by a multidisciplinary team (MDT), which may be inclusive of, but not limited to, radiation oncologists, spine surgeons and interventional radiologists, among others.
Orthopaedics | Spine - Thoracolumbar (TL) and sacral surgery | TL and sacral fusion and fixation implant | TL pedicle screw - Shank, tulip | NuVasive Inc. | RSS Screw, 6.0x20mm Polyaxial 2S | 14516020 | Standalone | DE0500730 | As per HSA registered indication(s) except for radiolucent implants which should be used as follows:  in patients with primary or metastatic spinal tumours who would benefit from post-operative high dose high precision beam therapy upon appropriate and stringent patient selection;  Patient selection should be done via standardised assessment such as the neurological-oncological-mechanical systemic (NOMS) framework; and  The assessment should be carried out by a multidisciplinary team (MDT), which may be inclusive of, but not limited to, radiation oncologists, spine surgeons and interventional radiologists, among others.
Orthopaedics | Spine - Thoracolumbar (TL) and sacral surgery | TL and sacral fusion and fixation implant | TL pedicle screw - Shank, tulip | NuVasive Inc. | RSS Screw, 6.0x20mm Reduction 2S | 14526020 | Standalone | DE0500730 | As per HSA registered indication(s) except for radiolucent implants which should be used as follows:  in patients with primary or metastatic spinal tumours who would benefit from post-operative high dose high precision beam therapy upon appropriate and stringent patient selection;  Patient selection should be done via standardised assessment such as the neurological-oncological-mechanical systemic (NOMS) framework; and  The assessment should be carried out by a multidisciplinary team (MDT), which may be inclusive of, but not limited to, radiation oncologists, spine surgeons and interventional radiologists, among others.
Orthopaedics | Spine - Thoracolumbar (TL) and sacral surgery | TL and sacral fusion and fixation implant | TL pedicle screw - Shank, tulip | NuVasive Inc. | RSS Screw, 6.0x20mm Uni-Reduction 2S | 14556020 | Standalone | DE0500730 | As per HSA registered indication(s) except for radiolucent implants which should be used as follows:  in patients with primary or metastatic spinal tumours who would benefit from post-operative high dose high precision beam therapy upon appropriate and stringent patient selection;  Patient selection should be done via standardised assessment such as the neurological-oncological-mechanical systemic (NOMS) framework; and  The assessment should be carried out by a multidisciplinary team (MDT), which may be inclusive of, but not limited to, radiation oncologists, spine surgeons and interventional radiologists, among others.
Orthopaedics | Spine - Thoracolumbar (TL) and sacral surgery | TL and sacral fusion and fixation implant | TL pedicle screw - Shank, tulip | NuVasive Inc. | RSS Screw, 6.0x22.5mm Uni-Reduction 2S | 14556022 | Standalone | DE0500730 | As per HSA registered indication(s) except for radiolucent implants which should be used as follows:  in patients with primary or metastatic spinal tumours who would benefit from post-operative high dose high precision beam therapy upon appropriate and stringent patient selection;  Patient selection should be done via standardised assessment such as the neurological-oncological-mechanical systemic (NOMS) framework; and  The assessment should be carried out by a multidisciplinary team (MDT), which may be inclusive of, but not limited to, radiation oncologists, spine surgeons and interventional radiologists, among others.
Orthopaedics | Spine - Thoracolumbar (TL) and sacral surgery | TL and sacral fusion and fixation implant | TL pedicle screw - Shank, tulip | NuVasive Inc. | RSS Screw, 6.0x25mm Monoaxial 2S | 14586025 | Standalone | DE0500730 | As per HSA registered indication(s) except for radiolucent implants which should be used as follows:  in patients with primary or metastatic spinal tumours who would benefit from post-operative high dose high precision beam therapy upon appropriate and stringent patient selection;  Patient selection should be done via standardised assessment such as the neurological-oncological-mechanical systemic (NOMS) framework; and  The assessment should be carried out by a multidisciplinary team (MDT), which may be inclusive of, but not limited to, radiation oncologists, spine surgeons and interventional radiologists, among others.
Orthopaedics | Spine - Thoracolumbar (TL) and sacral surgery | TL and sacral fusion and fixation implant | TL pedicle screw - Shank, tulip | NuVasive Inc. | RSS Screw, 6.0x25mm Polyaxial 2S | 14516025 | Standalone | DE0500730 | As per HSA registered indication(s) except for radiolucent implants which should be used as follows:  in patients with primary or metastatic spinal tumours who would benefit from post-operative high dose high precision beam therapy upon appropriate and stringent patient selection;  Patient selection should be done via standardised assessment such as the neurological-oncological-mechanical systemic (NOMS) framework; and  The assessment should be carried out by a multidisciplinary team (MDT), which may be inclusive of, but not limited to, radiation oncologists, spine surgeons and interventional radiologists, among others.
Orthopaedics | Spine - Thoracolumbar (TL) and sacral surgery | TL and sacral fusion and fixation implant | TL pedicle screw - Shank, tulip | NuVasive Inc. | RSS Screw, 6.0x25mm Reduction 2S | 14526025 | Standalone | DE0500730 | As per HSA registered indication(s) except for radiolucent implants which should be used as follows:  in patients with primary or metastatic spinal tumours who would benefit from post-operative high dose high precision beam therapy upon appropriate and stringent patient selection;  Patient selection should be done via standardised assessment such as the neurological-oncological-mechanical systemic (NOMS) framework; and  The assessment should be carried out by a multidisciplinary team (MDT), which may be inclusive of, but not limited to, radiation oncologists, spine surgeons and interventional radiologists, among others.
Orthopaedics | Spine - Thoracolumbar (TL) and sacral surgery | TL and sacral fusion and fixation implant | TL pedicle screw - Shank, tulip | NuVasive Inc. | RSS Screw, 6.0x25mm Uniplanar 2S | 14546025 | Standalone | DE0500730 | As per HSA registered indication(s) except for radiolucent implants which should be used as follows:  in patients with primary or metastatic spinal tumours who would benefit from post-operative high dose high precision beam therapy upon appropriate and stringent patient selection;  Patient selection should be done via standardised assessment such as the neurological-oncological-mechanical systemic (NOMS) framework; and  The assessment should be carried out by a multidisciplinary team (MDT), which may be inclusive of, but not limited to, radiation oncologists, spine surgeons and interventional radiologists, among others.
Orthopaedics | Spine - Thoracolumbar (TL) and sacral surgery | TL and sacral fusion and fixation implant | TL pedicle screw - Shank, tulip | NuVasive Inc. | RSS Screw, 6.0x25mm Uni-Reduction 2S | 14556025 | Standalone | DE0500730 | As per HSA registered indication(s) except for radiolucent implants which should be used as follows:  in patients with primary or metastatic spinal tumours who would benefit from post-operative high dose high precision beam therapy upon appropriate and stringent patient selection;  Patient selection should be done via standardised assessment such as the neurological-oncological-mechanical systemic (NOMS) framework; and  The assessment should be carried out by a multidisciplinary team (MDT), which may be inclusive of, but not limited to, radiation oncologists, spine surgeons and interventional radiologists, among others.
Orthopaedics | Spine - Thoracolumbar (TL) and sacral surgery | TL and sacral fusion and fixation implant | TL pedicle screw - Shank, tulip | NuVasive Inc. | RSS Screw, 6.0x27.5mm Reduction 2S | 14526027 | Standalone | DE0500730 | As per HSA registered indication(s) except for radiolucent implants which should be used as follows:  in patients with primary or metastatic spinal tumours who would benefit from post-operative high dose high precision beam therapy upon appropriate and stringent patient selection;  Patient selection should be done via standardised assessment such as the neurological-oncological-mechanical systemic (NOMS) framework; and  The assessment should be carried out by a multidisciplinary team (MDT), which may be inclusive of, but not limited to, radiation oncologists, spine surgeons and interventional radiologists, among others.
Orthopaedics | Spine - Thoracolumbar (TL) and sacral surgery | TL and sacral fusion and fixation implant | TL pedicle screw - Shank, tulip | NuVasive Inc. | RSS Screw, 6.0x27.5mm Uni-Reduction 2S | 14556027 | Standalone | DE0500730 | As per HSA registered indication(s) except for radiolucent implants which should be used as follows:  in patients with primary or metastatic spinal tumours who would benefit from post-operative high dose high precision beam therapy upon appropriate and stringent patient selection;  Patient selection should be done via standardised assessment such as the neurological-oncological-mechanical systemic (NOMS) framework; and  The assessment should be carried out by a multidisciplinary team (MDT), which may be inclusive of, but not limited to, radiation oncologists, spine surgeons and interventional radiologists, among others.
Orthopaedics | Spine - Thoracolumbar (TL) and sacral surgery | TL and sacral fusion and fixation implant | TL pedicle screw - Shank, tulip | NuVasive Inc. | RSS Screw, 6.0x30mm Monoaxial 2S | 14586030 | Standalone | DE0500730 | As per HSA registered indication(s) except for radiolucent implants which should be used as follows:  in patients with primary or metastatic spinal tumours who would benefit from post-operative high dose high precision beam therapy upon appropriate and stringent patient selection;  Patient selection should be done via standardised assessment such as the neurological-oncological-mechanical systemic (NOMS) framework; and  The assessment should be carried out by a multidisciplinary team (MDT), which may be inclusive of, but not limited to, radiation oncologists, spine surgeons and interventional radiologists, among others.
Orthopaedics | Spine - Thoracolumbar (TL) and sacral surgery | TL and sacral fusion and fixation implant | TL pedicle screw - Shank, tulip | NuVasive Inc. | RSS Screw, 6.0x30mm Polyaxial 2S | 14516030 | Standalone | DE0500730 | As per HSA registered indication(s) except for radiolucent implants which should be used as follows:  in patients with primary or metastatic spinal tumours who would benefit from post-operative high dose high precision beam therapy upon appropriate and stringent patient selection;  Patient selection should be done via standardised assessment such as the neurological-oncological-mechanical systemic (NOMS) framework; and  The assessment should be carried out by a multidisciplinary team (MDT), which may be inclusive of, but not limited to, radiation oncologists, spine surgeons and interventional radiologists, among others.
Orthopaedics | Spine - Thoracolumbar (TL) and sacral surgery | TL and sacral fusion and fixation implant | TL pedicle screw - Shank, tulip | NuVasive Inc. | RSS Screw, 6.0x30mm Reduction 2S | 14526030 | Standalone | DE0500730 | As per HSA registered indication(s) except for radiolucent implants which should be used as follows:  in patients with primary or metastatic spinal tumours who would benefit from post-operative high dose high precision beam therapy upon appropriate and stringent patient selection;  Patient selection should be done via standardised assessment such as the neurological-oncological-mechanical systemic (NOMS) framework; and  The assessment should be carried out by a multidisciplinary team (MDT), which may be inclusive of, but not limited to, radiation oncologists, spine surgeons and interventional radiologists, among others.
Orthopaedics | Spine - Thoracolumbar (TL) and sacral surgery | TL and sacral fusion and fixation implant | TL pedicle screw - Shank, tulip | NuVasive Inc. | RSS Screw, 6.0x30mm Uniplanar 2S | 14546030 | Standalone | DE0500730 | As per HSA registered indication(s) except for radiolucent implants which should be used as follows:  in patients with primary or metastatic spinal tumours who would benefit from post-operative high dose high precision beam therapy upon appropriate and stringent patient selection;  Patient selection should be done via standardised assessment such as the neurological-oncological-mechanical systemic (NOMS) framework; and  The assessment should be carried out by a multidisciplinary team (MDT), which may be inclusive of, but not limited to, radiation oncologists, spine surgeons and interventional radiologists, among others.
Orthopaedics | Spine - Thoracolumbar (TL) and sacral surgery | TL and sacral fusion and fixation implant | TL pedicle screw - Shank, tulip | NuVasive Inc. | RSS Screw, 6.0x30mm Uni-Reduction 2S | 14556030 | Standalone | DE0500730 | As per HSA registered indication(s) except for radiolucent implants which should be used as follows:  in patients with primary or metastatic spinal tumours who would benefit from post-operative high dose high precision beam therapy upon appropriate and stringent patient selection;  Patient selection should be done via standardised assessment such as the neurological-oncological-mechanical systemic (NOMS) framework; and  The assessment should be carried out by a multidisciplinary team (MDT), which may be inclusive of, but not limited to, radiation oncologists, spine surgeons and interventional radiologists, among others.
Orthopaedics | Spine - Thoracolumbar (TL) and sacral surgery | TL and sacral fusion and fixation implant | TL pedicle screw - Shank, tulip | NuVasive Inc. | RSS Screw, 6.0x35mm Monoaxial 2S | 14586035 | Standalone | DE0500730 | As per HSA registered indication(s) except for radiolucent implants which should be used as follows:  in patients with primary or metastatic spinal tumours who would benefit from post-operative high dose high precision beam therapy upon appropriate and stringent patient selection;  Patient selection should be done via standardised assessment such as the neurological-oncological-mechanical systemic (NOMS) framework; and  The assessment should be carried out by a multidisciplinary team (MDT), which may be inclusive of, but not limited to, radiation oncologists, spine surgeons and interventional radiologists, among others.
Orthopaedics | Spine - Thoracolumbar (TL) and sacral surgery | TL and sacral fusion and fixation implant | TL pedicle screw - Shank, tulip | NuVasive Inc. | RSS Screw, 6.0x35mm Polyaxial 2S | 14516035 | Standalone | DE0500730 | As per HSA registered indication(s) except for radiolucent implants which should be used as follows:  in patients with primary or metastatic spinal tumours who would benefit from post-operative high dose high precision beam therapy upon appropriate and stringent patient selection;  Patient selection should be done via standardised assessment such as the neurological-oncological-mechanical systemic (NOMS) framework; and  The assessment should be carried out by a multidisciplinary team (MDT), which may be inclusive of, but not limited to, radiation oncologists, spine surgeons and interventional radiologists, among others.
Orthopaedics | Spine - Thoracolumbar (TL) and sacral surgery | TL and sacral fusion and fixation implant | TL pedicle screw - Shank, tulip | NuVasive Inc. | RSS Screw, 6.0x35mm Reduction 2S | 14526035 | Standalone | DE0500730 | As per HSA registered indication(s) except for radiolucent implants which should be used as follows:  in patients with primary or metastatic spinal tumours who would benefit from post-operative high dose high precision beam therapy upon appropriate and stringent patient selection;  Patient selection should be done via standardised assessment such as the neurological-oncological-mechanical systemic (NOMS) framework; and  The assessment should be carried out by a multidisciplinary team (MDT), which may be inclusive of, but not limited to, radiation oncologists, spine surgeons and interventional radiologists, among others.
Orthopaedics | Spine - Thoracolumbar (TL) and sacral surgery | TL and sacral fusion and fixation implant | TL pedicle screw - Shank, tulip | NuVasive Inc. | RSS Screw, 6.0x35mm Uniplanar 2S | 14546035 | Standalone | DE0500730 | As per HSA registered indication(s) except for radiolucent implants which should be used as follows:  in patients with primary or metastatic spinal tumours who would benefit from post-operative high dose high precision beam therapy upon appropriate and stringent patient selection;  Patient selection should be done via standardised assessment such as the neurological-oncological-mechanical systemic (NOMS) framework; and  The assessment should be carried out by a multidisciplinary team (MDT), which may be inclusive of, but not limited to, radiation oncologists, spine surgeons and interventional radiologists, among others.
Orthopaedics | Spine - Thoracolumbar (TL) and sacral surgery | TL and sacral fusion and fixation implant | TL pedicle screw - Shank, tulip | NuVasive Inc. | RSS Screw, 6.0x35mm Uni-Reduction 2S | 14556035 | Standalone | DE0500730 | As per HSA registered indication(s) except for radiolucent implants which should be used as follows:  in patients with primary or metastatic spinal tumours who would benefit from post-operative high dose high precision beam therapy upon appropriate and stringent patient selection;  Patient selection should be done via standardised assessment such as the neurological-oncological-mechanical systemic (NOMS) framework; and  The assessment should be carried out by a multidisciplinary team (MDT), which may be inclusive of, but not limited to, radiation oncologists, spine surgeons and interventional radiologists, among others.
Orthopaedics | Spine - Thoracolumbar (TL) and sacral surgery | TL and sacral fusion and fixation implant | TL pedicle screw - Shank, tulip | NuVasive Inc. | RSS Screw, 6.0x40mm Monoaxial 2S | 14586040 | Standalone | DE0500730 | As per HSA registered indication(s) except for radiolucent implants which should be used as follows:  in patients with primary or metastatic spinal tumours who would benefit from post-operative high dose high precision beam therapy upon appropriate and stringent patient selection;  Patient selection should be done via standardised assessment such as the neurological-oncological-mechanical systemic (NOMS) framework; and  The assessment should be carried out by a multidisciplinary team (MDT), which may be inclusive of, but not limited to, radiation oncologists, spine surgeons and interventional radiologists, among others.
Orthopaedics | Spine - Thoracolumbar (TL) and sacral surgery | TL and sacral fusion and fixation implant | TL pedicle screw - Shank, tulip | NuVasive Inc. | RSS Screw, 6.0x40mm Polyaxial 2S | 14516040 | Standalone | DE0500730 | As per HSA registered indication(s) except for radiolucent implants which should be used as follows:  in patients with primary or metastatic spinal tumours who would benefit from post-operative high dose high precision beam therapy upon appropriate and stringent patient selection;  Patient selection should be done via standardised assessment such as the neurological-oncological-mechanical systemic (NOMS) framework; and  The assessment should be carried out by a multidisciplinary team (MDT), which may be inclusive of, but not limited to, radiation oncologists, spine surgeons and interventional radiologists, among others.
Orthopaedics | Spine - Thoracolumbar (TL) and sacral surgery | TL and sacral fusion and fixation implant | TL pedicle screw - Shank, tulip | NuVasive Inc. | RSS Screw, 6.0x40mm Reduction 2S | 14526040 | Standalone | DE0500730 | As per HSA registered indication(s) except for radiolucent implants which should be used as follows:  in patients with primary or metastatic spinal tumours who would benefit from post-operative high dose high precision beam therapy upon appropriate and stringent patient selection;  Patient selection should be done via standardised assessment such as the neurological-oncological-mechanical systemic (NOMS) framework; and  The assessment should be carried out by a multidisciplinary team (MDT), which may be inclusive of, but not limited to, radiation oncologists, spine surgeons and interventional radiologists, among others.
Orthopaedics | Spine - Thoracolumbar (TL) and sacral surgery | TL and sacral fusion and fixation implant | TL pedicle screw - Shank, tulip | NuVasive Inc. | RSS Screw, 6.0x40mm Uniplanar 2S | 14546040 | Standalone | DE0500730 | As per HSA registered indication(s) except for radiolucent implants which should be used as follows:  in patients with primary or metastatic spinal tumours who would benefit from post-operative high dose high precision beam therapy upon appropriate and stringent patient selection;  Patient selection should be done via standardised assessment such as the neurological-oncological-mechanical systemic (NOMS) framework; and  The assessment should be carried out by a multidisciplinary team (MDT), which may be inclusive of, but not limited to, radiation oncologists, spine surgeons and interventional radiologists, among others.
Orthopaedics | Spine - Thoracolumbar (TL) and sacral surgery | TL and sacral fusion and fixation implant | TL pedicle screw - Shank, tulip | NuVasive Inc. | RSS Screw, 6.0x40mm Uni-Reduction 2S | 14556040 | Standalone | DE0500730 | As per HSA registered indication(s) except for radiolucent implants which should be used as follows:  in patients with primary or metastatic spinal tumours who would benefit from post-operative high dose high precision beam therapy upon appropriate and stringent patient selection;  Patient selection should be done via standardised assessment such as the neurological-oncological-mechanical systemic (NOMS) framework; and  The assessment should be carried out by a multidisciplinary team (MDT), which may be inclusive of, but not limited to, radiation oncologists, spine surgeons and interventional radiologists, among others.
Orthopaedics | Spine - Thoracolumbar (TL) and sacral surgery | TL and sacral fusion and fixation implant | TL pedicle screw - Shank, tulip | NuVasive Inc. | RSS Screw, 6.0x45mm Monoaxial 2S | 14586045 | Standalone | DE0500730 | As per HSA registered indication(s) except for radiolucent implants which should be used as follows:  in patients with primary or metastatic spinal tumours who would benefit from post-operative high dose high precision beam therapy upon appropriate and stringent patient selection;  Patient selection should be done via standardised assessment such as the neurological-oncological-mechanical systemic (NOMS) framework; and  The assessment should be carried out by a multidisciplinary team (MDT), which may be inclusive of, but not limited to, radiation oncologists, spine surgeons and interventional radiologists, among others.
Orthopaedics | Spine - Thoracolumbar (TL) and sacral surgery | TL and sacral fusion and fixation implant | TL pedicle screw - Shank, tulip | NuVasive Inc. | RSS Screw, 6.0x45mm Polyaxial 2S | 14516045 | Standalone | DE0500730 | As per HSA registered indication(s) except for radiolucent implants which should be used as follows:  in patients with primary or metastatic spinal tumours who would benefit from post-operative high dose high precision beam therapy upon appropriate and stringent patient selection;  Patient selection should be done via standardised assessment such as the neurological-oncological-mechanical systemic (NOMS) framework; and  The assessment should be carried out by a multidisciplinary team (MDT), which may be inclusive of, but not limited to, radiation oncologists, spine surgeons and interventional radiologists, among others.
Orthopaedics | Spine - Thoracolumbar (TL) and sacral surgery | TL and sacral fusion and fixation implant | TL pedicle screw - Shank, tulip | NuVasive Inc. | RSS Screw, 6.0x45mm Reduction 2S | 14526045 | Standalone | DE0500730 | As per HSA registered indication(s) except for radiolucent implants which should be used as follows:  in patients with primary or metastatic spinal tumours who would benefit from post-operative high dose high precision beam therapy upon appropriate and stringent patient selection;  Patient selection should be done via standardised assessment such as the neurological-oncological-mechanical systemic (NOMS) framework; and  The assessment should be carried out by a multidisciplinary team (MDT), which may be inclusive of, but not limited to, radiation oncologists, spine surgeons and interventional radiologists, among others.
Orthopaedics | Spine - Thoracolumbar (TL) and sacral surgery | TL and sacral fusion and fixation implant | TL pedicle screw - Shank, tulip | NuVasive Inc. | RSS Screw, 6.0x45mm Uniplanar 2S | 14546045 | Standalone | DE0500730 | As per HSA registered indication(s) except for radiolucent implants which should be used as follows:  in patients with primary or metastatic spinal tumours who would benefit from post-operative high dose high precision beam therapy upon appropriate and stringent patient selection;  Patient selection should be done via standardised assessment such as the neurological-oncological-mechanical systemic (NOMS) framework; and  The assessment should be carried out by a multidisciplinary team (MDT), which may be inclusive of, but not limited to, radiation oncologists, spine surgeons and interventional radiologists, among others.
Orthopaedics | Spine - Thoracolumbar (TL) and sacral surgery | TL and sacral fusion and fixation implant | TL pedicle screw - Shank, tulip | NuVasive Inc. | RSS Screw, 6.0x45mm Uni-Reduction 2S | 14556045 | Standalone | DE0500730 | As per HSA registered indication(s) except for radiolucent implants which should be used as follows:  in patients with primary or metastatic spinal tumours who would benefit from post-operative high dose high precision beam therapy upon appropriate and stringent patient selection;  Patient selection should be done via standardised assessment such as the neurological-oncological-mechanical systemic (NOMS) framework; and  The assessment should be carried out by a multidisciplinary team (MDT), which may be inclusive of, but not limited to, radiation oncologists, spine surgeons and interventional radiologists, among others.
Orthopaedics | Spine - Thoracolumbar (TL) and sacral surgery | TL and sacral fusion and fixation implant | TL pedicle screw - Shank, tulip | NuVasive Inc. | RSS Screw, 6.0x50mm Polyaxial 2S | 14516050 | Standalone | DE0500730 | As per HSA registered indication(s) except for radiolucent implants which should be used as follows:  in patients with primary or metastatic spinal tumours who would benefit from post-operative high dose high precision beam therapy upon appropriate and stringent patient selection;  Patient selection should be done via standardised assessment such as the neurological-oncological-mechanical systemic (NOMS) framework; and  The assessment should be carried out by a multidisciplinary team (MDT), which may be inclusive of, but not limited to, radiation oncologists, spine surgeons and interventional radiologists, among others.
Orthopaedics | Spine - Thoracolumbar (TL) and sacral surgery | TL and sacral fusion and fixation implant | TL pedicle screw - Shank, tulip | NuVasive Inc. | RSS Screw, 6.0x50mm Uni-Reduction 2S | 14556050 | Standalone | DE0500730 | As per HSA registered indication(s) except for radiolucent implants which should be used as follows:  in patients with primary or metastatic spinal tumours who would benefit from post-operative high dose high precision beam therapy upon appropriate and stringent patient selection;  Patient selection should be done via standardised assessment such as the neurological-oncological-mechanical systemic (NOMS) framework; and  The assessment should be carried out by a multidisciplinary team (MDT), which may be inclusive of, but not limited to, radiation oncologists, spine surgeons and interventional radiologists, among others.
Orthopaedics | Spine - Thoracolumbar (TL) and sacral surgery | TL and sacral fusion and fixation implant | TL pedicle screw - Shank, tulip | NuVasive Inc. | RSS Screw, 6.0x55mm Polyaxial 2S | 14516055 | Standalone | DE0500730 | As per HSA registered indication(s) except for radiolucent implants which should be used as follows:  in patients with primary or metastatic spinal tumours who would benefit from post-operative high dose high precision beam therapy upon appropriate and stringent patient selection;  Patient selection should be done via standardised assessment such as the neurological-oncological-mechanical systemic (NOMS) framework; and  The assessment should be carried out by a multidisciplinary team (MDT), which may be inclusive of, but not limited to, radiation oncologists, spine surgeons and interventional radiologists, among others.
Orthopaedics | Spine - Thoracolumbar (TL) and sacral surgery | TL and sacral fusion and fixation implant | TL pedicle screw - Shank, tulip | NuVasive Inc. | RSS Screw, 6.0x55mm Uni-Reduction 2S | 14556055 | Standalone | DE0500730 | As per HSA registered indication(s) except for radiolucent implants which should be used as follows:  in patients with primary or metastatic spinal tumours who would benefit from post-operative high dose high precision beam therapy upon appropriate and stringent patient selection;  Patient selection should be done via standardised assessment such as the neurological-oncological-mechanical systemic (NOMS) framework; and  The assessment should be carried out by a multidisciplinary team (MDT), which may be inclusive of, but not limited to, radiation oncologists, spine surgeons and interventional radiologists, among others.
Orthopaedics | Spine - Thoracolumbar (TL) and sacral surgery | TL and sacral fusion and fixation implant | TL pedicle screw - Shank, tulip | NuVasive Inc. | RSS Screw, 6.0x60mm Polyaxial 2S | 14516060 | Standalone | DE0500730 | As per HSA registered indication(s) except for radiolucent implants which should be used as follows:  in patients with primary or metastatic spinal tumours who would benefit from post-operative high dose high precision beam therapy upon appropriate and stringent patient selection;  Patient selection should be done via standardised assessment such as the neurological-oncological-mechanical systemic (NOMS) framework; and  The assessment should be carried out by a multidisciplinary team (MDT), which may be inclusive of, but not limited to, radiation oncologists, spine surgeons and interventional radiologists, among others.
Orthopaedics | Spine - Thoracolumbar (TL) and sacral surgery | TL and sacral fusion and fixation implant | TL pedicle screw - Shank, tulip | NuVasive Inc. | RSS Screw, 6.0x60mm Uni-Reduction 2S | 14556060 | Standalone | DE0500730 | As per HSA registered indication(s) except for radiolucent implants which should be used as follows:  in patients with primary or metastatic spinal tumours who would benefit from post-operative high dose high precision beam therapy upon appropriate and stringent patient selection;  Patient selection should be done via standardised assessment such as the neurological-oncological-mechanical systemic (NOMS) framework; and  The assessment should be carried out by a multidisciplinary team (MDT), which may be inclusive of, but not limited to, radiation oncologists, spine surgeons and interventional radiologists, among others.
Orthopaedics | Spine - Thoracolumbar (TL) and sacral surgery | TL and sacral fusion and fixation implant | TL pedicle screw - Shank, tulip | NuVasive Inc. | RSS Screw, 6.0x65mm Uni-Reduction 2S | 14556065 | Standalone | DE0500730 | As per HSA registered indication(s) except for radiolucent implants which should be used as follows:  in patients with primary or metastatic spinal tumours who would benefit from post-operative high dose high precision beam therapy upon appropriate and stringent patient selection;  Patient selection should be done via standardised assessment such as the neurological-oncological-mechanical systemic (NOMS) framework; and  The assessment should be carried out by a multidisciplinary team (MDT), which may be inclusive of, but not limited to, radiation oncologists, spine surgeons and interventional radiologists, among others.
Orthopaedics | Spine - Thoracolumbar (TL) and sacral surgery | TL and sacral fusion and fixation implant | TL pedicle screw - Shank, tulip | NuVasive Inc. | RSS Screw, 6.0x70mm Uni-Reduction 2S | 14556070 | Standalone | DE0500730 | As per HSA registered indication(s) except for radiolucent implants which should be used as follows:  in patients with primary or metastatic spinal tumours who would benefit from post-operative high dose high precision beam therapy upon appropriate and stringent patient selection;  Patient selection should be done via standardised assessment such as the neurological-oncological-mechanical systemic (NOMS) framework; and  The assessment should be carried out by a multidisciplinary team (MDT), which may be inclusive of, but not limited to, radiation oncologists, spine surgeons and interventional radiologists, among others.
Orthopaedics | Spine - Thoracolumbar (TL) and sacral surgery | TL and sacral fusion and fixation implant | TL pedicle screw - Shank, tulip | NuVasive Inc. | RSS Screw, 6.0x75mm Uni-Reduction 2S | 14556075 | Standalone | DE0500730 | As per HSA registered indication(s) except for radiolucent implants which should be used as follows:  in patients with primary or metastatic spinal tumours who would benefit from post-operative high dose high precision beam therapy upon appropriate and stringent patient selection;  Patient selection should be done via standardised assessment such as the neurological-oncological-mechanical systemic (NOMS) framework; and  The assessment should be carried out by a multidisciplinary team (MDT), which may be inclusive of, but not limited to, radiation oncologists, spine surgeons and interventional radiologists, among others.
Orthopaedics | Spine - Thoracolumbar (TL) and sacral surgery | TL and sacral fusion and fixation implant | TL pedicle screw - Shank, tulip | NuVasive Inc. | RSS Screw, 6.0x80mm Uni-Reduction 2S | 14556080 | Standalone | DE0500730 | As per HSA registered indication(s) except for radiolucent implants which should be used as follows:  in patients with primary or metastatic spinal tumours who would benefit from post-operative high dose high precision beam therapy upon appropriate and stringent patient selection;  Patient selection should be done via standardised assessment such as the neurological-oncological-mechanical systemic (NOMS) framework; and  The assessment should be carried out by a multidisciplinary team (MDT), which may be inclusive of, but not limited to, radiation oncologists, spine surgeons and interventional radiologists, among others.
Orthopaedics | Spine - Thoracolumbar (TL) and sacral surgery | TL and sacral fusion and fixation implant | TL pedicle screw - Shank, tulip | NuVasive Inc. | RSS Screw, 6.0x85mm Uni-Reduction 2S | 14556085 | Standalone | DE0500730 | As per HSA registered indication(s) except for radiolucent implants which should be used as follows:  in patients with primary or metastatic spinal tumours who would benefit from post-operative high dose high precision beam therapy upon appropriate and stringent patient selection;  Patient selection should be done via standardised assessment such as the neurological-oncological-mechanical systemic (NOMS) framework; and  The assessment should be carried out by a multidisciplinary team (MDT), which may be inclusive of, but not limited to, radiation oncologists, spine surgeons and interventional radiologists, among others.
Orthopaedics | Spine - Thoracolumbar (TL) and sacral surgery | TL and sacral fusion and fixation implant | TL pedicle screw - Shank, tulip | NuVasive Inc. | RSS Screw, 6.0x90mm Uni-Reduction 2S | 14556090 | Standalone | DE0500730 | As per HSA registered indication(s) except for radiolucent implants which should be used as follows:  in patients with primary or metastatic spinal tumours who would benefit from post-operative high dose high precision beam therapy upon appropriate and stringent patient selection;  Patient selection should be done via standardised assessment such as the neurological-oncological-mechanical systemic (NOMS) framework; and  The assessment should be carried out by a multidisciplinary team (MDT), which may be inclusive of, but not limited to, radiation oncologists, spine surgeons and interventional radiologists, among others.
Orthopaedics | Spine - Thoracolumbar (TL) and sacral surgery | TL and sacral fusion and fixation implant | TL pedicle screw - Shank, tulip | NuVasive Inc. | RSS Screw, 6.0x95mm Uni-Reduction 2S | 14556095 | Standalone | DE0500730 | As per HSA registered indication(s) except for radiolucent implants which should be used as follows:  in patients with primary or metastatic spinal tumours who would benefit from post-operative high dose high precision beam therapy upon appropriate and stringent patient selection;  Patient selection should be done via standardised assessment such as the neurological-oncological-mechanical systemic (NOMS) framework; and  The assessment should be carried out by a multidisciplinary team (MDT), which may be inclusive of, but not limited to, radiation oncologists, spine surgeons and interventional radiologists, among others.
Orthopaedics | Spine - Thoracolumbar (TL) and sacral surgery | TL and sacral fusion and fixation implant | TL pedicle screw - Shank, tulip | NuVasive Inc. | RSS Screw, 6.5x100mm Uni-Reduction 2S | 14556510 | Standalone | DE0500730 | As per HSA registered indication(s) except for radiolucent implants which should be used as follows:  in patients with primary or metastatic spinal tumours who would benefit from post-operative high dose high precision beam therapy upon appropriate and stringent patient selection;  Patient selection should be done via standardised assessment such as the neurological-oncological-mechanical systemic (NOMS) framework; and  The assessment should be carried out by a multidisciplinary team (MDT), which may be inclusive of, but not limited to, radiation oncologists, spine surgeons and interventional radiologists, among others.
Orthopaedics | Spine - Thoracolumbar (TL) and sacral surgery | TL and sacral fusion and fixation implant | TL pedicle screw - Shank, tulip | NuVasive Inc. | RSS Screw, 6.5x110mm Uni-Reduction 2S | 14556511 | Standalone | DE0500730 | As per HSA registered indication(s) except for radiolucent implants which should be used as follows:  in patients with primary or metastatic spinal tumours who would benefit from post-operative high dose high precision beam therapy upon appropriate and stringent patient selection;  Patient selection should be done via standardised assessment such as the neurological-oncological-mechanical systemic (NOMS) framework; and  The assessment should be carried out by a multidisciplinary team (MDT), which may be inclusive of, but not limited to, radiation oncologists, spine surgeons and interventional radiologists, among others.
Orthopaedics | Spine - Thoracolumbar (TL) and sacral surgery | TL and sacral fusion and fixation implant | TL pedicle screw - Shank, tulip | NuVasive Inc. | RSS Screw, 6.5x120mm Uni-Reduction 2S | 14556512 | Standalone | DE0500730 | As per HSA registered indication(s) except for radiolucent implants which should be used as follows:  in patients with primary or metastatic spinal tumours who would benefit from post-operative high dose high precision beam therapy upon appropriate and stringent patient selection;  Patient selection should be done via standardised assessment such as the neurological-oncological-mechanical systemic (NOMS) framework; and  The assessment should be carried out by a multidisciplinary team (MDT), which may be inclusive of, but not limited to, radiation oncologists, spine surgeons and interventional radiologists, among others.
Orthopaedics | Spine - Thoracolumbar (TL) and sacral surgery | TL and sacral fusion and fixation implant | TL pedicle screw - Shank, tulip | NuVasive Inc. | RSS Screw, 6.5x17.5mm Uni-Reduction 2S | 14556517 | Standalone | DE0500730 | As per HSA registered indication(s) except for radiolucent implants which should be used as follows:  in patients with primary or metastatic spinal tumours who would benefit from post-operative high dose high precision beam therapy upon appropriate and stringent patient selection;  Patient selection should be done via standardised assessment such as the neurological-oncological-mechanical systemic (NOMS) framework; and  The assessment should be carried out by a multidisciplinary team (MDT), which may be inclusive of, but not limited to, radiation oncologists, spine surgeons and interventional radiologists, among others.
Orthopaedics | Spine - Thoracolumbar (TL) and sacral surgery | TL and sacral fusion and fixation implant | TL pedicle screw - Shank, tulip | NuVasive Inc. | RSS Screw, 6.5x20mm Polyaxial 2S | 14516520 | Standalone | DE0500730 | As per HSA registered indication(s) except for radiolucent implants which should be used as follows:  in patients with primary or metastatic spinal tumours who would benefit from post-operative high dose high precision beam therapy upon appropriate and stringent patient selection;  Patient selection should be done via standardised assessment such as the neurological-oncological-mechanical systemic (NOMS) framework; and  The assessment should be carried out by a multidisciplinary team (MDT), which may be inclusive of, but not limited to, radiation oncologists, spine surgeons and interventional radiologists, among others.
Orthopaedics | Spine - Thoracolumbar (TL) and sacral surgery | TL and sacral fusion and fixation implant | TL pedicle screw - Shank, tulip | NuVasive Inc. | RSS Screw, 6.5x20mm Uni-Reduction 2S | 14556520 | Standalone | DE0500730 | As per HSA registered indication(s) except for radiolucent implants which should be used as follows:  in patients with primary or metastatic spinal tumours who would benefit from post-operative high dose high precision beam therapy upon appropriate and stringent patient selection;  Patient selection should be done via standardised assessment such as the neurological-oncological-mechanical systemic (NOMS) framework; and  The assessment should be carried out by a multidisciplinary team (MDT), which may be inclusive of, but not limited to, radiation oncologists, spine surgeons and interventional radiologists, among others.
Orthopaedics | Spine - Thoracolumbar (TL) and sacral surgery | TL and sacral fusion and fixation implant | TL pedicle screw - Shank, tulip | NuVasive Inc. | RSS Screw, 6.5x22.5mm Uni-Reduction 2S | 14556522 | Standalone | DE0500730 | As per HSA registered indication(s) except for radiolucent implants which should be used as follows:  in patients with primary or metastatic spinal tumours who would benefit from post-operative high dose high precision beam therapy upon appropriate and stringent patient selection;  Patient selection should be done via standardised assessment such as the neurological-oncological-mechanical systemic (NOMS) framework; and  The assessment should be carried out by a multidisciplinary team (MDT), which may be inclusive of, but not limited to, radiation oncologists, spine surgeons and interventional radiologists, among others.
Orthopaedics | Spine - Thoracolumbar (TL) and sacral surgery | TL and sacral fusion and fixation implant | TL pedicle screw - Shank, tulip | NuVasive Inc. | RSS Screw, 6.5x25mm Polyaxial 2S | 14516525 | Standalone | DE0500730 | As per HSA registered indication(s) except for radiolucent implants which should be used as follows:  in patients with primary or metastatic spinal tumours who would benefit from post-operative high dose high precision beam therapy upon appropriate and stringent patient selection;  Patient selection should be done via standardised assessment such as the neurological-oncological-mechanical systemic (NOMS) framework; and  The assessment should be carried out by a multidisciplinary team (MDT), which may be inclusive of, but not limited to, radiation oncologists, spine surgeons and interventional radiologists, among others.
Orthopaedics | Spine - Thoracolumbar (TL) and sacral surgery | TL and sacral fusion and fixation implant | TL pedicle screw - Shank, tulip | NuVasive Inc. | RSS Screw, 6.5x25mm Reduction 2S | 14526525 | Standalone | DE0500730 | As per HSA registered indication(s) except for radiolucent implants which should be used as follows:  in patients with primary or metastatic spinal tumours who would benefit from post-operative high dose high precision beam therapy upon appropriate and stringent patient selection;  Patient selection should be done via standardised assessment such as the neurological-oncological-mechanical systemic (NOMS) framework; and  The assessment should be carried out by a multidisciplinary team (MDT), which may be inclusive of, but not limited to, radiation oncologists, spine surgeons and interventional radiologists, among others.
Orthopaedics | Spine - Thoracolumbar (TL) and sacral surgery | TL and sacral fusion and fixation implant | TL pedicle screw - Shank, tulip | NuVasive Inc. | RSS Screw, 6.5x25mm Uniplanar 2S | 14546525 | Standalone | DE0500730 | As per HSA registered indication(s) except for radiolucent implants which should be used as follows:  in patients with primary or metastatic spinal tumours who would benefit from post-operative high dose high precision beam therapy upon appropriate and stringent patient selection;  Patient selection should be done via standardised assessment such as the neurological-oncological-mechanical systemic (NOMS) framework; and  The assessment should be carried out by a multidisciplinary team (MDT), which may be inclusive of, but not limited to, radiation oncologists, spine surgeons and interventional radiologists, among others.
Orthopaedics | Spine - Thoracolumbar (TL) and sacral surgery | TL and sacral fusion and fixation implant | TL pedicle screw - Shank, tulip | NuVasive Inc. | RSS Screw, 6.5x25mm Uni-Reduction 2S | 14556525 | Standalone | DE0500730 | As per HSA registered indication(s) except for radiolucent implants which should be used as follows:  in patients with primary or metastatic spinal tumours who would benefit from post-operative high dose high precision beam therapy upon appropriate and stringent patient selection;  Patient selection should be done via standardised assessment such as the neurological-oncological-mechanical systemic (NOMS) framework; and  The assessment should be carried out by a multidisciplinary team (MDT), which may be inclusive of, but not limited to, radiation oncologists, spine surgeons and interventional radiologists, among others.
Orthopaedics | Spine - Thoracolumbar (TL) and sacral surgery | TL and sacral fusion and fixation implant | TL pedicle screw - Shank, tulip | NuVasive Inc. | RSS Screw, 6.5x27.5mm Uni-Reduction 2S | 14556527 | Standalone | DE0500730 | As per HSA registered indication(s) except for radiolucent implants which should be used as follows:  in patients with primary or metastatic spinal tumours who would benefit from post-operative high dose high precision beam therapy upon appropriate and stringent patient selection;  Patient selection should be done via standardised assessment such as the neurological-oncological-mechanical systemic (NOMS) framework; and  The assessment should be carried out by a multidisciplinary team (MDT), which may be inclusive of, but not limited to, radiation oncologists, spine surgeons and interventional radiologists, among others.
Orthopaedics | Spine - Thoracolumbar (TL) and sacral surgery | TL and sacral fusion and fixation implant | TL pedicle screw - Shank, tulip | NuVasive Inc. | RSS Screw, 6.5x30mm Monoaxial 2S | 14586530 | Standalone | DE0500730 | As per HSA registered indication(s) except for radiolucent implants which should be used as follows:  in patients with primary or metastatic spinal tumours who would benefit from post-operative high dose high precision beam therapy upon appropriate and stringent patient selection;  Patient selection should be done via standardised assessment such as the neurological-oncological-mechanical systemic (NOMS) framework; and  The assessment should be carried out by a multidisciplinary team (MDT), which may be inclusive of, but not limited to, radiation oncologists, spine surgeons and interventional radiologists, among others.
Orthopaedics | Spine - Thoracolumbar (TL) and sacral surgery | TL and sacral fusion and fixation implant | TL pedicle screw - Shank, tulip | NuVasive Inc. | RSS Screw, 6.5x30mm Polyaxial 2S | 14516530 | Standalone | DE0500730 | As per HSA registered indication(s) except for radiolucent implants which should be used as follows:  in patients with primary or metastatic spinal tumours who would benefit from post-operative high dose high precision beam therapy upon appropriate and stringent patient selection;  Patient selection should be done via standardised assessment such as the neurological-oncological-mechanical systemic (NOMS) framework; and  The assessment should be carried out by a multidisciplinary team (MDT), which may be inclusive of, but not limited to, radiation oncologists, spine surgeons and interventional radiologists, among others.
Orthopaedics | Spine - Thoracolumbar (TL) and sacral surgery | TL and sacral fusion and fixation implant | TL pedicle screw - Shank, tulip | NuVasive Inc. | RSS Screw, 6.5x30mm Reduction 2S | 14526530 | Standalone | DE0500730 | As per HSA registered indication(s) except for radiolucent implants which should be used as follows:  in patients with primary or metastatic spinal tumours who would benefit from post-operative high dose high precision beam therapy upon appropriate and stringent patient selection;  Patient selection should be done via standardised assessment such as the neurological-oncological-mechanical systemic (NOMS) framework; and  The assessment should be carried out by a multidisciplinary team (MDT), which may be inclusive of, but not limited to, radiation oncologists, spine surgeons and interventional radiologists, among others.
Orthopaedics | Spine - Thoracolumbar (TL) and sacral surgery | TL and sacral fusion and fixation implant | TL pedicle screw - Shank, tulip | NuVasive Inc. | RSS Screw, 6.5x30mm Uniplanar 2S | 14546530 | Standalone | DE0500730 | As per HSA registered indication(s) except for radiolucent implants which should be used as follows:  in patients with primary or metastatic spinal tumours who would benefit from post-operative high dose high precision beam therapy upon appropriate and stringent patient selection;  Patient selection should be done via standardised assessment such as the neurological-oncological-mechanical systemic (NOMS) framework; and  The assessment should be carried out by a multidisciplinary team (MDT), which may be inclusive of, but not limited to, radiation oncologists, spine surgeons and interventional radiologists, among others.
Orthopaedics | Spine - Thoracolumbar (TL) and sacral surgery | TL and sacral fusion and fixation implant | TL pedicle screw - Shank, tulip | NuVasive Inc. | RSS Screw, 6.5x30mm Uni-Reduction 2S | 14556530 | Standalone | DE0500730 | As per HSA registered indication(s) except for radiolucent implants which should be used as follows:  in patients with primary or metastatic spinal tumours who would benefit from post-operative high dose high precision beam therapy upon appropriate and stringent patient selection;  Patient selection should be done via standardised assessment such as the neurological-oncological-mechanical systemic (NOMS) framework; and  The assessment should be carried out by a multidisciplinary team (MDT), which may be inclusive of, but not limited to, radiation oncologists, spine surgeons and interventional radiologists, among others.
Orthopaedics | Spine - Thoracolumbar (TL) and sacral surgery | TL and sacral fusion and fixation implant | TL pedicle screw - Shank, tulip | NuVasive Inc. | RSS Screw, 6.5x35mm Monoaxial 2S | 14586535 | Standalone | DE0500730 | As per HSA registered indication(s) except for radiolucent implants which should be used as follows:  in patients with primary or metastatic spinal tumours who would benefit from post-operative high dose high precision beam therapy upon appropriate and stringent patient selection;  Patient selection should be done via standardised assessment such as the neurological-oncological-mechanical systemic (NOMS) framework; and  The assessment should be carried out by a multidisciplinary team (MDT), which may be inclusive of, but not limited to, radiation oncologists, spine surgeons and interventional radiologists, among others.
Orthopaedics | Spine - Thoracolumbar (TL) and sacral surgery | TL and sacral fusion and fixation implant | TL pedicle screw - Shank, tulip | NuVasive Inc. | RSS Screw, 6.5x35mm Polyaxial 2S | 14516535 | Standalone | DE0500730 | As per HSA registered indication(s) except for radiolucent implants which should be used as follows:  in patients with primary or metastatic spinal tumours who would benefit from post-operative high dose high precision beam therapy upon appropriate and stringent patient selection;  Patient selection should be done via standardised assessment such as the neurological-oncological-mechanical systemic (NOMS) framework; and  The assessment should be carried out by a multidisciplinary team (MDT), which may be inclusive of, but not limited to, radiation oncologists, spine surgeons and interventional radiologists, among others.
Orthopaedics | Spine - Thoracolumbar (TL) and sacral surgery | TL and sacral fusion and fixation implant | TL pedicle screw - Shank, tulip | NuVasive Inc. | RSS Screw, 6.5x35mm Reduction 2S | 14526535 | Standalone | DE0500730 | As per HSA registered indication(s) except for radiolucent implants which should be used as follows:  in patients with primary or metastatic spinal tumours who would benefit from post-operative high dose high precision beam therapy upon appropriate and stringent patient selection;  Patient selection should be done via standardised assessment such as the neurological-oncological-mechanical systemic (NOMS) framework; and  The assessment should be carried out by a multidisciplinary team (MDT), which may be inclusive of, but not limited to, radiation oncologists, spine surgeons and interventional radiologists, among others.
Orthopaedics | Spine - Thoracolumbar (TL) and sacral surgery | TL and sacral fusion and fixation implant | TL pedicle screw - Shank, tulip | NuVasive Inc. | RSS Screw, 6.5x35mm Uniplanar 2S | 14546535 | Standalone | DE0500730 | As per HSA registered indication(s) except for radiolucent implants which should be used as follows:  in patients with primary or metastatic spinal tumours who would benefit from post-operative high dose high precision beam therapy upon appropriate and stringent patient selection;  Patient selection should be done via standardised assessment such as the neurological-oncological-mechanical systemic (NOMS) framework; and  The assessment should be carried out by a multidisciplinary team (MDT), which may be inclusive of, but not limited to, radiation oncologists, spine surgeons and interventional radiologists, among others.
Orthopaedics | Spine - Thoracolumbar (TL) and sacral surgery | TL and sacral fusion and fixation implant | TL pedicle screw - Shank, tulip | NuVasive Inc. | RSS Screw, 6.5x35mm Uni-Reduction 2S | 14556535 | Standalone | DE0500730 | As per HSA registered indication(s) except for radiolucent implants which should be used as follows:  in patients with primary or metastatic spinal tumours who would benefit from post-operative high dose high precision beam therapy upon appropriate and stringent patient selection;  Patient selection should be done via standardised assessment such as the neurological-oncological-mechanical systemic (NOMS) framework; and  The assessment should be carried out by a multidisciplinary team (MDT), which may be inclusive of, but not limited to, radiation oncologists, spine surgeons and interventional radiologists, among others.
Orthopaedics | Spine - Thoracolumbar (TL) and sacral surgery | TL and sacral fusion and fixation implant | TL pedicle screw - Shank, tulip | NuVasive Inc. | RSS Screw, 6.5x40mm Monoaxial 2S | 14586540 | Standalone | DE0500730 | As per HSA registered indication(s) except for radiolucent implants which should be used as follows:  in patients with primary or metastatic spinal tumours who would benefit from post-operative high dose high precision beam therapy upon appropriate and stringent patient selection;  Patient selection should be done via standardised assessment such as the neurological-oncological-mechanical systemic (NOMS) framework; and  The assessment should be carried out by a multidisciplinary team (MDT), which may be inclusive of, but not limited to, radiation oncologists, spine surgeons and interventional radiologists, among others.
Orthopaedics | Spine - Thoracolumbar (TL) and sacral surgery | TL and sacral fusion and fixation implant | TL pedicle screw - Shank, tulip | NuVasive Inc. | RSS Screw, 6.5x40mm Polyaxial 2S | 14516540 | Standalone | DE0500730 | As per HSA registered indication(s) except for radiolucent implants which should be used as follows:  in patients with primary or metastatic spinal tumours who would benefit from post-operative high dose high precision beam therapy upon appropriate and stringent patient selection;  Patient selection should be done via standardised assessment such as the neurological-oncological-mechanical systemic (NOMS) framework; and  The assessment should be carried out by a multidisciplinary team (MDT), which may be inclusive of, but not limited to, radiation oncologists, spine surgeons and interventional radiologists, among others.
Orthopaedics | Spine - Thoracolumbar (TL) and sacral surgery | TL and sacral fusion and fixation implant | TL pedicle screw - Shank, tulip | NuVasive Inc. | RSS Screw, 6.5x40mm Reduction 2S | 14526540 | Standalone | DE0500730 | As per HSA registered indication(s) except for radiolucent implants which should be used as follows:  in patients with primary or metastatic spinal tumours who would benefit from post-operative high dose high precision beam therapy upon appropriate and stringent patient selection;  Patient selection should be done via standardised assessment such as the neurological-oncological-mechanical systemic (NOMS) framework; and  The assessment should be carried out by a multidisciplinary team (MDT), which may be inclusive of, but not limited to, radiation oncologists, spine surgeons and interventional radiologists, among others.
Orthopaedics | Spine - Thoracolumbar (TL) and sacral surgery | TL and sacral fusion and fixation implant | TL pedicle screw - Shank, tulip | NuVasive Inc. | RSS Screw, 6.5x40mm Uniplanar 2S | 14546540 | Standalone | DE0500730 | As per HSA registered indication(s) except for radiolucent implants which should be used as follows:  in patients with primary or metastatic spinal tumours who would benefit from post-operative high dose high precision beam therapy upon appropriate and stringent patient selection;  Patient selection should be done via standardised assessment such as the neurological-oncological-mechanical systemic (NOMS) framework; and  The assessment should be carried out by a multidisciplinary team (MDT), which may be inclusive of, but not limited to, radiation oncologists, spine surgeons and interventional radiologists, among others.
Orthopaedics | Spine - Thoracolumbar (TL) and sacral surgery | TL and sacral fusion and fixation implant | TL pedicle screw - Shank, tulip | NuVasive Inc. | RSS Screw, 6.5x40mm Uni-Reduction 2S | 14556540 | Standalone | DE0500730 | As per HSA registered indication(s) except for radiolucent implants which should be used as follows:  in patients with primary or metastatic spinal tumours who would benefit from post-operative high dose high precision beam therapy upon appropriate and stringent patient selection;  Patient selection should be done via standardised assessment such as the neurological-oncological-mechanical systemic (NOMS) framework; and  The assessment should be carried out by a multidisciplinary team (MDT), which may be inclusive of, but not limited to, radiation oncologists, spine surgeons and interventional radiologists, among others.
Orthopaedics | Spine - Thoracolumbar (TL) and sacral surgery | TL and sacral fusion and fixation implant | TL pedicle screw - Shank, tulip | NuVasive Inc. | RSS Screw, 6.5x45mm Monoaxial 2S | 14586545 | Standalone | DE0500730 | As per HSA registered indication(s) except for radiolucent implants which should be used as follows:  in patients with primary or metastatic spinal tumours who would benefit from post-operative high dose high precision beam therapy upon appropriate and stringent patient selection;  Patient selection should be done via standardised assessment such as the neurological-oncological-mechanical systemic (NOMS) framework; and  The assessment should be carried out by a multidisciplinary team (MDT), which may be inclusive of, but not limited to, radiation oncologists, spine surgeons and interventional radiologists, among others.
Orthopaedics | Spine - Thoracolumbar (TL) and sacral surgery | TL and sacral fusion and fixation implant | TL pedicle screw - Shank, tulip | NuVasive Inc. | RSS Screw, 6.5x45mm Polyaxial 2S | 14516545 | Standalone | DE0500730 | As per HSA registered indication(s) except for radiolucent implants which should be used as follows:  in patients with primary or metastatic spinal tumours who would benefit from post-operative high dose high precision beam therapy upon appropriate and stringent patient selection;  Patient selection should be done via standardised assessment such as the neurological-oncological-mechanical systemic (NOMS) framework; and  The assessment should be carried out by a multidisciplinary team (MDT), which may be inclusive of, but not limited to, radiation oncologists, spine surgeons and interventional radiologists, among others.
Orthopaedics | Spine - Thoracolumbar (TL) and sacral surgery | TL and sacral fusion and fixation implant | TL pedicle screw - Shank, tulip | NuVasive Inc. | RSS Screw, 6.5x45mm Reduction 2S | 14526545 | Standalone | DE0500730 | As per HSA registered indication(s) except for radiolucent implants which should be used as follows:  in patients with primary or metastatic spinal tumours who would benefit from post-operative high dose high precision beam therapy upon appropriate and stringent patient selection;  Patient selection should be done via standardised assessment such as the neurological-oncological-mechanical systemic (NOMS) framework; and  The assessment should be carried out by a multidisciplinary team (MDT), which may be inclusive of, but not limited to, radiation oncologists, spine surgeons and interventional radiologists, among others.
Orthopaedics | Spine - Thoracolumbar (TL) and sacral surgery | TL and sacral fusion and fixation implant | TL pedicle screw - Shank, tulip | NuVasive Inc. | RSS Screw, 6.5x45mm Uniplanar 2S | 14546545 | Standalone | DE0500730 | As per HSA registered indication(s) except for radiolucent implants which should be used as follows:  in patients with primary or metastatic spinal tumours who would benefit from post-operative high dose high precision beam therapy upon appropriate and stringent patient selection;  Patient selection should be done via standardised assessment such as the neurological-oncological-mechanical systemic (NOMS) framework; and  The assessment should be carried out by a multidisciplinary team (MDT), which may be inclusive of, but not limited to, radiation oncologists, spine surgeons and interventional radiologists, among others.
Orthopaedics | Spine - Thoracolumbar (TL) and sacral surgery | TL and sacral fusion and fixation implant | TL pedicle screw - Shank, tulip | NuVasive Inc. | RSS Screw, 6.5x45mm Uni-Reduction 2S | 14556545 | Standalone | DE0500730 | As per HSA registered indication(s) except for radiolucent implants which should be used as follows:  in patients with primary or metastatic spinal tumours who would benefit from post-operative high dose high precision beam therapy upon appropriate and stringent patient selection;  Patient selection should be done via standardised assessment such as the neurological-oncological-mechanical systemic (NOMS) framework; and  The assessment should be carried out by a multidisciplinary team (MDT), which may be inclusive of, but not limited to, radiation oncologists, spine surgeons and interventional radiologists, among others.
Orthopaedics | Spine - Thoracolumbar (TL) and sacral surgery | TL and sacral fusion and fixation implant | TL pedicle screw - Shank, tulip | NuVasive Inc. | RSS Screw, 6.5x50mm Polyaxial 2S | 14516550 | Standalone | DE0500730 | As per HSA registered indication(s) except for radiolucent implants which should be used as follows:  in patients with primary or metastatic spinal tumours who would benefit from post-operative high dose high precision beam therapy upon appropriate and stringent patient selection;  Patient selection should be done via standardised assessment such as the neurological-oncological-mechanical systemic (NOMS) framework; and  The assessment should be carried out by a multidisciplinary team (MDT), which may be inclusive of, but not limited to, radiation oncologists, spine surgeons and interventional radiologists, among others.
Orthopaedics | Spine - Thoracolumbar (TL) and sacral surgery | TL and sacral fusion and fixation implant | TL pedicle screw - Shank, tulip | NuVasive Inc. | RSS Screw, 6.5x50mm Uni-Reduction 2S | 14556550 | Standalone | DE0500730 | As per HSA registered indication(s) except for radiolucent implants which should be used as follows:  in patients with primary or metastatic spinal tumours who would benefit from post-operative high dose high precision beam therapy upon appropriate and stringent patient selection;  Patient selection should be done via standardised assessment such as the neurological-oncological-mechanical systemic (NOMS) framework; and  The assessment should be carried out by a multidisciplinary team (MDT), which may be inclusive of, but not limited to, radiation oncologists, spine surgeons and interventional radiologists, among others.
Orthopaedics | Spine - Thoracolumbar (TL) and sacral surgery | TL and sacral fusion and fixation implant | TL pedicle screw - Shank, tulip | NuVasive Inc. | RSS Screw, 6.5x55mm Polyaxial 2S | 14516555 | Standalone | DE0500730 | As per HSA registered indication(s) except for radiolucent implants which should be used as follows:  in patients with primary or metastatic spinal tumours who would benefit from post-operative high dose high precision beam therapy upon appropriate and stringent patient selection;  Patient selection should be done via standardised assessment such as the neurological-oncological-mechanical systemic (NOMS) framework; and  The assessment should be carried out by a multidisciplinary team (MDT), which may be inclusive of, but not limited to, radiation oncologists, spine surgeons and interventional radiologists, among others.
Orthopaedics | Spine - Thoracolumbar (TL) and sacral surgery | TL and sacral fusion and fixation implant | TL pedicle screw - Shank, tulip | NuVasive Inc. | RSS Screw, 6.5x55mm Uni-Reduction 2S | 14556555 | Standalone | DE0500730 | As per HSA registered indication(s) except for radiolucent implants which should be used as follows:  in patients with primary or metastatic spinal tumours who would benefit from post-operative high dose high precision beam therapy upon appropriate and stringent patient selection;  Patient selection should be done via standardised assessment such as the neurological-oncological-mechanical systemic (NOMS) framework; and  The assessment should be carried out by a multidisciplinary team (MDT), which may be inclusive of, but not limited to, radiation oncologists, spine surgeons and interventional radiologists, among others.
Orthopaedics | Spine - Thoracolumbar (TL) and sacral surgery | TL and sacral fusion and fixation implant | TL pedicle screw - Shank, tulip | NuVasive Inc. | RSS Screw, 6.5x60mm Polyaxial 2S | 14516560 | Standalone | DE0500730 | As per HSA registered indication(s) except for radiolucent implants which should be used as follows:  in patients with primary or metastatic spinal tumours who would benefit from post-operative high dose high precision beam therapy upon appropriate and stringent patient selection;  Patient selection should be done via standardised assessment such as the neurological-oncological-mechanical systemic (NOMS) framework; and  The assessment should be carried out by a multidisciplinary team (MDT), which may be inclusive of, but not limited to, radiation oncologists, spine surgeons and interventional radiologists, among others.
Orthopaedics | Spine - Thoracolumbar (TL) and sacral surgery | TL and sacral fusion and fixation implant | TL pedicle screw - Shank, tulip | NuVasive Inc. | RSS Screw, 6.5x60mm Uni-Reduction 2S | 14556560 | Standalone | DE0500730 | As per HSA registered indication(s) except for radiolucent implants which should be used as follows:  in patients with primary or metastatic spinal tumours who would benefit from post-operative high dose high precision beam therapy upon appropriate and stringent patient selection;  Patient selection should be done via standardised assessment such as the neurological-oncological-mechanical systemic (NOMS) framework; and  The assessment should be carried out by a multidisciplinary team (MDT), which may be inclusive of, but not limited to, radiation oncologists, spine surgeons and interventional radiologists, among others.
Orthopaedics | Spine - Thoracolumbar (TL) and sacral surgery | TL and sacral fusion and fixation implant | TL pedicle screw - Shank, tulip | NuVasive Inc. | RSS Screw, 6.5x65mm Polyaxial 2S | 14516565 | Standalone | DE0500730 | As per HSA registered indication(s) except for radiolucent implants which should be used as follows:  in patients with primary or metastatic spinal tumours who would benefit from post-operative high dose high precision beam therapy upon appropriate and stringent patient selection;  Patient selection should be done via standardised assessment such as the neurological-oncological-mechanical systemic (NOMS) framework; and  The assessment should be carried out by a multidisciplinary team (MDT), which may be inclusive of, but not limited to, radiation oncologists, spine surgeons and interventional radiologists, among others.
Orthopaedics | Spine - Thoracolumbar (TL) and sacral surgery | TL and sacral fusion and fixation implant | TL pedicle screw - Shank, tulip | NuVasive Inc. | RSS Screw, 6.5x65mm Uni-Reduction 2S | 14556565 | Standalone | DE0500730 | As per HSA registered indication(s) except for radiolucent implants which should be used as follows:  in patients with primary or metastatic spinal tumours who would benefit from post-operative high dose high precision beam therapy upon appropriate and stringent patient selection;  Patient selection should be done via standardised assessment such as the neurological-oncological-mechanical systemic (NOMS) framework; and  The assessment should be carried out by a multidisciplinary team (MDT), which may be inclusive of, but not limited to, radiation oncologists, spine surgeons and interventional radiologists, among others.
Orthopaedics | Spine - Thoracolumbar (TL) and sacral surgery | TL and sacral fusion and fixation implant | TL pedicle screw - Shank, tulip | NuVasive Inc. | RSS Screw, 6.5x70mm Polyaxial 2S | 14516570 | Standalone | DE0500730 | As per HSA registered indication(s) except for radiolucent implants which should be used as follows:  in patients with primary or metastatic spinal tumours who would benefit from post-operative high dose high precision beam therapy upon appropriate and stringent patient selection;  Patient selection should be done via standardised assessment such as the neurological-oncological-mechanical systemic (NOMS) framework; and  The assessment should be carried out by a multidisciplinary team (MDT), which may be inclusive of, but not limited to, radiation oncologists, spine surgeons and interventional radiologists, among others.
Orthopaedics | Spine - Thoracolumbar (TL) and sacral surgery | TL and sacral fusion and fixation implant | TL pedicle screw - Shank, tulip | NuVasive Inc. | RSS Screw, 6.5x70mm Uni-Reduction 2S | 14556570 | Standalone | DE0500730 | As per HSA registered indication(s) except for radiolucent implants which should be used as follows:  in patients with primary or metastatic spinal tumours who would benefit from post-operative high dose high precision beam therapy upon appropriate and stringent patient selection;  Patient selection should be done via standardised assessment such as the neurological-oncological-mechanical systemic (NOMS) framework; and  The assessment should be carried out by a multidisciplinary team (MDT), which may be inclusive of, but not limited to, radiation oncologists, spine surgeons and interventional radiologists, among others.
Orthopaedics | Spine - Thoracolumbar (TL) and sacral surgery | TL and sacral fusion and fixation implant | TL pedicle screw - Shank, tulip | NuVasive Inc. | RSS Screw, 6.5x75mm Polyaxial 2S | 14516575 | Standalone | DE0500730 | As per HSA registered indication(s) except for radiolucent implants which should be used as follows:  in patients with primary or metastatic spinal tumours who would benefit from post-operative high dose high precision beam therapy upon appropriate and stringent patient selection;  Patient selection should be done via standardised assessment such as the neurological-oncological-mechanical systemic (NOMS) framework; and  The assessment should be carried out by a multidisciplinary team (MDT), which may be inclusive of, but not limited to, radiation oncologists, spine surgeons and interventional radiologists, among others.
Orthopaedics | Spine - Thoracolumbar (TL) and sacral surgery | TL and sacral fusion and fixation implant | TL pedicle screw - Shank, tulip | NuVasive Inc. | RSS Screw, 6.5x75mm Uni-Reduction 2S | 14556575 | Standalone | DE0500730 | As per HSA registered indication(s) except for radiolucent implants which should be used as follows:  in patients with primary or metastatic spinal tumours who would benefit from post-operative high dose high precision beam therapy upon appropriate and stringent patient selection;  Patient selection should be done via standardised assessment such as the neurological-oncological-mechanical systemic (NOMS) framework; and  The assessment should be carried out by a multidisciplinary team (MDT), which may be inclusive of, but not limited to, radiation oncologists, spine surgeons and interventional radiologists, among others.
Orthopaedics | Spine - Thoracolumbar (TL) and sacral surgery | TL and sacral fusion and fixation implant | TL pedicle screw - Shank, tulip | NuVasive Inc. | RSS Screw, 6.5x80mm Polyaxial 2S | 14516580 | Standalone | DE0500730 | As per HSA registered indication(s) except for radiolucent implants which should be used as follows:  in patients with primary or metastatic spinal tumours who would benefit from post-operative high dose high precision beam therapy upon appropriate and stringent patient selection;  Patient selection should be done via standardised assessment such as the neurological-oncological-mechanical systemic (NOMS) framework; and  The assessment should be carried out by a multidisciplinary team (MDT), which may be inclusive of, but not limited to, radiation oncologists, spine surgeons and interventional radiologists, among others.
Orthopaedics | Spine - Thoracolumbar (TL) and sacral surgery | TL and sacral fusion and fixation implant | TL pedicle screw - Shank, tulip | NuVasive Inc. | RSS Screw, 6.5x80mm Uni-Reduction 2S | 14556580 | Standalone | DE0500730 | As per HSA registered indication(s) except for radiolucent implants which should be used as follows:  in patients with primary or metastatic spinal tumours who would benefit from post-operative high dose high precision beam therapy upon appropriate and stringent patient selection;  Patient selection should be done via standardised assessment such as the neurological-oncological-mechanical systemic (NOMS) framework; and  The assessment should be carried out by a multidisciplinary team (MDT), which may be inclusive of, but not limited to, radiation oncologists, spine surgeons and interventional radiologists, among others.
Orthopaedics | Spine - Thoracolumbar (TL) and sacral surgery | TL and sacral fusion and fixation implant | TL pedicle screw - Shank, tulip | NuVasive Inc. | RSS Screw, 6.5x85mm Uni-Reduction 2S | 14556585 | Standalone | DE0500730 | As per HSA registered indication(s) except for radiolucent implants which should be used as follows:  in patients with primary or metastatic spinal tumours who would benefit from post-operative high dose high precision beam therapy upon appropriate and stringent patient selection;  Patient selection should be done via standardised assessment such as the neurological-oncological-mechanical systemic (NOMS) framework; and  The assessment should be carried out by a multidisciplinary team (MDT), which may be inclusive of, but not limited to, radiation oncologists, spine surgeons and interventional radiologists, among others.
Orthopaedics | Spine - Thoracolumbar (TL) and sacral surgery | TL and sacral fusion and fixation implant | TL pedicle screw - Shank, tulip | NuVasive Inc. | RSS Screw, 6.5x90mm Polyaxial 2S | 14516590 | Standalone | DE0500730 | As per HSA registered indication(s) except for radiolucent implants which should be used as follows:  in patients with primary or metastatic spinal tumours who would benefit from post-operative high dose high precision beam therapy upon appropriate and stringent patient selection;  Patient selection should be done via standardised assessment such as the neurological-oncological-mechanical systemic (NOMS) framework; and  The assessment should be carried out by a multidisciplinary team (MDT), which may be inclusive of, but not limited to, radiation oncologists, spine surgeons and interventional radiologists, among others.
Orthopaedics | Spine - Thoracolumbar (TL) and sacral surgery | TL and sacral fusion and fixation implant | TL pedicle screw - Shank, tulip | NuVasive Inc. | RSS Screw, 6.5x90mm Uni-Reduction 2S | 14556590 | Standalone | DE0500730 | As per HSA registered indication(s) except for radiolucent implants which should be used as follows:  in patients with primary or metastatic spinal tumours who would benefit from post-operative high dose high precision beam therapy upon appropriate and stringent patient selection;  Patient selection should be done via standardised assessment such as the neurological-oncological-mechanical systemic (NOMS) framework; and  The assessment should be carried out by a multidisciplinary team (MDT), which may be inclusive of, but not limited to, radiation oncologists, spine surgeons and interventional radiologists, among others.
Orthopaedics | Spine - Thoracolumbar (TL) and sacral surgery | TL and sacral fusion and fixation implant | TL pedicle screw - Shank, tulip | NuVasive Inc. | RSS Screw, 6.5x95mm Uni-Reduction 2S | 14556595 | Standalone | DE0500730 | As per HSA registered indication(s) except for radiolucent implants which should be used as follows:  in patients with primary or metastatic spinal tumours who would benefit from post-operative high dose high precision beam therapy upon appropriate and stringent patient selection;  Patient selection should be done via standardised assessment such as the neurological-oncological-mechanical systemic (NOMS) framework; and  The assessment should be carried out by a multidisciplinary team (MDT), which may be inclusive of, but not limited to, radiation oncologists, spine surgeons and interventional radiologists, among others.
Orthopaedics | Spine - Thoracolumbar (TL) and sacral surgery | TL and sacral fusion and fixation implant | TL pedicle screw - Shank, tulip | NuVasive Inc. | RSS Screw, 7.5x30mm Polyaxial 2S | 14517530 | Standalone | DE0500730 | As per HSA registered indication(s) except for radiolucent implants which should be used as follows:  in patients with primary or metastatic spinal tumours who would benefit from post-operative high dose high precision beam therapy upon appropriate and stringent patient selection;  Patient selection should be done via standardised assessment such as the neurological-oncological-mechanical systemic (NOMS) framework; and  The assessment should be carried out by a multidisciplinary team (MDT), which may be inclusive of, but not limited to, radiation oncologists, spine surgeons and interventional radiologists, among others.
Orthopaedics | Spine - Thoracolumbar (TL) and sacral surgery | TL and sacral fusion and fixation implant | TL pedicle screw - Shank, tulip | NuVasive Inc. | RSS Screw, 7.5x35mm Polyaxial 2S | 14517535 | Standalone | DE0500730 | As per HSA registered indication(s) except for radiolucent implants which should be used as follows:  in patients with primary or metastatic spinal tumours who would benefit from post-operative high dose high precision beam therapy upon appropriate and stringent patient selection;  Patient selection should be done via standardised assessment such as the neurological-oncological-mechanical systemic (NOMS) framework; and  The assessment should be carried out by a multidisciplinary team (MDT), which may be inclusive of, but not limited to, radiation oncologists, spine surgeons and interventional radiologists, among others.
Orthopaedics | Spine - Thoracolumbar (TL) and sacral surgery | TL and sacral fusion and fixation implant | TL pedicle screw - Shank, tulip | NuVasive Inc. | RSS Screw, 7.5x40mm Polyaxial 2S | 14517540 | Standalone | DE0500730 | As per HSA registered indication(s) except for radiolucent implants which should be used as follows:  in patients with primary or metastatic spinal tumours who would benefit from post-operative high dose high precision beam therapy upon appropriate and stringent patient selection;  Patient selection should be done via standardised assessment such as the neurological-oncological-mechanical systemic (NOMS) framework; and  The assessment should be carried out by a multidisciplinary team (MDT), which may be inclusive of, but not limited to, radiation oncologists, spine surgeons and interventional radiologists, among others.
Orthopaedics | Spine - Thoracolumbar (TL) and sacral surgery | TL and sacral fusion and fixation implant | TL pedicle screw - Shank, tulip | NuVasive Inc. | RSS Screw, 7.5x45mm Polyaxial 2S | 14517545 | Standalone | DE0500730 | As per HSA registered indication(s) except for radiolucent implants which should be used as follows:  in patients with primary or metastatic spinal tumours who would benefit from post-operative high dose high precision beam therapy upon appropriate and stringent patient selection;  Patient selection should be done via standardised assessment such as the neurological-oncological-mechanical systemic (NOMS) framework; and  The assessment should be carried out by a multidisciplinary team (MDT), which may be inclusive of, but not limited to, radiation oncologists, spine surgeons and interventional radiologists, among others.
Orthopaedics | Spine - Thoracolumbar (TL) and sacral surgery | TL and sacral fusion and fixation implant | TL pedicle screw - Shank, tulip | NuVasive Inc. | RSS Screw, 7.5x50mm Polyaxial 2S | 14517550 | Standalone | DE0500730 | As per HSA registered indication(s) except for radiolucent implants which should be used as follows:  in patients with primary or metastatic spinal tumours who would benefit from post-operative high dose high precision beam therapy upon appropriate and stringent patient selection;  Patient selection should be done via standardised assessment such as the neurological-oncological-mechanical systemic (NOMS) framework; and  The assessment should be carried out by a multidisciplinary team (MDT), which may be inclusive of, but not limited to, radiation oncologists, spine surgeons and interventional radiologists, among others.
Orthopaedics | Spine - Thoracolumbar (TL) and sacral surgery | TL and sacral fusion and fixation implant | TL pedicle screw - Shank, tulip | NuVasive Inc. | RSS Screw, 7.5x55mm Polyaxial 2S | 14517555 | Standalone | DE0500730 | As per HSA registered indication(s) except for radiolucent implants which should be used as follows:  in patients with primary or metastatic spinal tumours who would benefit from post-operative high dose high precision beam therapy upon appropriate and stringent patient selection;  Patient selection should be done via standardised assessment such as the neurological-oncological-mechanical systemic (NOMS) framework; and  The assessment should be carried out by a multidisciplinary team (MDT), which may be inclusive of, but not limited to, radiation oncologists, spine surgeons and interventional radiologists, among others.
Orthopaedics | Spine - Thoracolumbar (TL) and sacral surgery | TL and sacral fusion and fixation implant | TL pedicle screw - Shank, tulip | NuVasive Inc. | RSS Screw, 7.5x60mm Polyaxial 2S | 14517560 | Standalone | DE0500730 | As per HSA registered indication(s) except for radiolucent implants which should be used as follows:  in patients with primary or metastatic spinal tumours who would benefit from post-operative high dose high precision beam therapy upon appropriate and stringent patient selection;  Patient selection should be done via standardised assessment such as the neurological-oncological-mechanical systemic (NOMS) framework; and  The assessment should be carried out by a multidisciplinary team (MDT), which may be inclusive of, but not limited to, radiation oncologists, spine surgeons and interventional radiologists, among others.
Orthopaedics | Spine - Thoracolumbar (TL) and sacral surgery | TL and sacral fusion and fixation implant | TL pedicle screw - Shank, tulip | NuVasive Inc. | RSS Screw, 7.5x65mm Polyaxial 2S | 14517565 | Standalone | DE0500730 | As per HSA registered indication(s) except for radiolucent implants which should be used as follows:  in patients with primary or metastatic spinal tumours who would benefit from post-operative high dose high precision beam therapy upon appropriate and stringent patient selection;  Patient selection should be done via standardised assessment such as the neurological-oncological-mechanical systemic (NOMS) framework; and  The assessment should be carried out by a multidisciplinary team (MDT), which may be inclusive of, but not limited to, radiation oncologists, spine surgeons and interventional radiologists, among others.
Orthopaedics | Spine - Thoracolumbar (TL) and sacral surgery | TL and sacral fusion and fixation implant | TL pedicle screw - Shank, tulip | NuVasive Inc. | RSS Screw, 7.5x70mm Polyaxial 2S | 14517570 | Standalone | DE0500730 | As per HSA registered indication(s) except for radiolucent implants which should be used as follows:  in patients with primary or metastatic spinal tumours who would benefit from post-operative high dose high precision beam therapy upon appropriate and stringent patient selection;  Patient selection should be done via standardised assessment such as the neurological-oncological-mechanical systemic (NOMS) framework; and  The assessment should be carried out by a multidisciplinary team (MDT), which may be inclusive of, but not limited to, radiation oncologists, spine surgeons and interventional radiologists, among others.
Orthopaedics | Spine - Thoracolumbar (TL) and sacral surgery | TL and sacral fusion and fixation implant | TL pedicle screw - Shank, tulip | NuVasive Inc. | RSS Screw, 7.5x75mm Polyaxial 2S | 14517575 | Standalone | DE0500730 | As per HSA registered indication(s) except for radiolucent implants which should be used as follows:  in patients with primary or metastatic spinal tumours who would benefit from post-operative high dose high precision beam therapy upon appropriate and stringent patient selection;  Patient selection should be done via standardised assessment such as the neurological-oncological-mechanical systemic (NOMS) framework; and  The assessment should be carried out by a multidisciplinary team (MDT), which may be inclusive of, but not limited to, radiation oncologists, spine surgeons and interventional radiologists, among others.
Orthopaedics | Spine - Thoracolumbar (TL) and sacral surgery | TL and sacral fusion and fixation implant | TL pedicle screw - Shank, tulip | NuVasive Inc. | RSS Screw, 7.5x80mm Polyaxial 2S | 14517580 | Standalone | DE0500730 | As per HSA registered indication(s) except for radiolucent implants which should be used as follows:  in patients with primary or metastatic spinal tumours who would benefit from post-operative high dose high precision beam therapy upon appropriate and stringent patient selection;  Patient selection should be done via standardised assessment such as the neurological-oncological-mechanical systemic (NOMS) framework; and  The assessment should be carried out by a multidisciplinary team (MDT), which may be inclusive of, but not limited to, radiation oncologists, spine surgeons and interventional radiologists, among others.
Orthopaedics | Spine - Thoracolumbar (TL) and sacral surgery | TL and sacral fusion and fixation implant | TL pedicle screw - Shank, tulip | NuVasive Inc. | RSS Screw, 7.5x90mm Polyaxial 2S | 14517590 | Standalone | DE0500730 | As per HSA registered indication(s) except for radiolucent implants which should be used as follows:  in patients with primary or metastatic spinal tumours who would benefit from post-operative high dose high precision beam therapy upon appropriate and stringent patient selection;  Patient selection should be done via standardised assessment such as the neurological-oncological-mechanical systemic (NOMS) framework; and  The assessment should be carried out by a multidisciplinary team (MDT), which may be inclusive of, but not limited to, radiation oncologists, spine surgeons and interventional radiologists, among others.
Orthopaedics | Spine - Thoracolumbar (TL) and sacral surgery | TL and sacral fusion and fixation implant | TL pedicle screw - Shank, tulip | NuVasive Inc. | RSS Screw, 8.5x60mm Polyaxial 2S | 14518560 | Standalone | DE0500730 | As per HSA registered indication(s) except for radiolucent implants which should be used as follows:  in patients with primary or metastatic spinal tumours who would benefit from post-operative high dose high precision beam therapy upon appropriate and stringent patient selection;  Patient selection should be done via standardised assessment such as the neurological-oncological-mechanical systemic (NOMS) framework; and  The assessment should be carried out by a multidisciplinary team (MDT), which may be inclusive of, but not limited to, radiation oncologists, spine surgeons and interventional radiologists, among others.
Orthopaedics | Spine - Thoracolumbar (TL) and sacral surgery | TL and sacral fusion and fixation implant | TL pedicle screw - Shank, tulip | NuVasive Inc. | RSS Screw, 8.5x65mm Polyaxial 2S | 14518565 | Standalone | DE0500730 | As per HSA registered indication(s) except for radiolucent implants which should be used as follows:  in patients with primary or metastatic spinal tumours who would benefit from post-operative high dose high precision beam therapy upon appropriate and stringent patient selection;  Patient selection should be done via standardised assessment such as the neurological-oncological-mechanical systemic (NOMS) framework; and  The assessment should be carried out by a multidisciplinary team (MDT), which may be inclusive of, but not limited to, radiation oncologists, spine surgeons and interventional radiologists, among others.
Orthopaedics | Spine - Thoracolumbar (TL) and sacral surgery | TL and sacral fusion and fixation implant | TL pedicle screw - Shank, tulip | NuVasive Inc. | RSS Screw, 8.5x70mm Polyaxial 2S | 14518570 | Standalone | DE0500730 | As per HSA registered indication(s) except for radiolucent implants which should be used as follows:  in patients with primary or metastatic spinal tumours who would benefit from post-operative high dose high precision beam therapy upon appropriate and stringent patient selection;  Patient selection should be done via standardised assessment such as the neurological-oncological-mechanical systemic (NOMS) framework; and  The assessment should be carried out by a multidisciplinary team (MDT), which may be inclusive of, but not limited to, radiation oncologists, spine surgeons and interventional radiologists, among others.
Orthopaedics | Spine - Thoracolumbar (TL) and sacral surgery | TL and sacral fusion and fixation implant | TL pedicle screw - Shank, tulip | NuVasive Inc. | RSS Screw, 8.5x80mm Polyaxial 2S | 14518580 | Standalone | DE0500730 | As per HSA registered indication(s) except for radiolucent implants which should be used as follows:  in patients with primary or metastatic spinal tumours who would benefit from post-operative high dose high precision beam therapy upon appropriate and stringent patient selection;  Patient selection should be done via standardised assessment such as the neurological-oncological-mechanical systemic (NOMS) framework; and  The assessment should be carried out by a multidisciplinary team (MDT), which may be inclusive of, but not limited to, radiation oncologists, spine surgeons and interventional radiologists, among others.
Orthopaedics | Spine - Thoracolumbar (TL) and sacral surgery | TL and sacral fusion and fixation implant | TL pedicle screw - Shank, tulip | NuVasive Inc. | RSS Screw, 8.5x90mm Polyaxial 2S | 14518590 | Standalone | DE0500730 | As per HSA registered indication(s) except for radiolucent implants which should be used as follows:  in patients with primary or metastatic spinal tumours who would benefit from post-operative high dose high precision beam therapy upon appropriate and stringent patient selection;  Patient selection should be done via standardised assessment such as the neurological-oncological-mechanical systemic (NOMS) framework; and  The assessment should be carried out by a multidisciplinary team (MDT), which may be inclusive of, but not limited to, radiation oncologists, spine surgeons and interventional radiologists, among others.
Orthopaedics | Spine - Thoracolumbar (TL) and sacral surgery | TL and sacral fusion and fixation implant | TL hook set, clamp, staple, staple locking screw | NuVasive Inc. | RSS Sidewinder Hook, 4mm Left | 10245808 | Standalone | DE0500730 | As per HSA registered indication(s)
Orthopaedics | Spine - Thoracolumbar (TL) and sacral surgery | TL and sacral fusion and fixation implant | TL hook set, clamp, staple, staple locking screw | NuVasive Inc. | RSS Sidewinder Hook, 4mm Right | 10245809 | Standalone | DE0500730 | As per HSA registered indication(s)
Orthopaedics | Spine - Thoracolumbar (TL) and sacral surgery | TL and sacral fusion and fixation implant | TL rod | NuVasive Inc. | RSS Ti Rod, 4.5x100mm Straight | 20345100 | Standalone | DE0500730 | As per HSA registered indication(s) except for radiolucent implants which should be used as follows:  in patients with primary or metastatic spinal tumours who would benefit from post-operative high dose high precision beam therapy upon appropriate and stringent patient selection;  Patient selection should be done via standardised assessment such as the neurological-oncological-mechanical systemic (NOMS) framework; and  The assessment should be carried out by a multidisciplinary team (MDT), which may be inclusive of, but not limited to, radiation oncologists, spine surgeons and interventional radiologists, among others.
Orthopaedics | Spine - Thoracolumbar (TL) and sacral surgery | TL and sacral fusion and fixation implant | TL rod | NuVasive Inc. | RSS Ti Rod, 4.5x110mm Straight | 20345110 | Standalone | DE0500730 | As per HSA registered indication(s) except for radiolucent implants which should be used as follows:  in patients with primary or metastatic spinal tumours who would benefit from post-operative high dose high precision beam therapy upon appropriate and stringent patient selection;  Patient selection should be done via standardised assessment such as the neurological-oncological-mechanical systemic (NOMS) framework; and  The assessment should be carried out by a multidisciplinary team (MDT), which may be inclusive of, but not limited to, radiation oncologists, spine surgeons and interventional radiologists, among others.
Orthopaedics | Spine - Thoracolumbar (TL) and sacral surgery | TL and sacral fusion and fixation implant | TL rod | NuVasive Inc. | RSS Ti Rod, 4.5x120mm Straight | 20345120 | Standalone | DE0500730 | As per HSA registered indication(s) except for radiolucent implants which should be used as follows:  in patients with primary or metastatic spinal tumours who would benefit from post-operative high dose high precision beam therapy upon appropriate and stringent patient selection;  Patient selection should be done via standardised assessment such as the neurological-oncological-mechanical systemic (NOMS) framework; and  The assessment should be carried out by a multidisciplinary team (MDT), which may be inclusive of, but not limited to, radiation oncologists, spine surgeons and interventional radiologists, among others.
Orthopaedics | Spine - Thoracolumbar (TL) and sacral surgery | TL and sacral fusion and fixation implant | TL rod | NuVasive Inc. | RSS Ti Rod, 4.5x130mm Straight | 20345130 | Standalone | DE0500730 | As per HSA registered indication(s) except for radiolucent implants which should be used as follows:  in patients with primary or metastatic spinal tumours who would benefit from post-operative high dose high precision beam therapy upon appropriate and stringent patient selection;  Patient selection should be done via standardised assessment such as the neurological-oncological-mechanical systemic (NOMS) framework; and  The assessment should be carried out by a multidisciplinary team (MDT), which may be inclusive of, but not limited to, radiation oncologists, spine surgeons and interventional radiologists, among others.
Orthopaedics | Spine - Thoracolumbar (TL) and sacral surgery | TL and sacral fusion and fixation implant | TL rod | NuVasive Inc. | RSS Ti Rod, 4.5x140mm Straight | 20345140 | Standalone | DE0500730 | As per HSA registered indication(s) except for radiolucent implants which should be used as follows:  in patients with primary or metastatic spinal tumours who would benefit from post-operative high dose high precision beam therapy upon appropriate and stringent patient selection;  Patient selection should be done via standardised assessment such as the neurological-oncological-mechanical systemic (NOMS) framework; and  The assessment should be carried out by a multidisciplinary team (MDT), which may be inclusive of, but not limited to, radiation oncologists, spine surgeons and interventional radiologists, among others.
Orthopaedics | Spine - Thoracolumbar (TL) and sacral surgery | TL and sacral fusion and fixation implant | TL rod | NuVasive Inc. | RSS Ti Rod, 4.5x150mm Straight | 20345150 | Standalone | DE0500730 | As per HSA registered indication(s) except for radiolucent implants which should be used as follows:  in patients with primary or metastatic spinal tumours who would benefit from post-operative high dose high precision beam therapy upon appropriate and stringent patient selection;  Patient selection should be done via standardised assessment such as the neurological-oncological-mechanical systemic (NOMS) framework; and  The assessment should be carried out by a multidisciplinary team (MDT), which may be inclusive of, but not limited to, radiation oncologists, spine surgeons and interventional radiologists, among others.
Orthopaedics | Spine - Thoracolumbar (TL) and sacral surgery | TL and sacral fusion and fixation implant | TL rod | NuVasive Inc. | RSS Ti Rod, 4.5x15mm Straight | 20345015 | Standalone | DE0500730 | As per HSA registered indication(s) except for radiolucent implants which should be used as follows:  in patients with primary or metastatic spinal tumours who would benefit from post-operative high dose high precision beam therapy upon appropriate and stringent patient selection;  Patient selection should be done via standardised assessment such as the neurological-oncological-mechanical systemic (NOMS) framework; and  The assessment should be carried out by a multidisciplinary team (MDT), which may be inclusive of, but not limited to, radiation oncologists, spine surgeons and interventional radiologists, among others.
Orthopaedics | Spine - Thoracolumbar (TL) and sacral surgery | TL and sacral fusion and fixation implant | TL rod | NuVasive Inc. | RSS Ti Rod, 4.5x160mm Straight | 20345160 | Standalone | DE0500730 | As per HSA registered indication(s) except for radiolucent implants which should be used as follows:  in patients with primary or metastatic spinal tumours who would benefit from post-operative high dose high precision beam therapy upon appropriate and stringent patient selection;  Patient selection should be done via standardised assessment such as the neurological-oncological-mechanical systemic (NOMS) framework; and  The assessment should be carried out by a multidisciplinary team (MDT), which may be inclusive of, but not limited to, radiation oncologists, spine surgeons and interventional radiologists, among others.
Orthopaedics | Spine - Thoracolumbar (TL) and sacral surgery | TL and sacral fusion and fixation implant | TL rod | NuVasive Inc. | RSS Ti Rod, 4.5x170mm Straight | 20345170 | Standalone | DE0500730 | As per HSA registered indication(s) except for radiolucent implants which should be used as follows:  in patients with primary or metastatic spinal tumours who would benefit from post-operative high dose high precision beam therapy upon appropriate and stringent patient selection;  Patient selection should be done via standardised assessment such as the neurological-oncological-mechanical systemic (NOMS) framework; and  The assessment should be carried out by a multidisciplinary team (MDT), which may be inclusive of, but not limited to, radiation oncologists, spine surgeons and interventional radiologists, among others.
Orthopaedics | Spine - Thoracolumbar (TL) and sacral surgery | TL and sacral fusion and fixation implant | TL rod | NuVasive Inc. | RSS Ti Rod, 4.5x180mm Straight | 20345180 | Standalone | DE0500730 | As per HSA registered indication(s) except for radiolucent implants which should be used as follows:  in patients with primary or metastatic spinal tumours who would benefit from post-operative high dose high precision beam therapy upon appropriate and stringent patient selection;  Patient selection should be done via standardised assessment such as the neurological-oncological-mechanical systemic (NOMS) framework; and  The assessment should be carried out by a multidisciplinary team (MDT), which may be inclusive of, but not limited to, radiation oncologists, spine surgeons and interventional radiologists, among others.
Orthopaedics | Spine - Thoracolumbar (TL) and sacral surgery | TL and sacral fusion and fixation implant | TL rod | NuVasive Inc. | RSS Ti Rod, 4.5x190mm Straight | 20345190 | Standalone | DE0500730 | As per HSA registered indication(s) except for radiolucent implants which should be used as follows:  in patients with primary or metastatic spinal tumours who would benefit from post-operative high dose high precision beam therapy upon appropriate and stringent patient selection;  Patient selection should be done via standardised assessment such as the neurological-oncological-mechanical systemic (NOMS) framework; and  The assessment should be carried out by a multidisciplinary team (MDT), which may be inclusive of, but not limited to, radiation oncologists, spine surgeons and interventional radiologists, among others.
Orthopaedics | Spine - Thoracolumbar (TL) and sacral surgery | TL and sacral fusion and fixation implant | TL rod | NuVasive Inc. | RSS Ti Rod, 4.5x200mm Straight | 20345200 | Standalone | DE0500730 | As per HSA registered indication(s) except for radiolucent implants which should be used as follows:  in patients with primary or metastatic spinal tumours who would benefit from post-operative high dose high precision beam therapy upon appropriate and stringent patient selection;  Patient selection should be done via standardised assessment such as the neurological-oncological-mechanical systemic (NOMS) framework; and  The assessment should be carried out by a multidisciplinary team (MDT), which may be inclusive of, but not limited to, radiation oncologists, spine surgeons and interventional radiologists, among others.
Orthopaedics | Spine - Thoracolumbar (TL) and sacral surgery | TL and sacral fusion and fixation implant | TL rod | NuVasive Inc. | RSS Ti Rod, 4.5x20mm Straight | 20345020 | Standalone | DE0500730 | As per HSA registered indication(s) except for radiolucent implants which should be used as follows:  in patients with primary or metastatic spinal tumours who would benefit from post-operative high dose high precision beam therapy upon appropriate and stringent patient selection;  Patient selection should be done via standardised assessment such as the neurological-oncological-mechanical systemic (NOMS) framework; and  The assessment should be carried out by a multidisciplinary team (MDT), which may be inclusive of, but not limited to, radiation oncologists, spine surgeons and interventional radiologists, among others.
Orthopaedics | Spine - Thoracolumbar (TL) and sacral surgery | TL and sacral fusion and fixation implant | TL rod | NuVasive Inc. | RSS Ti Rod, 4.5x25mm Straight | 20345025 | Standalone | DE0500730 | As per HSA registered indication(s) except for radiolucent implants which should be used as follows:  in patients with primary or metastatic spinal tumours who would benefit from post-operative high dose high precision beam therapy upon appropriate and stringent patient selection;  Patient selection should be done via standardised assessment such as the neurological-oncological-mechanical systemic (NOMS) framework; and  The assessment should be carried out by a multidisciplinary team (MDT), which may be inclusive of, but not limited to, radiation oncologists, spine surgeons and interventional radiologists, among others.
Orthopaedics | Spine - Thoracolumbar (TL) and sacral surgery | TL and sacral fusion and fixation implant | TL rod | NuVasive Inc. | RSS Ti Rod, 4.5x300mm Straight | 20345300 | Standalone | DE0500730 | As per HSA registered indication(s) except for radiolucent implants which should be used as follows:  in patients with primary or metastatic spinal tumours who would benefit from post-operative high dose high precision beam therapy upon appropriate and stringent patient selection;  Patient selection should be done via standardised assessment such as the neurological-oncological-mechanical systemic (NOMS) framework; and  The assessment should be carried out by a multidisciplinary team (MDT), which may be inclusive of, but not limited to, radiation oncologists, spine surgeons and interventional radiologists, among others.
Orthopaedics | Spine - Thoracolumbar (TL) and sacral surgery | TL and sacral fusion and fixation implant | TL rod | NuVasive Inc. | RSS Ti Rod, 4.5x30mm Straight | 20345030 | Standalone | DE0500730 | As per HSA registered indication(s) except for radiolucent implants which should be used as follows:  in patients with primary or metastatic spinal tumours who would benefit from post-operative high dose high precision beam therapy upon appropriate and stringent patient selection;  Patient selection should be done via standardised assessment such as the neurological-oncological-mechanical systemic (NOMS) framework; and  The assessment should be carried out by a multidisciplinary team (MDT), which may be inclusive of, but not limited to, radiation oncologists, spine surgeons and interventional radiologists, among others.
Orthopaedics | Spine - Thoracolumbar (TL) and sacral surgery | TL and sacral fusion and fixation implant | TL rod | NuVasive Inc. | RSS Ti Rod, 4.5x35mm Straight | 20345035 | Standalone | DE0500730 | As per HSA registered indication(s) except for radiolucent implants which should be used as follows:  in patients with primary or metastatic spinal tumours who would benefit from post-operative high dose high precision beam therapy upon appropriate and stringent patient selection;  Patient selection should be done via standardised assessment such as the neurological-oncological-mechanical systemic (NOMS) framework; and  The assessment should be carried out by a multidisciplinary team (MDT), which may be inclusive of, but not limited to, radiation oncologists, spine surgeons and interventional radiologists, among others.
Orthopaedics | Spine - Thoracolumbar (TL) and sacral surgery | TL and sacral fusion and fixation implant | TL rod | NuVasive Inc. | RSS Ti Rod, 4.5x400mm Straight | 20345400 | Standalone | DE0500730 | As per HSA registered indication(s) except for radiolucent implants which should be used as follows:  in patients with primary or metastatic spinal tumours who would benefit from post-operative high dose high precision beam therapy upon appropriate and stringent patient selection;  Patient selection should be done via standardised assessment such as the neurological-oncological-mechanical systemic (NOMS) framework; and  The assessment should be carried out by a multidisciplinary team (MDT), which may be inclusive of, but not limited to, radiation oncologists, spine surgeons and interventional radiologists, among others.
Orthopaedics | Spine - Thoracolumbar (TL) and sacral surgery | TL and sacral fusion and fixation implant | TL rod | NuVasive Inc. | RSS Ti Rod, 4.5x40mm Straight | 20345040 | Standalone | DE0500730 | As per HSA registered indication(s) except for radiolucent implants which should be used as follows:  in patients with primary or metastatic spinal tumours who would benefit from post-operative high dose high precision beam therapy upon appropriate and stringent patient selection;  Patient selection should be done via standardised assessment such as the neurological-oncological-mechanical systemic (NOMS) framework; and  The assessment should be carried out by a multidisciplinary team (MDT), which may be inclusive of, but not limited to, radiation oncologists, spine surgeons and interventional radiologists, among others.
Orthopaedics | Spine - Thoracolumbar (TL) and sacral surgery | TL and sacral fusion and fixation implant | TL rod | NuVasive Inc. | RSS Ti Rod, 4.5x45mm Straight | 20345045 | Standalone | DE0500730 | As per HSA registered indication(s) except for radiolucent implants which should be used as follows:  in patients with primary or metastatic spinal tumours who would benefit from post-operative high dose high precision beam therapy upon appropriate and stringent patient selection;  Patient selection should be done via standardised assessment such as the neurological-oncological-mechanical systemic (NOMS) framework; and  The assessment should be carried out by a multidisciplinary team (MDT), which may be inclusive of, but not limited to, radiation oncologists, spine surgeons and interventional radiologists, among others.
Orthopaedics | Spine - Thoracolumbar (TL) and sacral surgery | TL and sacral fusion and fixation implant | TL rod | NuVasive Inc. | RSS Ti Rod, 4.5x500mm Straight | 20345500 | Standalone | DE0500730 | As per HSA registered indication(s) except for radiolucent implants which should be used as follows:  in patients with primary or metastatic spinal tumours who would benefit from post-operative high dose high precision beam therapy upon appropriate and stringent patient selection;  Patient selection should be done via standardised assessment such as the neurological-oncological-mechanical systemic (NOMS) framework; and  The assessment should be carried out by a multidisciplinary team (MDT), which may be inclusive of, but not limited to, radiation oncologists, spine surgeons and interventional radiologists, among others.
Orthopaedics | Spine - Thoracolumbar (TL) and sacral surgery | TL and sacral fusion and fixation implant | TL rod | NuVasive Inc. | RSS Ti Rod, 4.5x50mm Straight | 20345050 | Standalone | DE0500730 | As per HSA registered indication(s) except for radiolucent implants which should be used as follows:  in patients with primary or metastatic spinal tumours who would benefit from post-operative high dose high precision beam therapy upon appropriate and stringent patient selection;  Patient selection should be done via standardised assessment such as the neurological-oncological-mechanical systemic (NOMS) framework; and  The assessment should be carried out by a multidisciplinary team (MDT), which may be inclusive of, but not limited to, radiation oncologists, spine surgeons and interventional radiologists, among others.
Orthopaedics | Spine - Thoracolumbar (TL) and sacral surgery | TL and sacral fusion and fixation implant | TL rod | NuVasive Inc. | RSS Ti Rod, 4.5x55mm Straight | 20345055 | Standalone | DE0500730 | As per HSA registered indication(s) except for radiolucent implants which should be used as follows:  in patients with primary or metastatic spinal tumours who would benefit from post-operative high dose high precision beam therapy upon appropriate and stringent patient selection;  Patient selection should be done via standardised assessment such as the neurological-oncological-mechanical systemic (NOMS) framework; and  The assessment should be carried out by a multidisciplinary team (MDT), which may be inclusive of, but not limited to, radiation oncologists, spine surgeons and interventional radiologists, among others.
Orthopaedics | Spine - Thoracolumbar (TL) and sacral surgery | TL and sacral fusion and fixation implant | TL rod | NuVasive Inc. | RSS Ti Rod, 4.5x600mm Straight | 20345600 | Standalone | DE0500730 | As per HSA registered indication(s) except for radiolucent implants which should be used as follows:  in patients with primary or metastatic spinal tumours who would benefit from post-operative high dose high precision beam therapy upon appropriate and stringent patient selection;  Patient selection should be done via standardised assessment such as the neurological-oncological-mechanical systemic (NOMS) framework; and  The assessment should be carried out by a multidisciplinary team (MDT), which may be inclusive of, but not limited to, radiation oncologists, spine surgeons and interventional radiologists, among others.
Orthopaedics | Spine - Thoracolumbar (TL) and sacral surgery | TL and sacral fusion and fixation implant | TL rod | NuVasive Inc. | RSS Ti Rod, 4.5x60mm Straight | 20345060 | Standalone | DE0500730 | As per HSA registered indication(s) except for radiolucent implants which should be used as follows:  in patients with primary or metastatic spinal tumours who would benefit from post-operative high dose high precision beam therapy upon appropriate and stringent patient selection;  Patient selection should be done via standardised assessment such as the neurological-oncological-mechanical systemic (NOMS) framework; and  The assessment should be carried out by a multidisciplinary team (MDT), which may be inclusive of, but not limited to, radiation oncologists, spine surgeons and interventional radiologists, among others.
Orthopaedics | Spine - Thoracolumbar (TL) and sacral surgery | TL and sacral fusion and fixation implant | TL rod | NuVasive Inc. | RSS Ti Rod, 4.5x65mm Straight | 20345065 | Standalone | DE0500730 | As per HSA registered indication(s) except for radiolucent implants which should be used as follows:  in patients with primary or metastatic spinal tumours who would benefit from post-operative high dose high precision beam therapy upon appropriate and stringent patient selection;  Patient selection should be done via standardised assessment such as the neurological-oncological-mechanical systemic (NOMS) framework; and  The assessment should be carried out by a multidisciplinary team (MDT), which may be inclusive of, but not limited to, radiation oncologists, spine surgeons and interventional radiologists, among others.
Orthopaedics | Spine - Thoracolumbar (TL) and sacral surgery | TL and sacral fusion and fixation implant | TL rod | NuVasive Inc. | RSS Ti Rod, 4.5x70mm Straight | 20345070 | Standalone | DE0500730 | As per HSA registered indication(s) except for radiolucent implants which should be used as follows:  in patients with primary or metastatic spinal tumours who would benefit from post-operative high dose high precision beam therapy upon appropriate and stringent patient selection;  Patient selection should be done via standardised assessment such as the neurological-oncological-mechanical systemic (NOMS) framework; and  The assessment should be carried out by a multidisciplinary team (MDT), which may be inclusive of, but not limited to, radiation oncologists, spine surgeons and interventional radiologists, among others.
Orthopaedics | Spine - Thoracolumbar (TL) and sacral surgery | TL and sacral fusion and fixation implant | TL rod | NuVasive Inc. | RSS Ti Rod, 4.5x75mm Straight | 20345075 | Standalone | DE0500730 | As per HSA registered indication(s) except for radiolucent implants which should be used as follows:  in patients with primary or metastatic spinal tumours who would benefit from post-operative high dose high precision beam therapy upon appropriate and stringent patient selection;  Patient selection should be done via standardised assessment such as the neurological-oncological-mechanical systemic (NOMS) framework; and  The assessment should be carried out by a multidisciplinary team (MDT), which may be inclusive of, but not limited to, radiation oncologists, spine surgeons and interventional radiologists, among others.
Orthopaedics | Spine - Thoracolumbar (TL) and sacral surgery | TL and sacral fusion and fixation implant | TL rod | NuVasive Inc. | RSS Ti Rod, 4.5x80mm Straight | 20345080 | Standalone | DE0500730 | As per HSA registered indication(s) except for radiolucent implants which should be used as follows:  in patients with primary or metastatic spinal tumours who would benefit from post-operative high dose high precision beam therapy upon appropriate and stringent patient selection;  Patient selection should be done via standardised assessment such as the neurological-oncological-mechanical systemic (NOMS) framework; and  The assessment should be carried out by a multidisciplinary team (MDT), which may be inclusive of, but not limited to, radiation oncologists, spine surgeons and interventional radiologists, among others.
Orthopaedics | Spine - Thoracolumbar (TL) and sacral surgery | TL and sacral fusion and fixation implant | TL rod | NuVasive Inc. | RSS Ti Rod, 4.5x85mm Straight | 20345085 | Standalone | DE0500730 | As per HSA registered indication(s) except for radiolucent implants which should be used as follows:  in patients with primary or metastatic spinal tumours who would benefit from post-operative high dose high precision beam therapy upon appropriate and stringent patient selection;  Patient selection should be done via standardised assessment such as the neurological-oncological-mechanical systemic (NOMS) framework; and  The assessment should be carried out by a multidisciplinary team (MDT), which may be inclusive of, but not limited to, radiation oncologists, spine surgeons and interventional radiologists, among others.
Orthopaedics | Spine - Thoracolumbar (TL) and sacral surgery | TL and sacral fusion and fixation implant | TL rod | NuVasive Inc. | RSS Ti Rod, 4.5x90mm Straight | 20345090 | Standalone | DE0500730 | As per HSA registered indication(s) except for radiolucent implants which should be used as follows:  in patients with primary or metastatic spinal tumours who would benefit from post-operative high dose high precision beam therapy upon appropriate and stringent patient selection;  Patient selection should be done via standardised assessment such as the neurological-oncological-mechanical systemic (NOMS) framework; and  The assessment should be carried out by a multidisciplinary team (MDT), which may be inclusive of, but not limited to, radiation oncologists, spine surgeons and interventional radiologists, among others.
Orthopaedics | Spine - Thoracolumbar (TL) and sacral surgery | TL and sacral fusion and fixation implant | TL rod | NuVasive Inc. | RSS Ti Rod, 4.5x95mm Straight | 20345095 | Standalone | DE0500730 | As per HSA registered indication(s) except for radiolucent implants which should be used as follows:  in patients with primary or metastatic spinal tumours who would benefit from post-operative high dose high precision beam therapy upon appropriate and stringent patient selection;  Patient selection should be done via standardised assessment such as the neurological-oncological-mechanical systemic (NOMS) framework; and  The assessment should be carried out by a multidisciplinary team (MDT), which may be inclusive of, but not limited to, radiation oncologists, spine surgeons and interventional radiologists, among others.
Orthopaedics | Spine - Thoracolumbar (TL) and sacral surgery | TL and sacral fusion and fixation implant | TL pedicle screw - Shank, tulip | K2M | SACROILIAC SCREW, CANNULATED, 9.5 X 100MM | M5111-095100 | Standalone | DE0016948 | As per HSA registered indication(s) except for radiolucent implants which should be used as follows:  in patients with primary or metastatic spinal tumours who would benefit from post-operative high dose high precision beam therapy upon appropriate and stringent patient selection;  Patient selection should be done via standardised assessment such as the neurological-oncological-mechanical systemic (NOMS) framework; and  The assessment should be carried out by a multidisciplinary team (MDT), which may be inclusive of, but not limited to, radiation oncologists, spine surgeons and interventional radiologists, among others.
Orthopaedics | Spine - Thoracolumbar (TL) and sacral surgery | TL and sacral fusion and fixation implant | TL pedicle screw - Shank, tulip | K2M | SACROILIAC SCREW, CANNULATED, 9.5 X 60MM | M5111-09560 | Standalone | DE0016948 | As per HSA registered indication(s) except for radiolucent implants which should be used as follows:  in patients with primary or metastatic spinal tumours who would benefit from post-operative high dose high precision beam therapy upon appropriate and stringent patient selection;  Patient selection should be done via standardised assessment such as the neurological-oncological-mechanical systemic (NOMS) framework; and  The assessment should be carried out by a multidisciplinary team (MDT), which may be inclusive of, but not limited to, radiation oncologists, spine surgeons and interventional radiologists, among others.
Orthopaedics | Spine - Thoracolumbar (TL) and sacral surgery | TL and sacral fusion and fixation implant | TL pedicle screw - Shank, tulip | K2M | SACROILIAC SCREW, CANNULATED, 9.5 X 65MM | M5111-09565 | Standalone | DE0016948 | As per HSA registered indication(s) except for radiolucent implants which should be used as follows:  in patients with primary or metastatic spinal tumours who would benefit from post-operative high dose high precision beam therapy upon appropriate and stringent patient selection;  Patient selection should be done via standardised assessment such as the neurological-oncological-mechanical systemic (NOMS) framework; and  The assessment should be carried out by a multidisciplinary team (MDT), which may be inclusive of, but not limited to, radiation oncologists, spine surgeons and interventional radiologists, among others.
Orthopaedics | Spine - Thoracolumbar (TL) and sacral surgery | TL and sacral fusion and fixation implant | TL pedicle screw - Shank, tulip | K2M | SACROILIAC SCREW, CANNULATED, 9.5 X 70MM | M5111-09570 | Standalone | DE0016948 | As per HSA registered indication(s) except for radiolucent implants which should be used as follows:  in patients with primary or metastatic spinal tumours who would benefit from post-operative high dose high precision beam therapy upon appropriate and stringent patient selection;  Patient selection should be done via standardised assessment such as the neurological-oncological-mechanical systemic (NOMS) framework; and  The assessment should be carried out by a multidisciplinary team (MDT), which may be inclusive of, but not limited to, radiation oncologists, spine surgeons and interventional radiologists, among others.
Orthopaedics | Spine - Thoracolumbar (TL) and sacral surgery | TL and sacral fusion and fixation implant | TL pedicle screw - Shank, tulip | K2M | SACROILIAC SCREW, CANNULATED, 9.5 X 75MM | M5111-09575 | Standalone | DE0016948 | As per HSA registered indication(s) except for radiolucent implants which should be used as follows:  in patients with primary or metastatic spinal tumours who would benefit from post-operative high dose high precision beam therapy upon appropriate and stringent patient selection;  Patient selection should be done via standardised assessment such as the neurological-oncological-mechanical systemic (NOMS) framework; and  The assessment should be carried out by a multidisciplinary team (MDT), which may be inclusive of, but not limited to, radiation oncologists, spine surgeons and interventional radiologists, among others.
Orthopaedics | Spine - Thoracolumbar (TL) and sacral surgery | TL and sacral fusion and fixation implant | TL pedicle screw - Shank, tulip | K2M | SACROILIAC SCREW, CANNULATED, 9.5 X 80MM | M5111-09580 | Standalone | DE0016948 | As per HSA registered indication(s) except for radiolucent implants which should be used as follows:  in patients with primary or metastatic spinal tumours who would benefit from post-operative high dose high precision beam therapy upon appropriate and stringent patient selection;  Patient selection should be done via standardised assessment such as the neurological-oncological-mechanical systemic (NOMS) framework; and  The assessment should be carried out by a multidisciplinary team (MDT), which may be inclusive of, but not limited to, radiation oncologists, spine surgeons and interventional radiologists, among others.
Orthopaedics | Spine - Thoracolumbar (TL) and sacral surgery | TL and sacral fusion and fixation implant | TL pedicle screw - Shank, tulip | K2M | SACROILIAC SCREW, CANNULATED, 9.5 X 85MM | M5111-09585 | Standalone | DE0016948 | As per HSA registered indication(s) except for radiolucent implants which should be used as follows:  in patients with primary or metastatic spinal tumours who would benefit from post-operative high dose high precision beam therapy upon appropriate and stringent patient selection;  Patient selection should be done via standardised assessment such as the neurological-oncological-mechanical systemic (NOMS) framework; and  The assessment should be carried out by a multidisciplinary team (MDT), which may be inclusive of, but not limited to, radiation oncologists, spine surgeons and interventional radiologists, among others.
Orthopaedics | Spine - Thoracolumbar (TL) and sacral surgery | TL and sacral fusion and fixation implant | TL pedicle screw - Shank, tulip | K2M | SACROILIAC SCREW, CANNULATED, 9.5 X 90MM | M5111-09590 | Standalone | DE0016948 | As per HSA registered indication(s) except for radiolucent implants which should be used as follows:  in patients with primary or metastatic spinal tumours who would benefit from post-operative high dose high precision beam therapy upon appropriate and stringent patient selection;  Patient selection should be done via standardised assessment such as the neurological-oncological-mechanical systemic (NOMS) framework; and  The assessment should be carried out by a multidisciplinary team (MDT), which may be inclusive of, but not limited to, radiation oncologists, spine surgeons and interventional radiologists, among others.
Orthopaedics | Spine - Thoracolumbar (TL) and sacral surgery | TL and sacral fusion and fixation implant | TL pedicle screw - Shank, tulip | K2M | SACROILIAC SCREW, CANNULATED, 9.5 X 95MM | M5111-09595 | Standalone | DE0016948 | As per HSA registered indication(s) except for radiolucent implants which should be used as follows:  in patients with primary or metastatic spinal tumours who would benefit from post-operative high dose high precision beam therapy upon appropriate and stringent patient selection;  Patient selection should be done via standardised assessment such as the neurological-oncological-mechanical systemic (NOMS) framework; and  The assessment should be carried out by a multidisciplinary team (MDT), which may be inclusive of, but not limited to, radiation oncologists, spine surgeons and interventional radiologists, among others.
Orthopaedics | Spine - Thoracolumbar (TL) and sacral surgery | TL vertebral body replacement (VBR) | TL VBR core | K2M | Santorini Expandable Cage 12x17x20-24 mm, 7DEG | 1713-22024L | Standalone | DE0015131 | As per HSA registered indication(s)
Orthopaedics | Spine - Thoracolumbar (TL) and sacral surgery | TL vertebral body replacement (VBR) | TL VBR core | K2M | Santorini Expandable Cage 12x17x24-32 mm, 7DEG | 1713-22432L | Standalone | DE0015131 | As per HSA registered indication(s)
Orthopaedics | Spine - Thoracolumbar (TL) and sacral surgery | TL vertebral body replacement (VBR) | TL VBR core | K2M | Santorini Expandable Cage 12x17x30-42 mm, 7DEG | 1713-23042L | Standalone | DE0015131 | As per HSA registered indication(s)
Orthopaedics | Spine - Thoracolumbar (TL) and sacral surgery | TL vertebral body replacement (VBR) | TL VBR core | K2M | Santorini Expandable Cage 12x17x40-52 mm, 7DEG | 1713-24052L | Standalone | DE0015131 | As per HSA registered indication(s)
Orthopaedics | Spine - Thoracolumbar (TL) and sacral surgery | TL vertebral body replacement (VBR) | TL VBR core | K2M | Santorini Expandable Cage 12x17x50-62 mm, 7DEG | 1713-25062L | Standalone | DE0015131 | As per HSA registered indication(s)
Orthopaedics | Spine - Thoracolumbar (TL) and sacral surgery | TL vertebral body replacement (VBR) | TL VBR core | K2M | Santorini PEEK Clip 12x17x10 mm | 1703-C0010 | Standalone | DE0015131 | As per HSA registered indication(s)
Orthopaedics | Spine - Thoracolumbar (TL) and sacral surgery | TL vertebral body replacement (VBR) | TL VBR core | K2M | Santorini PEEK Clip 12x17x12 mm | 1703-C0012 | Standalone | DE0015131 | As per HSA registered indication(s)
Orthopaedics | Spine - Thoracolumbar (TL) and sacral surgery | TL vertebral body replacement (VBR) | TL VBR core | K2M | Santorini PEEK Clip 12x17x14 mm | 1703-C0014 | Standalone | DE0015131 | As per HSA registered indication(s)
Orthopaedics | Spine - Thoracolumbar (TL) and sacral surgery | TL vertebral body replacement (VBR) | TL VBR core | K2M | Santorini PEEK Clip 12x17x2 mm | 1703-C0002 | Standalone | DE0015131 | As per HSA registered indication(s)
Orthopaedics | Spine - Thoracolumbar (TL) and sacral surgery | TL vertebral body replacement (VBR) | TL VBR core | K2M | Santorini PEEK Clip 12x17x3 mm | 1703-C0003 | Standalone | DE0015131 | As per HSA registered indication(s)
Orthopaedics | Spine - Thoracolumbar (TL) and sacral surgery | TL vertebral body replacement (VBR) | TL VBR core | K2M | Santorini PEEK Clip 12x17x4 mm | 1703-C0004 | Standalone | DE0015131 | As per HSA registered indication(s)
Orthopaedics | Spine - Thoracolumbar (TL) and sacral surgery | TL vertebral body replacement (VBR) | TL VBR core | K2M | Santorini PEEK Clip 12x17x5 mm | 1703-C0005 | Standalone | DE0015131 | As per HSA registered indication(s)
Orthopaedics | Spine - Thoracolumbar (TL) and sacral surgery | TL vertebral body replacement (VBR) | TL VBR core | K2M | Santorini PEEK Clip 12x17x6 mm | 1703-C0006 | Standalone | DE0015131 | As per HSA registered indication(s)
Orthopaedics | Spine - Thoracolumbar (TL) and sacral surgery | TL vertebral body replacement (VBR) | TL VBR core | K2M | Santorini PEEK Clip 12x17x7 mm | 1703-C0007 | Standalone | DE0015131 | As per HSA registered indication(s)
Orthopaedics | Spine - Thoracolumbar (TL) and sacral surgery | TL vertebral body replacement (VBR) | TL VBR core | K2M | Santorini PEEK Clip 12x17x8 mm | 1703-C0008 | Standalone | DE0015131 | As per HSA registered indication(s)
Orthopaedics | Spine - Thoracolumbar (TL) and sacral surgery | TL vertebral body replacement (VBR) | TL VBR core | K2M | Santorini PEEK Clip 12x17x9 mm | 1703-C0009 | Standalone | DE0015131 | As per HSA registered indication(s)
Orthopaedics | Spine - Thoracolumbar (TL) and sacral surgery | TL vertebral body replacement (VBR) | TL VBR core | K2M | Santorini PEEK Solid Cage 12x14x18 mm, 7DEG | 1703-21814L | Standalone | DE0015131 | As per HSA registered indication(s)
Orthopaedics | Spine - Thoracolumbar (TL) and sacral surgery | TL vertebral body replacement (VBR) | TL VBR core | K2M | Santorini PEEK Solid Cage 12x14x19 mm, 7DEG | 1703-21914L | Standalone | DE0015131 | As per HSA registered indication(s)
Orthopaedics | Spine - Thoracolumbar (TL) and sacral surgery | TL vertebral body replacement (VBR) | TL VBR core | K2M | Santorini PEEK Solid Cage 12x14x20 mm, 7DEG | 1703-22014L | Standalone | DE0015131 | As per HSA registered indication(s)
Orthopaedics | Spine - Thoracolumbar (TL) and sacral surgery | TL vertebral body replacement (VBR) | TL VBR core | K2M | Santorini PEEK Solid Cage 12x14x21 mm, 7DEG | 1703-22114L | Standalone | DE0015131 | As per HSA registered indication(s)
Orthopaedics | Spine - Thoracolumbar (TL) and sacral surgery | TL vertebral body replacement (VBR) | TL VBR core | K2M | Santorini PEEK Solid Cage 12x14x22 mm, 7DEG | 1703-22214L | Standalone | DE0015131 | As per HSA registered indication(s)
Orthopaedics | Spine - Thoracolumbar (TL) and sacral surgery | TL vertebral body replacement (VBR) | TL VBR core | K2M | Santorini PEEK Solid Cage 12x14x23 mm, 7DEG | 1703-22314L | Standalone | DE0015131 | As per HSA registered indication(s)
Orthopaedics | Spine - Thoracolumbar (TL) and sacral surgery | TL vertebral body replacement (VBR) | TL VBR core | K2M | Santorini PEEK Solid Cage 12x14x24 mm, 7DEG | 1703-22414L | Standalone | DE0015131 | As per HSA registered indication(s)
Orthopaedics | Spine - Thoracolumbar (TL) and sacral surgery | TL vertebral body replacement (VBR) | TL VBR core | K2M | Santorini PEEK Solid Cage 12x14x25 mm, 7DEG | 1703-22514L | Standalone | DE0015131 | As per HSA registered indication(s)
Orthopaedics | Spine - Thoracolumbar (TL) and sacral surgery | TL vertebral body replacement (VBR) | TL VBR core | K2M | Santorini PEEK Solid Cage 12x14x26 mm, 7DEG | 1703-22614L | Standalone | DE0015131 | As per HSA registered indication(s)
Orthopaedics | Spine - Thoracolumbar (TL) and sacral surgery | TL vertebral body replacement (VBR) | TL VBR core | K2M | Santorini PEEK Solid Cage 12x14x27 mm, 7DEG | 1703-22714L | Standalone | DE0015131 | As per HSA registered indication(s)
Orthopaedics | Spine - Thoracolumbar (TL) and sacral surgery | TL vertebral body replacement (VBR) | TL VBR core | K2M | Santorini PEEK Solid Cage 12x14x28 mm, 7DEG | 1703-22814L | Standalone | DE0015131 | As per HSA registered indication(s)
Orthopaedics | Spine - Thoracolumbar (TL) and sacral surgery | TL vertebral body replacement (VBR) | TL VBR core | K2M | Santorini PEEK Solid Cage 12x14x29 mm, 7DEG | 1703-22914L | Standalone | DE0015131 | As per HSA registered indication(s)
Orthopaedics | Spine - Thoracolumbar (TL) and sacral surgery | TL vertebral body replacement (VBR) | TL VBR core | K2M | Santorini PEEK Solid Cage 12x14x30 mm, 7DEG | 1703-23014L | Standalone | DE0015131 | As per HSA registered indication(s)
Orthopaedics | Spine - Thoracolumbar (TL) and sacral surgery | TL vertebral body replacement (VBR) | TL VBR core | K2M | Santorini PEEK Solid Cage 12x14x31 mm, 7DEG | 1703-23114L | Standalone | DE0015131 | As per HSA registered indication(s)
Orthopaedics | Spine - Thoracolumbar (TL) and sacral surgery | TL vertebral body replacement (VBR) | TL VBR core | K2M | Santorini PEEK Solid Cage 12x14x32 mm, 7DEG | 1703-23214L | Standalone | DE0015131 | As per HSA registered indication(s)
Orthopaedics | Spine - Thoracolumbar (TL) and sacral surgery | TL vertebral body replacement (VBR) | TL VBR core | K2M | Santorini PEEK Solid Cage 12x14x33 mm, 7DEG | 1703-23314L | Standalone | DE0015131 | As per HSA registered indication(s)
Orthopaedics | Spine - Thoracolumbar (TL) and sacral surgery | TL vertebral body replacement (VBR) | TL VBR core | K2M | Santorini PEEK Solid Cage 12x14x34 mm, 7DEG | 1703-23414L | Standalone | DE0015131 | As per HSA registered indication(s)
Orthopaedics | Spine - Thoracolumbar (TL) and sacral surgery | TL vertebral body replacement (VBR) | TL VBR core | K2M | Santorini PEEK Solid Cage 12x14x35 mm, 7DEG | 1703-23514L | Standalone | DE0015131 | As per HSA registered indication(s)
Orthopaedics | Spine - Thoracolumbar (TL) and sacral surgery | TL vertebral body replacement (VBR) | TL VBR core | K2M | Santorini PEEK Solid Cage 12x14x36 mm, 7DEG | 1703-23614L | Standalone | DE0015131 | As per HSA registered indication(s)
Orthopaedics | Spine - Thoracolumbar (TL) and sacral surgery | TL vertebral body replacement (VBR) | TL VBR core | K2M | Santorini PEEK Solid Cage 12x14x38 mm, 7DEG | 1703-23814L | Standalone | DE0015131 | As per HSA registered indication(s)
Orthopaedics | Spine - Thoracolumbar (TL) and sacral surgery | TL vertebral body replacement (VBR) | TL VBR core | K2M | Santorini PEEK Solid Cage 12x14x40 mm, 7DEG | 1703-24014L | Standalone | DE0015131 | As per HSA registered indication(s)
Orthopaedics | Spine - Thoracolumbar (TL) and sacral surgery | TL vertebral body replacement (VBR) | TL VBR core | K2M | Santorini PEEK Solid Cage 12x14x42 mm, 7DEG | 1703-24214L | Standalone | DE0015131 | As per HSA registered indication(s)
Orthopaedics | Spine - Thoracolumbar (TL) and sacral surgery | TL vertebral body replacement (VBR) | TL VBR core | K2M | Santorini PEEK Solid Cage 12x14x44 mm, 7DEG | 1703-24414L | Standalone | DE0015131 | As per HSA registered indication(s)
Orthopaedics | Spine - Thoracolumbar (TL) and sacral surgery | TL vertebral body replacement (VBR) | TL VBR core | K2M | Santorini PEEK Solid Cage 12x14x46 mm, 7DEG | 1703-24614L | Standalone | DE0015131 | As per HSA registered indication(s)
Orthopaedics | Spine - Thoracolumbar (TL) and sacral surgery | TL vertebral body replacement (VBR) | TL VBR core | K2M | Santorini PEEK Solid Cage 12x14x48 mm, 7DEG | 1703-24814L | Standalone | DE0015131 | As per HSA registered indication(s)
Orthopaedics | Spine - Thoracolumbar (TL) and sacral surgery | TL vertebral body replacement (VBR) | TL VBR core | K2M | Santorini PEEK Solid Cage 12x14x50 mm, 7DEG | 1703-25014L | Standalone | DE0015131 | As per HSA registered indication(s)
Orthopaedics | Spine - Thoracolumbar (TL) and sacral surgery | TL vertebral body replacement (VBR) | TL VBR core | K2M | Santorini PEEK Solid Cage 12x14x52 mm, 7DEG | 1703-25214L | Standalone | DE0015131 | As per HSA registered indication(s)
Orthopaedics | Spine - Thoracolumbar (TL) and sacral surgery | TL vertebral body replacement (VBR) | TL VBR core | K2M | Santorini PEEK Solid Cage 12x14x54 mm, 7DEG | 1703-25414L | Standalone | DE0015131 | As per HSA registered indication(s)
Orthopaedics | Spine - Thoracolumbar (TL) and sacral surgery | TL vertebral body replacement (VBR) | TL VBR core | K2M | Santorini PEEK Solid Cage 12x14x56 mm, 7DEG | 1703-25614L | Standalone | DE0015131 | As per HSA registered indication(s)
Orthopaedics | Spine - Thoracolumbar (TL) and sacral surgery | TL vertebral body replacement (VBR) | TL VBR core | K2M | Santorini PEEK Solid Cage 12x14x58 mm, 7DEG | 1703-25814L | Standalone | DE0015131 | As per HSA registered indication(s)
Orthopaedics | Spine - Thoracolumbar (TL) and sacral surgery | TL vertebral body replacement (VBR) | TL VBR core | K2M | Santorini PEEK Solid Cage 12x14x60 mm, 7DEG | 1703-26014L | Standalone | DE0015131 | As per HSA registered indication(s)
Orthopaedics | Spine - Thoracolumbar (TL) and sacral surgery | TL vertebral body replacement (VBR) | TL VBR core | K2M | Santorini PEEK Solid Cage 12x14x62 mm, 7DEG | 1703-26214L | Standalone | DE0015131 | As per HSA registered indication(s)
Orthopaedics | Spine - Thoracolumbar (TL) and sacral surgery | TL vertebral body replacement (VBR) | TL VBR core | K2M | SANTORINI PEEK Solid Cage 16x20 mm - 22 mm, 0/0 | 1703-2222000 | Standalone | DE0015131 | As per HSA registered indication(s)
Orthopaedics | Spine - Thoracolumbar (TL) and sacral surgery | TL vertebral body replacement (VBR) | TL VBR core | K2M | SANTORINI PEEK Solid Cage 16x20 mm - 24 mm, 0/0 | 1703-2242000 | Standalone | DE0015131 | As per HSA registered indication(s)
Orthopaedics | Spine - Thoracolumbar (TL) and sacral surgery | TL vertebral body replacement (VBR) | TL VBR core | K2M | SANTORINI PEEK Solid Cage 16x20 mm - 26 mm, 0/0 | 1703-2262000 | Standalone | DE0015131 | As per HSA registered indication(s)
Orthopaedics | Spine - Thoracolumbar (TL) and sacral surgery | TL vertebral body replacement (VBR) | TL VBR core | K2M | SANTORINI PEEK Solid Cage 16x20 mm - 28 mm, 0/0 | 1703-2282000 | Standalone | DE0015131 | As per HSA registered indication(s)
Orthopaedics | Spine - Thoracolumbar (TL) and sacral surgery | TL vertebral body replacement (VBR) | TL VBR core | K2M | SANTORINI PEEK Solid Cage 16x20 mm - 30 mm, 0/0 | 1703-2302000 | Standalone | DE0015131 | As per HSA registered indication(s)
Orthopaedics | Spine - Thoracolumbar (TL) and sacral surgery | TL vertebral body replacement (VBR) | TL VBR core | K2M | SANTORINI PEEK Solid Cage 16x20 mm - 32 mm, 0/0 | 1703-2322000 | Standalone | DE0015131 | As per HSA registered indication(s)
Orthopaedics | Spine - Thoracolumbar (TL) and sacral surgery | TL vertebral body replacement (VBR) | TL VBR core | K2M | SANTORINI PEEK Solid Cage 16x20 mm - 34 mm, 0/0 | 1703-2342000 | Standalone | DE0015131 | As per HSA registered indication(s)
Orthopaedics | Spine - Thoracolumbar (TL) and sacral surgery | TL and sacral fusion and fixation implant | TL pedicle screw - Shank, tulip | Medtronic | SAS 55751004525 STER CCM 4.5 X 25 | 55751004525 | Standalone | DE0507512 | As per HSA registered indication(s) except for radiolucent implants which should be used as follows:  in patients with primary or metastatic spinal tumours who would benefit from post-operative high dose high precision beam therapy upon appropriate and stringent patient selection;  Patient selection should be done via standardised assessment such as the neurological-oncological-mechanical systemic (NOMS) framework; and  The assessment should be carried out by a multidisciplinary team (MDT), which may be inclusive of, but not limited to, radiation oncologists, spine surgeons and interventional radiologists, among others.
Orthopaedics | Spine - Thoracolumbar (TL) and sacral surgery | TL and sacral fusion and fixation implant | TL pedicle screw - Shank, tulip | Medtronic | SAS 55751005525 STER CCM 5.5 X 25 | 55751005525 | Standalone | DE0507512 | As per HSA registered indication(s) except for radiolucent implants which should be used as follows:  in patients with primary or metastatic spinal tumours who would benefit from post-operative high dose high precision beam therapy upon appropriate and stringent patient selection;  Patient selection should be done via standardised assessment such as the neurological-oncological-mechanical systemic (NOMS) framework; and  The assessment should be carried out by a multidisciplinary team (MDT), which may be inclusive of, but not limited to, radiation oncologists, spine surgeons and interventional radiologists, among others.
Orthopaedics | Spine - Thoracolumbar (TL) and sacral surgery | TL and sacral fusion and fixation implant | TL pedicle screw - Shank, tulip | Medtronic | SAS 55751006525 STER CCM 6.5 X 25 | 55751006525 | Standalone | DE0507512 | As per HSA registered indication(s) except for radiolucent implants which should be used as follows:  in patients with primary or metastatic spinal tumours who would benefit from post-operative high dose high precision beam therapy upon appropriate and stringent patient selection;  Patient selection should be done via standardised assessment such as the neurological-oncological-mechanical systemic (NOMS) framework; and  The assessment should be carried out by a multidisciplinary team (MDT), which may be inclusive of, but not limited to, radiation oncologists, spine surgeons and interventional radiologists, among others.
Orthopaedics | Spine - Thoracolumbar (TL) and sacral surgery | TL and sacral fusion and fixation implant | TL pedicle screw - Shank, tulip | Medtronic | SAS 55851004525 CCM 4.5 X 25MM NS | 55851004525 | Standalone | DE0507512 | As per HSA registered indication(s) except for radiolucent implants which should be used as follows:  in patients with primary or metastatic spinal tumours who would benefit from post-operative high dose high precision beam therapy upon appropriate and stringent patient selection;  Patient selection should be done via standardised assessment such as the neurological-oncological-mechanical systemic (NOMS) framework; and  The assessment should be carried out by a multidisciplinary team (MDT), which may be inclusive of, but not limited to, radiation oncologists, spine surgeons and interventional radiologists, among others.
Orthopaedics | Spine - Thoracolumbar (TL) and sacral surgery | TL and sacral fusion and fixation implant | TL pedicle screw - Shank, tulip | Medtronic | SAS 55851005525 CCM 5.5 X 25MM NS | 55851005525 | Standalone | DE0507512 | As per HSA registered indication(s) except for radiolucent implants which should be used as follows:  in patients with primary or metastatic spinal tumours who would benefit from post-operative high dose high precision beam therapy upon appropriate and stringent patient selection;  Patient selection should be done via standardised assessment such as the neurological-oncological-mechanical systemic (NOMS) framework; and  The assessment should be carried out by a multidisciplinary team (MDT), which may be inclusive of, but not limited to, radiation oncologists, spine surgeons and interventional radiologists, among others.
Orthopaedics | Spine - Thoracolumbar (TL) and sacral surgery | TL and sacral fusion and fixation implant | TL pedicle screw - Shank, tulip | Medtronic | SAS 55851006525 CCM 6.5 X 25MM NS | 55851006525 | Standalone | DE0507512 | As per HSA registered indication(s) except for radiolucent implants which should be used as follows:  in patients with primary or metastatic spinal tumours who would benefit from post-operative high dose high precision beam therapy upon appropriate and stringent patient selection;  Patient selection should be done via standardised assessment such as the neurological-oncological-mechanical systemic (NOMS) framework; and  The assessment should be carried out by a multidisciplinary team (MDT), which may be inclusive of, but not limited to, radiation oncologists, spine surgeons and interventional radiologists, among others.
Orthopaedics | Spine - Thoracolumbar (TL) and sacral surgery | TL and sacral fusion and fixation implant | TL pedicle screw - Shank, tulip | MEDTRONIC | SAS ASSEMBLY 5.5/6.0 ROD, 4.5 X 25 | 55811004525 | Standalone | DE0008698 | As per HSA registered indication(s) except for radiolucent implants which should be used as follows:  in patients with primary or metastatic spinal tumours who would benefit from post-operative high dose high precision beam therapy upon appropriate and stringent patient selection;  Patient selection should be done via standardised assessment such as the neurological-oncological-mechanical systemic (NOMS) framework; and  The assessment should be carried out by a multidisciplinary team (MDT), which may be inclusive of, but not limited to, radiation oncologists, spine surgeons and interventional radiologists, among others.
Orthopaedics | Spine - Thoracolumbar (TL) and sacral surgery | TL and sacral fusion and fixation implant | TL pedicle screw - Shank, tulip | MEDTRONIC | SAS ASSEMBLY 5.5/6.0 ROD, 4.5 X 30 | 55811004530 | Standalone | DE0008698 | As per HSA registered indication(s) except for radiolucent implants which should be used as follows:  in patients with primary or metastatic spinal tumours who would benefit from post-operative high dose high precision beam therapy upon appropriate and stringent patient selection;  Patient selection should be done via standardised assessment such as the neurological-oncological-mechanical systemic (NOMS) framework; and  The assessment should be carried out by a multidisciplinary team (MDT), which may be inclusive of, but not limited to, radiation oncologists, spine surgeons and interventional radiologists, among others.
Orthopaedics | Spine - Thoracolumbar (TL) and sacral surgery | TL and sacral fusion and fixation implant | TL pedicle screw - Shank, tulip | MEDTRONIC | SAS ASSEMBLY 5.5/6.0 ROD, 4.5 X 35 | 55811004535 | Standalone | DE0008698 | As per HSA registered indication(s) except for radiolucent implants which should be used as follows:  in patients with primary or metastatic spinal tumours who would benefit from post-operative high dose high precision beam therapy upon appropriate and stringent patient selection;  Patient selection should be done via standardised assessment such as the neurological-oncological-mechanical systemic (NOMS) framework; and  The assessment should be carried out by a multidisciplinary team (MDT), which may be inclusive of, but not limited to, radiation oncologists, spine surgeons and interventional radiologists, among others.
Orthopaedics | Spine - Thoracolumbar (TL) and sacral surgery | TL and sacral fusion and fixation implant | TL pedicle screw - Shank, tulip | MEDTRONIC | SAS ASSEMBLY 5.5/6.0 ROD, 4.5 X 40 | 55811004540 | Standalone | DE0008698 | As per HSA registered indication(s) except for radiolucent implants which should be used as follows:  in patients with primary or metastatic spinal tumours who would benefit from post-operative high dose high precision beam therapy upon appropriate and stringent patient selection;  Patient selection should be done via standardised assessment such as the neurological-oncological-mechanical systemic (NOMS) framework; and  The assessment should be carried out by a multidisciplinary team (MDT), which may be inclusive of, but not limited to, radiation oncologists, spine surgeons and interventional radiologists, among others.
Orthopaedics | Spine - Thoracolumbar (TL) and sacral surgery | TL and sacral fusion and fixation implant | TL pedicle screw - Shank, tulip | MEDTRONIC | SAS ASSEMBLY 5.5/6.0 ROD, 4.5 X 45 | 55811004545 | Standalone | DE0008698 | As per HSA registered indication(s) except for radiolucent implants which should be used as follows:  in patients with primary or metastatic spinal tumours who would benefit from post-operative high dose high precision beam therapy upon appropriate and stringent patient selection;  Patient selection should be done via standardised assessment such as the neurological-oncological-mechanical systemic (NOMS) framework; and  The assessment should be carried out by a multidisciplinary team (MDT), which may be inclusive of, but not limited to, radiation oncologists, spine surgeons and interventional radiologists, among others.
Orthopaedics | Spine - Thoracolumbar (TL) and sacral surgery | TL and sacral fusion and fixation implant | TL pedicle screw - Shank, tulip | MEDTRONIC | SAS ASSEMBLY 5.5/6.0 ROD, 5.5 X 30 | 55811005530 | Standalone | DE0008698 | As per HSA registered indication(s) except for radiolucent implants which should be used as follows:  in patients with primary or metastatic spinal tumours who would benefit from post-operative high dose high precision beam therapy upon appropriate and stringent patient selection;  Patient selection should be done via standardised assessment such as the neurological-oncological-mechanical systemic (NOMS) framework; and  The assessment should be carried out by a multidisciplinary team (MDT), which may be inclusive of, but not limited to, radiation oncologists, spine surgeons and interventional radiologists, among others.
Orthopaedics | Spine - Thoracolumbar (TL) and sacral surgery | TL and sacral fusion and fixation implant | TL pedicle screw - Shank, tulip | MEDTRONIC | SAS ASSEMBLY 5.5/6.0 ROD, 5.5 X 35 | 55811005535 | Standalone | DE0008698 | As per HSA registered indication(s) except for radiolucent implants which should be used as follows:  in patients with primary or metastatic spinal tumours who would benefit from post-operative high dose high precision beam therapy upon appropriate and stringent patient selection;  Patient selection should be done via standardised assessment such as the neurological-oncological-mechanical systemic (NOMS) framework; and  The assessment should be carried out by a multidisciplinary team (MDT), which may be inclusive of, but not limited to, radiation oncologists, spine surgeons and interventional radiologists, among others.
Orthopaedics | Spine - Thoracolumbar (TL) and sacral surgery | TL and sacral fusion and fixation implant | TL pedicle screw - Shank, tulip | MEDTRONIC | SAS ASSEMBLY 5.5/6.0 ROD, 5.5 X 40 | 55811005540 | Standalone | DE0008698 | As per HSA registered indication(s) except for radiolucent implants which should be used as follows:  in patients with primary or metastatic spinal tumours who would benefit from post-operative high dose high precision beam therapy upon appropriate and stringent patient selection;  Patient selection should be done via standardised assessment such as the neurological-oncological-mechanical systemic (NOMS) framework; and  The assessment should be carried out by a multidisciplinary team (MDT), which may be inclusive of, but not limited to, radiation oncologists, spine surgeons and interventional radiologists, among others.
Orthopaedics | Spine - Thoracolumbar (TL) and sacral surgery | TL and sacral fusion and fixation implant | TL pedicle screw - Shank, tulip | MEDTRONIC | SAS ASSEMBLY 5.5/6.0 ROD, 5.5 X 45 | 55811005545 | Standalone | DE0008698 | As per HSA registered indication(s) except for radiolucent implants which should be used as follows:  in patients with primary or metastatic spinal tumours who would benefit from post-operative high dose high precision beam therapy upon appropriate and stringent patient selection;  Patient selection should be done via standardised assessment such as the neurological-oncological-mechanical systemic (NOMS) framework; and  The assessment should be carried out by a multidisciplinary team (MDT), which may be inclusive of, but not limited to, radiation oncologists, spine surgeons and interventional radiologists, among others.
Orthopaedics | Spine - Thoracolumbar (TL) and sacral surgery | TL and sacral fusion and fixation implant | TL pedicle screw - Shank, tulip | MEDTRONIC | SAS ASSEMBLY 5.5/6.0 ROD, 5.5 X 50 | 55811005550 | Standalone | DE0008698 | As per HSA registered indication(s) except for radiolucent implants which should be used as follows:  in patients with primary or metastatic spinal tumours who would benefit from post-operative high dose high precision beam therapy upon appropriate and stringent patient selection;  Patient selection should be done via standardised assessment such as the neurological-oncological-mechanical systemic (NOMS) framework; and  The assessment should be carried out by a multidisciplinary team (MDT), which may be inclusive of, but not limited to, radiation oncologists, spine surgeons and interventional radiologists, among others.
Orthopaedics | Spine - Thoracolumbar (TL) and sacral surgery | TL and sacral fusion and fixation implant | TL pedicle screw - Shank, tulip | MEDTRONIC | SAS ASSEMBLY 5.5/6.0 ROD, 6.5 X 35 | 55811006535 | Standalone | DE0008698 | As per HSA registered indication(s) except for radiolucent implants which should be used as follows:  in patients with primary or metastatic spinal tumours who would benefit from post-operative high dose high precision beam therapy upon appropriate and stringent patient selection;  Patient selection should be done via standardised assessment such as the neurological-oncological-mechanical systemic (NOMS) framework; and  The assessment should be carried out by a multidisciplinary team (MDT), which may be inclusive of, but not limited to, radiation oncologists, spine surgeons and interventional radiologists, among others.
Orthopaedics | Spine - Thoracolumbar (TL) and sacral surgery | TL and sacral fusion and fixation implant | TL pedicle screw - Shank, tulip | MEDTRONIC | SAS ASSEMBLY 5.5/6.0 ROD, 6.5 X 40 | 55811006540 | Standalone | DE0008698 | As per HSA registered indication(s) except for radiolucent implants which should be used as follows:  in patients with primary or metastatic spinal tumours who would benefit from post-operative high dose high precision beam therapy upon appropriate and stringent patient selection;  Patient selection should be done via standardised assessment such as the neurological-oncological-mechanical systemic (NOMS) framework; and  The assessment should be carried out by a multidisciplinary team (MDT), which may be inclusive of, but not limited to, radiation oncologists, spine surgeons and interventional radiologists, among others.
Orthopaedics | Spine - Thoracolumbar (TL) and sacral surgery | TL and sacral fusion and fixation implant | TL pedicle screw - Shank, tulip | MEDTRONIC | SAS ASSEMBLY 5.5/6.0 ROD, 6.5 X 45 | 55811006545 | Standalone | DE0008698 | As per HSA registered indication(s) except for radiolucent implants which should be used as follows:  in patients with primary or metastatic spinal tumours who would benefit from post-operative high dose high precision beam therapy upon appropriate and stringent patient selection;  Patient selection should be done via standardised assessment such as the neurological-oncological-mechanical systemic (NOMS) framework; and  The assessment should be carried out by a multidisciplinary team (MDT), which may be inclusive of, but not limited to, radiation oncologists, spine surgeons and interventional radiologists, among others.
Orthopaedics | Spine - Thoracolumbar (TL) and sacral surgery | TL and sacral fusion and fixation implant | TL pedicle screw - Shank, tulip | MEDTRONIC | SAS ASSEMBLY 5.5/6.0 ROD, 6.5 X 50 | 55811006550 | Standalone | DE0008698 | As per HSA registered indication(s) except for radiolucent implants which should be used as follows:  in patients with primary or metastatic spinal tumours who would benefit from post-operative high dose high precision beam therapy upon appropriate and stringent patient selection;  Patient selection should be done via standardised assessment such as the neurological-oncological-mechanical systemic (NOMS) framework; and  The assessment should be carried out by a multidisciplinary team (MDT), which may be inclusive of, but not limited to, radiation oncologists, spine surgeons and interventional radiologists, among others.
Orthopaedics | Spine - Thoracolumbar (TL) and sacral surgery | TL and sacral fusion and fixation implant | TL pedicle screw - Shank, tulip | MEDTRONIC | SAS ASSEMBLY 5.5/6.0 ROD, 7.5 X 40 | 55811007540 | Standalone | DE0008698 | As per HSA registered indication(s) except for radiolucent implants which should be used as follows:  in patients with primary or metastatic spinal tumours who would benefit from post-operative high dose high precision beam therapy upon appropriate and stringent patient selection;  Patient selection should be done via standardised assessment such as the neurological-oncological-mechanical systemic (NOMS) framework; and  The assessment should be carried out by a multidisciplinary team (MDT), which may be inclusive of, but not limited to, radiation oncologists, spine surgeons and interventional radiologists, among others.
Orthopaedics | Spine - Thoracolumbar (TL) and sacral surgery | TL and sacral fusion and fixation implant | TL pedicle screw - Shank, tulip | MEDTRONIC | SAS ASSEMBLY 5.5/6.0 ROD, 7.5 X 45 | 55811007545 | Standalone | DE0008698 | As per HSA registered indication(s) except for radiolucent implants which should be used as follows:  in patients with primary or metastatic spinal tumours who would benefit from post-operative high dose high precision beam therapy upon appropriate and stringent patient selection;  Patient selection should be done via standardised assessment such as the neurological-oncological-mechanical systemic (NOMS) framework; and  The assessment should be carried out by a multidisciplinary team (MDT), which may be inclusive of, but not limited to, radiation oncologists, spine surgeons and interventional radiologists, among others.
Orthopaedics | Spine - Thoracolumbar (TL) and sacral surgery | TL and sacral fusion and fixation implant | TL pedicle screw - Shank, tulip | MEDTRONIC | SAS ASSEMBLY 5.5/6.0 ROD, 7.5 X 50 | 55811007550 | Standalone | DE0008698 | As per HSA registered indication(s) except for radiolucent implants which should be used as follows:  in patients with primary or metastatic spinal tumours who would benefit from post-operative high dose high precision beam therapy upon appropriate and stringent patient selection;  Patient selection should be done via standardised assessment such as the neurological-oncological-mechanical systemic (NOMS) framework; and  The assessment should be carried out by a multidisciplinary team (MDT), which may be inclusive of, but not limited to, radiation oncologists, spine surgeons and interventional radiologists, among others.
Orthopaedics | Spine - Occipito-cervical (OC) surgery | OC fusion and fixation implant | Fixation screw for plates | MEDTRONIC | SCREW ZEVO 4.5MM X 13MM, SLOT SCREW | 7710013 | Standalone | DE0501023 | As per HSA registered indication(s)
Orthopaedics | Spine - Occipito-cervical (OC) surgery | OC fusion and fixation implant | Fixation screw for plates | MEDTRONIC | SCREW ZEVO VARIABLE SELF TAPPING, 3.5MM X 11MM | 7723511 | Standalone | DE0501023 | As per HSA registered indication(s)
Orthopaedics | Spine - Occipito-cervical (OC) surgery | OC fusion and fixation implant | Fixation screw for plates | MEDTRONIC | SCREW ZEVO VARIABLE SELF TAPPING, 3.5MM X 12MM | 7723512 | Standalone | DE0501023 | As per HSA registered indication(s)
Orthopaedics | Spine - Occipito-cervical (OC) surgery | OC fusion and fixation implant | Fixation screw for plates | MEDTRONIC | SCREW ZEVO VARIABLE SELF TAPPING, 3.5MM X 13MM | 7723513 | Standalone | DE0501023 | As per HSA registered indication(s)
Orthopaedics | Spine - Occipito-cervical (OC) surgery | OC fusion and fixation implant | Fixation screw for plates | MEDTRONIC | SCREW ZEVO VARIABLE SELF TAPPING, 3.5MM X 14MM | 7723514 | Standalone | DE0501023 | As per HSA registered indication(s)
Orthopaedics | Spine - Occipito-cervical (OC) surgery | OC fusion and fixation implant | Fixation screw for plates | MEDTRONIC | SCREW ZEVO VARIABLE SELF TAPPING, 3.5MM X 15MM | 7723515 | Standalone | DE0501023 | As per HSA registered indication(s)
Orthopaedics | Spine - Occipito-cervical (OC) surgery | OC fusion and fixation implant | Fixation screw for plates | MEDTRONIC | SCREW ZEVO VARIABLE SELF TAPPING, 3.5MM X 16MM | 7723516 | Standalone | DE0501023 | As per HSA registered indication(s)
Orthopaedics | Spine - Occipito-cervical (OC) surgery | OC fusion and fixation implant | Fixation screw for plates | MEDTRONIC | SCREW ZEVO VARIABLE SELF TAPPING, 3.5MM X 17MM | 7723517 | Standalone | DE0501023 | As per HSA registered indication(s)
Orthopaedics | Spine - Occipito-cervical (OC) surgery | OC fusion and fixation implant | Fixation screw for plates | MEDTRONIC | SCREW ZEVO VARIABLE SELF TAPPING, 4.0MM X 13MM | 7724013 | Standalone | DE0501023 | As per HSA registered indication(s)
Orthopaedics | Spine - Occipito-cervical (OC) surgery | OC fusion and fixation implant | Fixation screw for plates | MEDTRONIC | SCREW ZEVO VARIABLE SELF TAPPING, 4.0MM X 15MM | 7724015 | Standalone | DE0501023 | As per HSA registered indication(s)
Orthopaedics | Spine - Occipito-cervical (OC) surgery | OC fusion and fixation implant | Fixation screw for plates | MEDTRONIC | SCREW ZEVO VARIABLE SELF TAPPING, 4.0MM X 17MM | 7724017 | Standalone | DE0501023 | As per HSA registered indication(s)
Orthopaedics | Spine - Thoracolumbar (TL) and sacral surgery | TL interbody cage | TL interbody fixation accessories | MEDTRONIC | SCREW 2140135 LUMBAR BONE 5.5 X 35MM | 2140135 | Standalone | DE0019408 | As per HSA registered indication(s)
Orthopaedics | Spine - Thoracolumbar (TL) and sacral surgery | TL interbody cage | TL interbody fixation accessories | MEDTRONIC | SCREW 2140140 LUMBAR BONE 5.5 X 40MM | 2140140 | Standalone | DE0019408 | As per HSA registered indication(s)
Orthopaedics | Spine - Thoracolumbar (TL) and sacral surgery | TL interbody cage | TL interbody fixation accessories | MEDTRONIC | SCREW 2140145 LUMBAR BONE 5.5 X 45MM | 2140145 | Standalone | DE0019408 | As per HSA registered indication(s)
Orthopaedics | Spine - Thoracolumbar (TL) and sacral surgery | TL interbody cage | TL interbody fixation accessories | MEDTRONIC | SCREW 2140150 LUMBAR BONE 5.5 X 50MM | 2140150 | Standalone | DE0019408 | As per HSA registered indication(s)
Orthopaedics | Spine - Thoracolumbar (TL) and sacral surgery | TL interbody cage | TL interbody fixation accessories | MEDTRONIC | SCREW 2150120 SCREW 20MM | 2150120 | Standalone | DE0500699 | As per HSA registered indication(s)
Orthopaedics | Spine - Thoracolumbar (TL) and sacral surgery | TL interbody cage | TL interbody fixation accessories | MEDTRONIC | SCREW 2150125 SCREW 25MM | 2150125 | Standalone | DE0500699 | As per HSA registered indication(s)
Orthopaedics | Spine - Thoracolumbar (TL) and sacral surgery | TL interbody cage | TL interbody fixation accessories | MEDTRONIC | SCREW 2150130 SCREW 30MM | 2150130 | Standalone | DE0500699 | As per HSA registered indication(s)
Orthopaedics | Spine - Thoracolumbar (TL) and sacral surgery | TL interbody cage | TL interbody fixation accessories | MEDTRONIC | SCREW 2150135 SCREW 35MM | 2150135 | Standalone | DE0500699 | As per HSA registered indication(s)
Orthopaedics | Spine - Thoracolumbar (TL) and sacral surgery | TL interbody cage | TL interbody fixation accessories | MEDTRONIC | SCREW 2150140 SCREW 40MM | 2150140 | Standalone | DE0500699 | As per HSA registered indication(s)
Orthopaedics | Spine - Thoracolumbar (TL) and sacral surgery | TL and sacral fusion and fixation implant | TL pedicle screw - Shank, tulip | MEDTRONIC | SCREW 25740017570 BS CNMAS 7.5X70 TC S | 25740017570 | Standalone | DE0500843 | As per HSA registered indication(s) except for radiolucent implants which should be used as follows:  in patients with primary or metastatic spinal tumours who would benefit from post-operative high dose high precision beam therapy upon appropriate and stringent patient selection;  Patient selection should be done via standardised assessment such as the neurological-oncological-mechanical systemic (NOMS) framework; and  The assessment should be carried out by a multidisciplinary team (MDT), which may be inclusive of, but not limited to, radiation oncologists, spine surgeons and interventional radiologists, among others.
Orthopaedics | Spine - Thoracolumbar (TL) and sacral surgery | TL and sacral fusion and fixation implant | TL pedicle screw - Shank, tulip | MEDTRONIC | SCREW 25740017580 BS CNMAS 7.5X80 TC S | 25740017580 | Standalone | DE0500843 | As per HSA registered indication(s) except for radiolucent implants which should be used as follows:  in patients with primary or metastatic spinal tumours who would benefit from post-operative high dose high precision beam therapy upon appropriate and stringent patient selection;  Patient selection should be done via standardised assessment such as the neurological-oncological-mechanical systemic (NOMS) framework; and  The assessment should be carried out by a multidisciplinary team (MDT), which may be inclusive of, but not limited to, radiation oncologists, spine surgeons and interventional radiologists, among others.
Orthopaedics | Spine - Thoracolumbar (TL) and sacral surgery | TL and sacral fusion and fixation implant | TL pedicle screw - Shank, tulip | MEDTRONIC | SCREW 25740017590 BS CNMAS 7.5X90 TC S | 25740017590 | Standalone | DE0500843 | As per HSA registered indication(s) except for radiolucent implants which should be used as follows:  in patients with primary or metastatic spinal tumours who would benefit from post-operative high dose high precision beam therapy upon appropriate and stringent patient selection;  Patient selection should be done via standardised assessment such as the neurological-oncological-mechanical systemic (NOMS) framework; and  The assessment should be carried out by a multidisciplinary team (MDT), which may be inclusive of, but not limited to, radiation oncologists, spine surgeons and interventional radiologists, among others.
Orthopaedics | Spine - Thoracolumbar (TL) and sacral surgery | TL and sacral fusion and fixation implant | TL pedicle screw - Shank, tulip | MEDTRONIC | SCREW 25740018570 BS CNMAS 8.5X70 TC S | 25740018570 | Standalone | DE0500843 | As per HSA registered indication(s) except for radiolucent implants which should be used as follows:  in patients with primary or metastatic spinal tumours who would benefit from post-operative high dose high precision beam therapy upon appropriate and stringent patient selection;  Patient selection should be done via standardised assessment such as the neurological-oncological-mechanical systemic (NOMS) framework; and  The assessment should be carried out by a multidisciplinary team (MDT), which may be inclusive of, but not limited to, radiation oncologists, spine surgeons and interventional radiologists, among others.
Orthopaedics | Spine - Thoracolumbar (TL) and sacral surgery | TL and sacral fusion and fixation implant | TL pedicle screw - Shank, tulip | MEDTRONIC | SCREW 25740018580 BS CNMAS 8.5X80 TC S | 25740018580 | Standalone | DE0500843 | As per HSA registered indication(s) except for radiolucent implants which should be used as follows:  in patients with primary or metastatic spinal tumours who would benefit from post-operative high dose high precision beam therapy upon appropriate and stringent patient selection;  Patient selection should be done via standardised assessment such as the neurological-oncological-mechanical systemic (NOMS) framework; and  The assessment should be carried out by a multidisciplinary team (MDT), which may be inclusive of, but not limited to, radiation oncologists, spine surgeons and interventional radiologists, among others.
Orthopaedics | Spine - Thoracolumbar (TL) and sacral surgery | TL and sacral fusion and fixation implant | TL pedicle screw - Shank, tulip | MEDTRONIC | SCREW 25740018590 BS CNMAS 8.5X90 TC S | 25740018590 | Standalone | DE0500843 | As per HSA registered indication(s) except for radiolucent implants which should be used as follows:  in patients with primary or metastatic spinal tumours who would benefit from post-operative high dose high precision beam therapy upon appropriate and stringent patient selection;  Patient selection should be done via standardised assessment such as the neurological-oncological-mechanical systemic (NOMS) framework; and  The assessment should be carried out by a multidisciplinary team (MDT), which may be inclusive of, but not limited to, radiation oncologists, spine surgeons and interventional radiologists, among others.
Orthopaedics | Spine - Thoracolumbar (TL) and sacral surgery | TL and sacral fusion and fixation implant | TL pedicle screw - Shank, tulip | MEDTRONIC | SCREW 25740019510 BS CNMAS 9.5X100 TC S | 25740019510 | Standalone | DE0500843 | As per HSA registered indication(s) except for radiolucent implants which should be used as follows:  in patients with primary or metastatic spinal tumours who would benefit from post-operative high dose high precision beam therapy upon appropriate and stringent patient selection;  Patient selection should be done via standardised assessment such as the neurological-oncological-mechanical systemic (NOMS) framework; and  The assessment should be carried out by a multidisciplinary team (MDT), which may be inclusive of, but not limited to, radiation oncologists, spine surgeons and interventional radiologists, among others.
Orthopaedics | Spine - Thoracolumbar (TL) and sacral surgery | TL and sacral fusion and fixation implant | TL pedicle screw - Shank, tulip | MEDTRONIC | SCREW 25740019580 BS CNMAS 9.5X80 TC S | 25740019580 | Standalone | DE0500843 | As per HSA registered indication(s) except for radiolucent implants which should be used as follows:  in patients with primary or metastatic spinal tumours who would benefit from post-operative high dose high precision beam therapy upon appropriate and stringent patient selection;  Patient selection should be done via standardised assessment such as the neurological-oncological-mechanical systemic (NOMS) framework; and  The assessment should be carried out by a multidisciplinary team (MDT), which may be inclusive of, but not limited to, radiation oncologists, spine surgeons and interventional radiologists, among others.
Orthopaedics | Spine - Thoracolumbar (TL) and sacral surgery | TL and sacral fusion and fixation implant | TL pedicle screw - Shank, tulip | MEDTRONIC | SCREW 25740019590 BS CNMAS 9.5X90 TC S | 25740019590 | Standalone | DE0500843 | As per HSA registered indication(s) except for radiolucent implants which should be used as follows:  in patients with primary or metastatic spinal tumours who would benefit from post-operative high dose high precision beam therapy upon appropriate and stringent patient selection;  Patient selection should be done via standardised assessment such as the neurological-oncological-mechanical systemic (NOMS) framework; and  The assessment should be carried out by a multidisciplinary team (MDT), which may be inclusive of, but not limited to, radiation oncologists, spine surgeons and interventional radiologists, among others.
Orthopaedics | Spine - Thoracolumbar (TL) and sacral surgery | TL and sacral fusion and fixation implant | TL pedicle screw - Shank, tulip | MEDTRONIC | SCREW 25840011010 BS CNMAS 10.5X100 T/C | 25840011010 | Standalone | DE0508063 | As per HSA registered indication(s) except for radiolucent implants which should be used as follows:  in patients with primary or metastatic spinal tumours who would benefit from post-operative high dose high precision beam therapy upon appropriate and stringent patient selection;  Patient selection should be done via standardised assessment such as the neurological-oncological-mechanical systemic (NOMS) framework; and  The assessment should be carried out by a multidisciplinary team (MDT), which may be inclusive of, but not limited to, radiation oncologists, spine surgeons and interventional radiologists, among others.
Orthopaedics | Spine - Thoracolumbar (TL) and sacral surgery | TL and sacral fusion and fixation implant | TL pedicle screw - Shank, tulip | MEDTRONIC | SCREW 25840011011 BS CNMAS 10.5X110 T/C | 25840011011 | Standalone | DE0508063 | As per HSA registered indication(s) except for radiolucent implants which should be used as follows:  in patients with primary or metastatic spinal tumours who would benefit from post-operative high dose high precision beam therapy upon appropriate and stringent patient selection;  Patient selection should be done via standardised assessment such as the neurological-oncological-mechanical systemic (NOMS) framework; and  The assessment should be carried out by a multidisciplinary team (MDT), which may be inclusive of, but not limited to, radiation oncologists, spine surgeons and interventional radiologists, among others.
Orthopaedics | Spine - Thoracolumbar (TL) and sacral surgery | TL and sacral fusion and fixation implant | TL pedicle screw - Shank, tulip | MEDTRONIC | SCREW 25840011012 BS CNMAS 10.5X120 T/C | 25840011012 | Standalone | DE0508063 | As per HSA registered indication(s) except for radiolucent implants which should be used as follows:  in patients with primary or metastatic spinal tumours who would benefit from post-operative high dose high precision beam therapy upon appropriate and stringent patient selection;  Patient selection should be done via standardised assessment such as the neurological-oncological-mechanical systemic (NOMS) framework; and  The assessment should be carried out by a multidisciplinary team (MDT), which may be inclusive of, but not limited to, radiation oncologists, spine surgeons and interventional radiologists, among others.
Orthopaedics | Spine - Thoracolumbar (TL) and sacral surgery | TL and sacral fusion and fixation implant | TL pedicle screw - Shank, tulip | MEDTRONIC | SCREW 25840011013 BS CNMAS 10.5X130 T/C | 25840011013 | Standalone | DE0508063 | As per HSA registered indication(s) except for radiolucent implants which should be used as follows:  in patients with primary or metastatic spinal tumours who would benefit from post-operative high dose high precision beam therapy upon appropriate and stringent patient selection;  Patient selection should be done via standardised assessment such as the neurological-oncological-mechanical systemic (NOMS) framework; and  The assessment should be carried out by a multidisciplinary team (MDT), which may be inclusive of, but not limited to, radiation oncologists, spine surgeons and interventional radiologists, among others.
Orthopaedics | Spine - Thoracolumbar (TL) and sacral surgery | TL and sacral fusion and fixation implant | TL pedicle screw - Shank, tulip | MEDTRONIC | SCREW 25840011014 BS CNMAS 10.5X140 T/C | 25840011014 | Standalone | DE0508063 | As per HSA registered indication(s) except for radiolucent implants which should be used as follows:  in patients with primary or metastatic spinal tumours who would benefit from post-operative high dose high precision beam therapy upon appropriate and stringent patient selection;  Patient selection should be done via standardised assessment such as the neurological-oncological-mechanical systemic (NOMS) framework; and  The assessment should be carried out by a multidisciplinary team (MDT), which may be inclusive of, but not limited to, radiation oncologists, spine surgeons and interventional radiologists, among others.
Orthopaedics | Spine - Thoracolumbar (TL) and sacral surgery | TL and sacral fusion and fixation implant | TL pedicle screw - Shank, tulip | MEDTRONIC | SCREW 25840011050 BS CNMAS 10.5X50 T/C | 25840011050 | Standalone | DE0508063 | As per HSA registered indication(s) except for radiolucent implants which should be used as follows:  in patients with primary or metastatic spinal tumours who would benefit from post-operative high dose high precision beam therapy upon appropriate and stringent patient selection;  Patient selection should be done via standardised assessment such as the neurological-oncological-mechanical systemic (NOMS) framework; and  The assessment should be carried out by a multidisciplinary team (MDT), which may be inclusive of, but not limited to, radiation oncologists, spine surgeons and interventional radiologists, among others.
Orthopaedics | Spine - Thoracolumbar (TL) and sacral surgery | TL and sacral fusion and fixation implant | TL pedicle screw - Shank, tulip | MEDTRONIC | SCREW 25840011060 BS CNMAS 10.5X60 T/C | 25840011060 | Standalone | DE0508063 | As per HSA registered indication(s) except for radiolucent implants which should be used as follows:  in patients with primary or metastatic spinal tumours who would benefit from post-operative high dose high precision beam therapy upon appropriate and stringent patient selection;  Patient selection should be done via standardised assessment such as the neurological-oncological-mechanical systemic (NOMS) framework; and  The assessment should be carried out by a multidisciplinary team (MDT), which may be inclusive of, but not limited to, radiation oncologists, spine surgeons and interventional radiologists, among others.
Orthopaedics | Spine - Thoracolumbar (TL) and sacral surgery | TL and sacral fusion and fixation implant | TL pedicle screw - Shank, tulip | MEDTRONIC | SCREW 25840011070 BS CNMAS 10.5X70 T/C | 25840011070 | Standalone | DE0508063 | As per HSA registered indication(s) except for radiolucent implants which should be used as follows:  in patients with primary or metastatic spinal tumours who would benefit from post-operative high dose high precision beam therapy upon appropriate and stringent patient selection;  Patient selection should be done via standardised assessment such as the neurological-oncological-mechanical systemic (NOMS) framework; and  The assessment should be carried out by a multidisciplinary team (MDT), which may be inclusive of, but not limited to, radiation oncologists, spine surgeons and interventional radiologists, among others.
Orthopaedics | Spine - Thoracolumbar (TL) and sacral surgery | TL and sacral fusion and fixation implant | TL pedicle screw - Shank, tulip | MEDTRONIC | SCREW 25840011080 BS CNMAS 10.5X80 T/C | 25840011080 | Standalone | DE0508063 | As per HSA registered indication(s) except for radiolucent implants which should be used as follows:  in patients with primary or metastatic spinal tumours who would benefit from post-operative high dose high precision beam therapy upon appropriate and stringent patient selection;  Patient selection should be done via standardised assessment such as the neurological-oncological-mechanical systemic (NOMS) framework; and  The assessment should be carried out by a multidisciplinary team (MDT), which may be inclusive of, but not limited to, radiation oncologists, spine surgeons and interventional radiologists, among others.
Orthopaedics | Spine - Thoracolumbar (TL) and sacral surgery | TL and sacral fusion and fixation implant | TL pedicle screw - Shank, tulip | MEDTRONIC | SCREW 25840011090 BS CNMAS 10.5X90 T/C | 25840011090 | Standalone | DE0508063 | As per HSA registered indication(s) except for radiolucent implants which should be used as follows:  in patients with primary or metastatic spinal tumours who would benefit from post-operative high dose high precision beam therapy upon appropriate and stringent patient selection;  Patient selection should be done via standardised assessment such as the neurological-oncological-mechanical systemic (NOMS) framework; and  The assessment should be carried out by a multidisciplinary team (MDT), which may be inclusive of, but not limited to, radiation oncologists, spine surgeons and interventional radiologists, among others.
Orthopaedics | Spine - Thoracolumbar (TL) and sacral surgery | TL and sacral fusion and fixation implant | TL pedicle screw - Shank, tulip | MEDTRONIC | SCREW 25840011110 BS CNMAS 11.5X100 T/C | 25840011110 | Standalone | DE0508063 | As per HSA registered indication(s) except for radiolucent implants which should be used as follows:  in patients with primary or metastatic spinal tumours who would benefit from post-operative high dose high precision beam therapy upon appropriate and stringent patient selection;  Patient selection should be done via standardised assessment such as the neurological-oncological-mechanical systemic (NOMS) framework; and  The assessment should be carried out by a multidisciplinary team (MDT), which may be inclusive of, but not limited to, radiation oncologists, spine surgeons and interventional radiologists, among others.
Orthopaedics | Spine - Thoracolumbar (TL) and sacral surgery | TL and sacral fusion and fixation implant | TL pedicle screw - Shank, tulip | MEDTRONIC | SCREW 25840011111 BS CNMAS 11.5X110 T/C | 25840011111 | Standalone | DE0508063 | As per HSA registered indication(s) except for radiolucent implants which should be used as follows:  in patients with primary or metastatic spinal tumours who would benefit from post-operative high dose high precision beam therapy upon appropriate and stringent patient selection;  Patient selection should be done via standardised assessment such as the neurological-oncological-mechanical systemic (NOMS) framework; and  The assessment should be carried out by a multidisciplinary team (MDT), which may be inclusive of, but not limited to, radiation oncologists, spine surgeons and interventional radiologists, among others.
Orthopaedics | Spine - Thoracolumbar (TL) and sacral surgery | TL and sacral fusion and fixation implant | TL pedicle screw - Shank, tulip | MEDTRONIC | SCREW 25840011112 BS CNMAS 11.5X120 T/C | 25840011112 | Standalone | DE0508063 | As per HSA registered indication(s) except for radiolucent implants which should be used as follows:  in patients with primary or metastatic spinal tumours who would benefit from post-operative high dose high precision beam therapy upon appropriate and stringent patient selection;  Patient selection should be done via standardised assessment such as the neurological-oncological-mechanical systemic (NOMS) framework; and  The assessment should be carried out by a multidisciplinary team (MDT), which may be inclusive of, but not limited to, radiation oncologists, spine surgeons and interventional radiologists, among others.
Orthopaedics | Spine - Thoracolumbar (TL) and sacral surgery | TL and sacral fusion and fixation implant | TL pedicle screw - Shank, tulip | MEDTRONIC | SCREW 25840011113 BS CNMAS 11.5X130 T/C | 25840011113 | Standalone | DE0508063 | As per HSA registered indication(s) except for radiolucent implants which should be used as follows:  in patients with primary or metastatic spinal tumours who would benefit from post-operative high dose high precision beam therapy upon appropriate and stringent patient selection;  Patient selection should be done via standardised assessment such as the neurological-oncological-mechanical systemic (NOMS) framework; and  The assessment should be carried out by a multidisciplinary team (MDT), which may be inclusive of, but not limited to, radiation oncologists, spine surgeons and interventional radiologists, among others.
Orthopaedics | Spine - Thoracolumbar (TL) and sacral surgery | TL and sacral fusion and fixation implant | TL pedicle screw - Shank, tulip | MEDTRONIC | SCREW 25840011114 BS CNMAS 11.5X140 T/C | 25840011114 | Standalone | DE0508063 | As per HSA registered indication(s) except for radiolucent implants which should be used as follows:  in patients with primary or metastatic spinal tumours who would benefit from post-operative high dose high precision beam therapy upon appropriate and stringent patient selection;  Patient selection should be done via standardised assessment such as the neurological-oncological-mechanical systemic (NOMS) framework; and  The assessment should be carried out by a multidisciplinary team (MDT), which may be inclusive of, but not limited to, radiation oncologists, spine surgeons and interventional radiologists, among others.
Orthopaedics | Spine - Thoracolumbar (TL) and sacral surgery | TL and sacral fusion and fixation implant | TL pedicle screw - Shank, tulip | MEDTRONIC | SCREW 25840011150 BS CNMAS 11.5X50 T/C | 25840011150 | Standalone | DE0508063 | As per HSA registered indication(s) except for radiolucent implants which should be used as follows:  in patients with primary or metastatic spinal tumours who would benefit from post-operative high dose high precision beam therapy upon appropriate and stringent patient selection;  Patient selection should be done via standardised assessment such as the neurological-oncological-mechanical systemic (NOMS) framework; and  The assessment should be carried out by a multidisciplinary team (MDT), which may be inclusive of, but not limited to, radiation oncologists, spine surgeons and interventional radiologists, among others.
Orthopaedics | Spine - Thoracolumbar (TL) and sacral surgery | TL and sacral fusion and fixation implant | TL pedicle screw - Shank, tulip | MEDTRONIC | SCREW 25840011160 BS CNMAS 11.5X60 T/C | 25840011160 | Standalone | DE0508063 | As per HSA registered indication(s) except for radiolucent implants which should be used as follows:  in patients with primary or metastatic spinal tumours who would benefit from post-operative high dose high precision beam therapy upon appropriate and stringent patient selection;  Patient selection should be done via standardised assessment such as the neurological-oncological-mechanical systemic (NOMS) framework; and  The assessment should be carried out by a multidisciplinary team (MDT), which may be inclusive of, but not limited to, radiation oncologists, spine surgeons and interventional radiologists, among others.
Orthopaedics | Spine - Thoracolumbar (TL) and sacral surgery | TL and sacral fusion and fixation implant | TL pedicle screw - Shank, tulip | MEDTRONIC | SCREW 25840011170 BS CNMAS 11.5X70 T/C | 25840011170 | Standalone | DE0508063 | As per HSA registered indication(s) except for radiolucent implants which should be used as follows:  in patients with primary or metastatic spinal tumours who would benefit from post-operative high dose high precision beam therapy upon appropriate and stringent patient selection;  Patient selection should be done via standardised assessment such as the neurological-oncological-mechanical systemic (NOMS) framework; and  The assessment should be carried out by a multidisciplinary team (MDT), which may be inclusive of, but not limited to, radiation oncologists, spine surgeons and interventional radiologists, among others.
Orthopaedics | Spine - Thoracolumbar (TL) and sacral surgery | TL and sacral fusion and fixation implant | TL pedicle screw - Shank, tulip | MEDTRONIC | SCREW 25840011180 BS CNMAS 11.5X80 T/C | 25840011180 | Standalone | DE0508063 | As per HSA registered indication(s) except for radiolucent implants which should be used as follows:  in patients with primary or metastatic spinal tumours who would benefit from post-operative high dose high precision beam therapy upon appropriate and stringent patient selection;  Patient selection should be done via standardised assessment such as the neurological-oncological-mechanical systemic (NOMS) framework; and  The assessment should be carried out by a multidisciplinary team (MDT), which may be inclusive of, but not limited to, radiation oncologists, spine surgeons and interventional radiologists, among others.
Orthopaedics | Spine - Thoracolumbar (TL) and sacral surgery | TL and sacral fusion and fixation implant | TL pedicle screw - Shank, tulip | MEDTRONIC | SCREW 25840011190 BS CNMAS 11.5X90 T/C | 25840011190 | Standalone | DE0508063 | As per HSA registered indication(s) except for radiolucent implants which should be used as follows:  in patients with primary or metastatic spinal tumours who would benefit from post-operative high dose high precision beam therapy upon appropriate and stringent patient selection;  Patient selection should be done via standardised assessment such as the neurological-oncological-mechanical systemic (NOMS) framework; and  The assessment should be carried out by a multidisciplinary team (MDT), which may be inclusive of, but not limited to, radiation oncologists, spine surgeons and interventional radiologists, among others.
Orthopaedics | Spine - Thoracolumbar (TL) and sacral surgery | TL and sacral fusion and fixation implant | TL pedicle screw - Shank, tulip | MEDTRONIC | SCREW 25840011210 BS CNMAS 12.5X100 T/C | 25840011210 | Standalone | DE0508063 | As per HSA registered indication(s) except for radiolucent implants which should be used as follows:  in patients with primary or metastatic spinal tumours who would benefit from post-operative high dose high precision beam therapy upon appropriate and stringent patient selection;  Patient selection should be done via standardised assessment such as the neurological-oncological-mechanical systemic (NOMS) framework; and  The assessment should be carried out by a multidisciplinary team (MDT), which may be inclusive of, but not limited to, radiation oncologists, spine surgeons and interventional radiologists, among others.
Orthopaedics | Spine - Thoracolumbar (TL) and sacral surgery | TL and sacral fusion and fixation implant | TL pedicle screw - Shank, tulip | MEDTRONIC | SCREW 25840011211 BS CNMAS 12.5X110 T/C | 25840011211 | Standalone | DE0508063 | As per HSA registered indication(s) except for radiolucent implants which should be used as follows:  in patients with primary or metastatic spinal tumours who would benefit from post-operative high dose high precision beam therapy upon appropriate and stringent patient selection;  Patient selection should be done via standardised assessment such as the neurological-oncological-mechanical systemic (NOMS) framework; and  The assessment should be carried out by a multidisciplinary team (MDT), which may be inclusive of, but not limited to, radiation oncologists, spine surgeons and interventional radiologists, among others.
Orthopaedics | Spine - Thoracolumbar (TL) and sacral surgery | TL and sacral fusion and fixation implant | TL pedicle screw - Shank, tulip | MEDTRONIC | SCREW 25840011212 BS CNMAS 12.5X120 T/C | 25840011212 | Standalone | DE0508063 | As per HSA registered indication(s) except for radiolucent implants which should be used as follows:  in patients with primary or metastatic spinal tumours who would benefit from post-operative high dose high precision beam therapy upon appropriate and stringent patient selection;  Patient selection should be done via standardised assessment such as the neurological-oncological-mechanical systemic (NOMS) framework; and  The assessment should be carried out by a multidisciplinary team (MDT), which may be inclusive of, but not limited to, radiation oncologists, spine surgeons and interventional radiologists, among others.
Orthopaedics | Spine - Thoracolumbar (TL) and sacral surgery | TL and sacral fusion and fixation implant | TL pedicle screw - Shank, tulip | MEDTRONIC | SCREW 25840011213 BS CNMAS 12.5X130 T/C | 25840011213 | Standalone | DE0508063 | As per HSA registered indication(s) except for radiolucent implants which should be used as follows:  in patients with primary or metastatic spinal tumours who would benefit from post-operative high dose high precision beam therapy upon appropriate and stringent patient selection;  Patient selection should be done via standardised assessment such as the neurological-oncological-mechanical systemic (NOMS) framework; and  The assessment should be carried out by a multidisciplinary team (MDT), which may be inclusive of, but not limited to, radiation oncologists, spine surgeons and interventional radiologists, among others.
Orthopaedics | Spine - Thoracolumbar (TL) and sacral surgery | TL and sacral fusion and fixation implant | TL pedicle screw - Shank, tulip | MEDTRONIC | SCREW 25840011214 BS CNMAS 12.5X140 T/C | 25840011214 | Standalone | DE0508063 | As per HSA registered indication(s) except for radiolucent implants which should be used as follows:  in patients with primary or metastatic spinal tumours who would benefit from post-operative high dose high precision beam therapy upon appropriate and stringent patient selection;  Patient selection should be done via standardised assessment such as the neurological-oncological-mechanical systemic (NOMS) framework; and  The assessment should be carried out by a multidisciplinary team (MDT), which may be inclusive of, but not limited to, radiation oncologists, spine surgeons and interventional radiologists, among others.
Orthopaedics | Spine - Thoracolumbar (TL) and sacral surgery | TL and sacral fusion and fixation implant | TL pedicle screw - Shank, tulip | MEDTRONIC | SCREW 25840011250 BS CNMAS 12.5X50 T/C | 25840011250 | Standalone | DE0508063 | As per HSA registered indication(s) except for radiolucent implants which should be used as follows:  in patients with primary or metastatic spinal tumours who would benefit from post-operative high dose high precision beam therapy upon appropriate and stringent patient selection;  Patient selection should be done via standardised assessment such as the neurological-oncological-mechanical systemic (NOMS) framework; and  The assessment should be carried out by a multidisciplinary team (MDT), which may be inclusive of, but not limited to, radiation oncologists, spine surgeons and interventional radiologists, among others.
Orthopaedics | Spine - Thoracolumbar (TL) and sacral surgery | TL and sacral fusion and fixation implant | TL pedicle screw - Shank, tulip | MEDTRONIC | SCREW 25840011260 BS CNMAS 12.5X60 T/C | 25840011260 | Standalone | DE0508063 | As per HSA registered indication(s) except for radiolucent implants which should be used as follows:  in patients with primary or metastatic spinal tumours who would benefit from post-operative high dose high precision beam therapy upon appropriate and stringent patient selection;  Patient selection should be done via standardised assessment such as the neurological-oncological-mechanical systemic (NOMS) framework; and  The assessment should be carried out by a multidisciplinary team (MDT), which may be inclusive of, but not limited to, radiation oncologists, spine surgeons and interventional radiologists, among others.
Orthopaedics | Spine - Thoracolumbar (TL) and sacral surgery | TL and sacral fusion and fixation implant | TL pedicle screw - Shank, tulip | MEDTRONIC | SCREW 25840011270 BS CNMAS 12.5X70 T/C | 25840011270 | Standalone | DE0508063 | As per HSA registered indication(s) except for radiolucent implants which should be used as follows:  in patients with primary or metastatic spinal tumours who would benefit from post-operative high dose high precision beam therapy upon appropriate and stringent patient selection;  Patient selection should be done via standardised assessment such as the neurological-oncological-mechanical systemic (NOMS) framework; and  The assessment should be carried out by a multidisciplinary team (MDT), which may be inclusive of, but not limited to, radiation oncologists, spine surgeons and interventional radiologists, among others.
Orthopaedics | Spine - Thoracolumbar (TL) and sacral surgery | TL and sacral fusion and fixation implant | TL pedicle screw - Shank, tulip | MEDTRONIC | SCREW 25840011280 BS CNMAS 12.5X80 T/C | 25840011280 | Standalone | DE0508063 | As per HSA registered indication(s) except for radiolucent implants which should be used as follows:  in patients with primary or metastatic spinal tumours who would benefit from post-operative high dose high precision beam therapy upon appropriate and stringent patient selection;  Patient selection should be done via standardised assessment such as the neurological-oncological-mechanical systemic (NOMS) framework; and  The assessment should be carried out by a multidisciplinary team (MDT), which may be inclusive of, but not limited to, radiation oncologists, spine surgeons and interventional radiologists, among others.
Orthopaedics | Spine - Thoracolumbar (TL) and sacral surgery | TL and sacral fusion and fixation implant | TL pedicle screw - Shank, tulip | MEDTRONIC | SCREW 25840011290 BS CNMAS 12.5X90 T/C | 25840011290 | Standalone | DE0508063 | As per HSA registered indication(s) except for radiolucent implants which should be used as follows:  in patients with primary or metastatic spinal tumours who would benefit from post-operative high dose high precision beam therapy upon appropriate and stringent patient selection;  Patient selection should be done via standardised assessment such as the neurological-oncological-mechanical systemic (NOMS) framework; and  The assessment should be carried out by a multidisciplinary team (MDT), which may be inclusive of, but not limited to, radiation oncologists, spine surgeons and interventional radiologists, among others.
Orthopaedics | Spine - Thoracolumbar (TL) and sacral surgery | TL and sacral fusion and fixation implant | TL pedicle screw - Shank, tulip | MEDTRONIC | SCREW 25840017510 BS CNMAS 7.5X100 T/C | 25840017510 | Standalone | DE0508063 | As per HSA registered indication(s) except for radiolucent implants which should be used as follows:  in patients with primary or metastatic spinal tumours who would benefit from post-operative high dose high precision beam therapy upon appropriate and stringent patient selection;  Patient selection should be done via standardised assessment such as the neurological-oncological-mechanical systemic (NOMS) framework; and  The assessment should be carried out by a multidisciplinary team (MDT), which may be inclusive of, but not limited to, radiation oncologists, spine surgeons and interventional radiologists, among others.
Orthopaedics | Spine - Thoracolumbar (TL) and sacral surgery | TL and sacral fusion and fixation implant | TL pedicle screw - Shank, tulip | MEDTRONIC | SCREW 25840017511 BS CNMAS 7.5X110 T/C | 25840017511 | Standalone | DE0508063 | As per HSA registered indication(s) except for radiolucent implants which should be used as follows:  in patients with primary or metastatic spinal tumours who would benefit from post-operative high dose high precision beam therapy upon appropriate and stringent patient selection;  Patient selection should be done via standardised assessment such as the neurological-oncological-mechanical systemic (NOMS) framework; and  The assessment should be carried out by a multidisciplinary team (MDT), which may be inclusive of, but not limited to, radiation oncologists, spine surgeons and interventional radiologists, among others.
Orthopaedics | Spine - Thoracolumbar (TL) and sacral surgery | TL and sacral fusion and fixation implant | TL pedicle screw - Shank, tulip | MEDTRONIC | SCREW 25840017550 BS CNMAS 7.5X50 T/C | 25840017550 | Standalone | DE0508063 | As per HSA registered indication(s) except for radiolucent implants which should be used as follows:  in patients with primary or metastatic spinal tumours who would benefit from post-operative high dose high precision beam therapy upon appropriate and stringent patient selection;  Patient selection should be done via standardised assessment such as the neurological-oncological-mechanical systemic (NOMS) framework; and  The assessment should be carried out by a multidisciplinary team (MDT), which may be inclusive of, but not limited to, radiation oncologists, spine surgeons and interventional radiologists, among others.
Orthopaedics | Spine - Thoracolumbar (TL) and sacral surgery | TL and sacral fusion and fixation implant | TL pedicle screw - Shank, tulip | MEDTRONIC | SCREW 25840017560 BS CNMAS 7.5X60 T/C | 25840017560 | Standalone | DE0508063 | As per HSA registered indication(s) except for radiolucent implants which should be used as follows:  in patients with primary or metastatic spinal tumours who would benefit from post-operative high dose high precision beam therapy upon appropriate and stringent patient selection;  Patient selection should be done via standardised assessment such as the neurological-oncological-mechanical systemic (NOMS) framework; and  The assessment should be carried out by a multidisciplinary team (MDT), which may be inclusive of, but not limited to, radiation oncologists, spine surgeons and interventional radiologists, among others.
Orthopaedics | Spine - Thoracolumbar (TL) and sacral surgery | TL and sacral fusion and fixation implant | TL pedicle screw - Shank, tulip | MEDTRONIC | SCREW 25840017570 BS CNMAS 7.5X70 T/C | 25840017570 | Standalone | DE0508063 | As per HSA registered indication(s) except for radiolucent implants which should be used as follows:  in patients with primary or metastatic spinal tumours who would benefit from post-operative high dose high precision beam therapy upon appropriate and stringent patient selection;  Patient selection should be done via standardised assessment such as the neurological-oncological-mechanical systemic (NOMS) framework; and  The assessment should be carried out by a multidisciplinary team (MDT), which may be inclusive of, but not limited to, radiation oncologists, spine surgeons and interventional radiologists, among others.
Orthopaedics | Spine - Thoracolumbar (TL) and sacral surgery | TL and sacral fusion and fixation implant | TL pedicle screw - Shank, tulip | MEDTRONIC | SCREW 25840017580 BS CNMAS 7.5X80 T/C | 25840017580 | Standalone | DE0508063 | As per HSA registered indication(s) except for radiolucent implants which should be used as follows:  in patients with primary or metastatic spinal tumours who would benefit from post-operative high dose high precision beam therapy upon appropriate and stringent patient selection;  Patient selection should be done via standardised assessment such as the neurological-oncological-mechanical systemic (NOMS) framework; and  The assessment should be carried out by a multidisciplinary team (MDT), which may be inclusive of, but not limited to, radiation oncologists, spine surgeons and interventional radiologists, among others.
Orthopaedics | Spine - Thoracolumbar (TL) and sacral surgery | TL and sacral fusion and fixation implant | TL pedicle screw - Shank, tulip | MEDTRONIC | SCREW 25840017590 BS CNMAS 7.5X90 T/C | 25840017590 | Standalone | DE0508063 | As per HSA registered indication(s) except for radiolucent implants which should be used as follows:  in patients with primary or metastatic spinal tumours who would benefit from post-operative high dose high precision beam therapy upon appropriate and stringent patient selection;  Patient selection should be done via standardised assessment such as the neurological-oncological-mechanical systemic (NOMS) framework; and  The assessment should be carried out by a multidisciplinary team (MDT), which may be inclusive of, but not limited to, radiation oncologists, spine surgeons and interventional radiologists, among others.
Orthopaedics | Spine - Thoracolumbar (TL) and sacral surgery | TL and sacral fusion and fixation implant | TL pedicle screw - Shank, tulip | MEDTRONIC | SCREW 25840018510 BS CNMAS 8.5X100 T/C | 25840018510 | Standalone | DE0508063 | As per HSA registered indication(s) except for radiolucent implants which should be used as follows:  in patients with primary or metastatic spinal tumours who would benefit from post-operative high dose high precision beam therapy upon appropriate and stringent patient selection;  Patient selection should be done via standardised assessment such as the neurological-oncological-mechanical systemic (NOMS) framework; and  The assessment should be carried out by a multidisciplinary team (MDT), which may be inclusive of, but not limited to, radiation oncologists, spine surgeons and interventional radiologists, among others.
Orthopaedics | Spine - Thoracolumbar (TL) and sacral surgery | TL and sacral fusion and fixation implant | TL pedicle screw - Shank, tulip | MEDTRONIC | SCREW 25840018511 BS CNMAS 8.5X110 T/C | 25840018511 | Standalone | DE0508063 | As per HSA registered indication(s) except for radiolucent implants which should be used as follows:  in patients with primary or metastatic spinal tumours who would benefit from post-operative high dose high precision beam therapy upon appropriate and stringent patient selection;  Patient selection should be done via standardised assessment such as the neurological-oncological-mechanical systemic (NOMS) framework; and  The assessment should be carried out by a multidisciplinary team (MDT), which may be inclusive of, but not limited to, radiation oncologists, spine surgeons and interventional radiologists, among others.
Orthopaedics | Spine - Thoracolumbar (TL) and sacral surgery | TL and sacral fusion and fixation implant | TL pedicle screw - Shank, tulip | MEDTRONIC | SCREW 25840018512 BS CNMAS 8.5X120 T/C | 25840018512 | Standalone | DE0508063 | As per HSA registered indication(s) except for radiolucent implants which should be used as follows:  in patients with primary or metastatic spinal tumours who would benefit from post-operative high dose high precision beam therapy upon appropriate and stringent patient selection;  Patient selection should be done via standardised assessment such as the neurological-oncological-mechanical systemic (NOMS) framework; and  The assessment should be carried out by a multidisciplinary team (MDT), which may be inclusive of, but not limited to, radiation oncologists, spine surgeons and interventional radiologists, among others.
Orthopaedics | Spine - Thoracolumbar (TL) and sacral surgery | TL and sacral fusion and fixation implant | TL pedicle screw - Shank, tulip | MEDTRONIC | SCREW 25840018513 BS CNMAS 8.5X130 T/C | 25840018513 | Standalone | DE0508063 | As per HSA registered indication(s) except for radiolucent implants which should be used as follows:  in patients with primary or metastatic spinal tumours who would benefit from post-operative high dose high precision beam therapy upon appropriate and stringent patient selection;  Patient selection should be done via standardised assessment such as the neurological-oncological-mechanical systemic (NOMS) framework; and  The assessment should be carried out by a multidisciplinary team (MDT), which may be inclusive of, but not limited to, radiation oncologists, spine surgeons and interventional radiologists, among others.
Orthopaedics | Spine - Thoracolumbar (TL) and sacral surgery | TL and sacral fusion and fixation implant | TL pedicle screw - Shank, tulip | MEDTRONIC | SCREW 25840018550 BS CNMAS 8.5X50 T/C | 25840018550 | Standalone | DE0508063 | As per HSA registered indication(s) except for radiolucent implants which should be used as follows:  in patients with primary or metastatic spinal tumours who would benefit from post-operative high dose high precision beam therapy upon appropriate and stringent patient selection;  Patient selection should be done via standardised assessment such as the neurological-oncological-mechanical systemic (NOMS) framework; and  The assessment should be carried out by a multidisciplinary team (MDT), which may be inclusive of, but not limited to, radiation oncologists, spine surgeons and interventional radiologists, among others.
Orthopaedics | Spine - Thoracolumbar (TL) and sacral surgery | TL and sacral fusion and fixation implant | TL pedicle screw - Shank, tulip | MEDTRONIC | SCREW 25840018560 BS CNMAS 8.5X60 T/C | 25840018560 | Standalone | DE0508063 | As per HSA registered indication(s) except for radiolucent implants which should be used as follows:  in patients with primary or metastatic spinal tumours who would benefit from post-operative high dose high precision beam therapy upon appropriate and stringent patient selection;  Patient selection should be done via standardised assessment such as the neurological-oncological-mechanical systemic (NOMS) framework; and  The assessment should be carried out by a multidisciplinary team (MDT), which may be inclusive of, but not limited to, radiation oncologists, spine surgeons and interventional radiologists, among others.
Orthopaedics | Spine - Thoracolumbar (TL) and sacral surgery | TL and sacral fusion and fixation implant | TL pedicle screw - Shank, tulip | MEDTRONIC | SCREW 25840018570 BS CNMAS 8.5X70 T/C | 25840018570 | Standalone | DE0508063 | As per HSA registered indication(s) except for radiolucent implants which should be used as follows:  in patients with primary or metastatic spinal tumours who would benefit from post-operative high dose high precision beam therapy upon appropriate and stringent patient selection;  Patient selection should be done via standardised assessment such as the neurological-oncological-mechanical systemic (NOMS) framework; and  The assessment should be carried out by a multidisciplinary team (MDT), which may be inclusive of, but not limited to, radiation oncologists, spine surgeons and interventional radiologists, among others.
Orthopaedics | Spine - Thoracolumbar (TL) and sacral surgery | TL and sacral fusion and fixation implant | TL pedicle screw - Shank, tulip | MEDTRONIC | SCREW 25840018580 BS CNMAS 8.5X80 T/C | 25840018580 | Standalone | DE0508063 | As per HSA registered indication(s) except for radiolucent implants which should be used as follows:  in patients with primary or metastatic spinal tumours who would benefit from post-operative high dose high precision beam therapy upon appropriate and stringent patient selection;  Patient selection should be done via standardised assessment such as the neurological-oncological-mechanical systemic (NOMS) framework; and  The assessment should be carried out by a multidisciplinary team (MDT), which may be inclusive of, but not limited to, radiation oncologists, spine surgeons and interventional radiologists, among others.
Orthopaedics | Spine - Thoracolumbar (TL) and sacral surgery | TL and sacral fusion and fixation implant | TL pedicle screw - Shank, tulip | MEDTRONIC | SCREW 25840018590 BS CNMAS 8.5X90 T/C | 25840018590 | Standalone | DE0508063 | As per HSA registered indication(s) except for radiolucent implants which should be used as follows:  in patients with primary or metastatic spinal tumours who would benefit from post-operative high dose high precision beam therapy upon appropriate and stringent patient selection;  Patient selection should be done via standardised assessment such as the neurological-oncological-mechanical systemic (NOMS) framework; and  The assessment should be carried out by a multidisciplinary team (MDT), which may be inclusive of, but not limited to, radiation oncologists, spine surgeons and interventional radiologists, among others.
Orthopaedics | Spine - Thoracolumbar (TL) and sacral surgery | TL and sacral fusion and fixation implant | TL pedicle screw - Shank, tulip | MEDTRONIC | SCREW 25840019510 BS CNMAS 9.5X100 T/C | 25840019510 | Standalone | DE0508063 | As per HSA registered indication(s) except for radiolucent implants which should be used as follows:  in patients with primary or metastatic spinal tumours who would benefit from post-operative high dose high precision beam therapy upon appropriate and stringent patient selection;  Patient selection should be done via standardised assessment such as the neurological-oncological-mechanical systemic (NOMS) framework; and  The assessment should be carried out by a multidisciplinary team (MDT), which may be inclusive of, but not limited to, radiation oncologists, spine surgeons and interventional radiologists, among others.
Orthopaedics | Spine - Thoracolumbar (TL) and sacral surgery | TL and sacral fusion and fixation implant | TL pedicle screw - Shank, tulip | MEDTRONIC | SCREW 25840019511 BS CNMAS 9.5X110 T/C | 25840019511 | Standalone | DE0508063 | As per HSA registered indication(s) except for radiolucent implants which should be used as follows:  in patients with primary or metastatic spinal tumours who would benefit from post-operative high dose high precision beam therapy upon appropriate and stringent patient selection;  Patient selection should be done via standardised assessment such as the neurological-oncological-mechanical systemic (NOMS) framework; and  The assessment should be carried out by a multidisciplinary team (MDT), which may be inclusive of, but not limited to, radiation oncologists, spine surgeons and interventional radiologists, among others.
Orthopaedics | Spine - Thoracolumbar (TL) and sacral surgery | TL and sacral fusion and fixation implant | TL pedicle screw - Shank, tulip | MEDTRONIC | SCREW 25840019512 BS CNMAS 9.5X120 T/C | 25840019512 | Standalone | DE0508063 | As per HSA registered indication(s) except for radiolucent implants which should be used as follows:  in patients with primary or metastatic spinal tumours who would benefit from post-operative high dose high precision beam therapy upon appropriate and stringent patient selection;  Patient selection should be done via standardised assessment such as the neurological-oncological-mechanical systemic (NOMS) framework; and  The assessment should be carried out by a multidisciplinary team (MDT), which may be inclusive of, but not limited to, radiation oncologists, spine surgeons and interventional radiologists, among others.
Orthopaedics | Spine - Thoracolumbar (TL) and sacral surgery | TL and sacral fusion and fixation implant | TL pedicle screw - Shank, tulip | MEDTRONIC | SCREW 25840019513 BS CNMAS 9.5X130 T/C | 25840019513 | Standalone | DE0508063 | As per HSA registered indication(s) except for radiolucent implants which should be used as follows:  in patients with primary or metastatic spinal tumours who would benefit from post-operative high dose high precision beam therapy upon appropriate and stringent patient selection;  Patient selection should be done via standardised assessment such as the neurological-oncological-mechanical systemic (NOMS) framework; and  The assessment should be carried out by a multidisciplinary team (MDT), which may be inclusive of, but not limited to, radiation oncologists, spine surgeons and interventional radiologists, among others.
Orthopaedics | Spine - Thoracolumbar (TL) and sacral surgery | TL and sacral fusion and fixation implant | TL pedicle screw - Shank, tulip | MEDTRONIC | SCREW 25840019550 BS CNMAS 9.5X50 T/C | 25840019550 | Standalone | DE0508063 | As per HSA registered indication(s) except for radiolucent implants which should be used as follows:  in patients with primary or metastatic spinal tumours who would benefit from post-operative high dose high precision beam therapy upon appropriate and stringent patient selection;  Patient selection should be done via standardised assessment such as the neurological-oncological-mechanical systemic (NOMS) framework; and  The assessment should be carried out by a multidisciplinary team (MDT), which may be inclusive of, but not limited to, radiation oncologists, spine surgeons and interventional radiologists, among others.
Orthopaedics | Spine - Thoracolumbar (TL) and sacral surgery | TL and sacral fusion and fixation implant | TL pedicle screw - Shank, tulip | MEDTRONIC | SCREW 25840019560 BS CNMAS 9.5X60 T/C | 25840019560 | Standalone | DE0508063 | As per HSA registered indication(s) except for radiolucent implants which should be used as follows:  in patients with primary or metastatic spinal tumours who would benefit from post-operative high dose high precision beam therapy upon appropriate and stringent patient selection;  Patient selection should be done via standardised assessment such as the neurological-oncological-mechanical systemic (NOMS) framework; and  The assessment should be carried out by a multidisciplinary team (MDT), which may be inclusive of, but not limited to, radiation oncologists, spine surgeons and interventional radiologists, among others.
Orthopaedics | Spine - Thoracolumbar (TL) and sacral surgery | TL and sacral fusion and fixation implant | TL pedicle screw - Shank, tulip | MEDTRONIC | SCREW 25840019570 BS CNMAS 9.5X70 T/C | 25840019570 | Standalone | DE0508063 | As per HSA registered indication(s) except for radiolucent implants which should be used as follows:  in patients with primary or metastatic spinal tumours who would benefit from post-operative high dose high precision beam therapy upon appropriate and stringent patient selection;  Patient selection should be done via standardised assessment such as the neurological-oncological-mechanical systemic (NOMS) framework; and  The assessment should be carried out by a multidisciplinary team (MDT), which may be inclusive of, but not limited to, radiation oncologists, spine surgeons and interventional radiologists, among others.
Orthopaedics | Spine - Thoracolumbar (TL) and sacral surgery | TL and sacral fusion and fixation implant | TL pedicle screw - Shank, tulip | MEDTRONIC | SCREW 25840019580 BS CNMAS 9.5X80 T/C | 25840019580 | Standalone | DE0508063 | As per HSA registered indication(s) except for radiolucent implants which should be used as follows:  in patients with primary or metastatic spinal tumours who would benefit from post-operative high dose high precision beam therapy upon appropriate and stringent patient selection;  Patient selection should be done via standardised assessment such as the neurological-oncological-mechanical systemic (NOMS) framework; and  The assessment should be carried out by a multidisciplinary team (MDT), which may be inclusive of, but not limited to, radiation oncologists, spine surgeons and interventional radiologists, among others.
Orthopaedics | Spine - Thoracolumbar (TL) and sacral surgery | TL and sacral fusion and fixation implant | TL pedicle screw - Shank, tulip | MEDTRONIC | SCREW 25840019590 BS CNMAS 9.5X90 T/C | 25840019590 | Standalone | DE0508063 | As per HSA registered indication(s) except for radiolucent implants which should be used as follows:  in patients with primary or metastatic spinal tumours who would benefit from post-operative high dose high precision beam therapy upon appropriate and stringent patient selection;  Patient selection should be done via standardised assessment such as the neurological-oncological-mechanical systemic (NOMS) framework; and  The assessment should be carried out by a multidisciplinary team (MDT), which may be inclusive of, but not limited to, radiation oncologists, spine surgeons and interventional radiologists, among others.
Orthopaedics | Spine - Occipito-cervical (OC) surgery | OC fusion and fixation implant | Cervical pedicle/lateral mass screw - Shank, tulip | MEDTRONIC | SCREW 3.5mm x 22mm PT MAS | 6958722PT | Standalone | DE0007725 | As per HSA registered indication(s)
Orthopaedics | Spine - Occipito-cervical (OC) surgery | OC fusion and fixation implant | Cervical pedicle/lateral mass screw - Shank, tulip | MEDTRONIC | SCREW 3.5mm x 24mm PT MAS | 6958724PT | Standalone | DE0007725 | As per HSA registered indication(s)
Orthopaedics | Spine - Occipito-cervical (OC) surgery | OC fusion and fixation implant | Cervical pedicle/lateral mass screw - Shank, tulip | MEDTRONIC | SCREW 3.5mm x 30mm PT MAS | 6958730PT | Standalone | DE0007725 | As per HSA registered indication(s)
Orthopaedics | Spine - Occipito-cervical (OC) surgery | OC fusion and fixation implant | Cervical pedicle/lateral mass screw - Shank, tulip | MEDTRONIC | SCREW 3.5mm x 32mm PT MAS | 6958732PT | Standalone | DE0007725 | As per HSA registered indication(s)
Orthopaedics | Spine - Occipito-cervical (OC) surgery | OC fusion and fixation implant | Cervical pedicle/lateral mass screw - Shank, tulip | MEDTRONIC | SCREW 3.5mm x 34mm PT MAS | 6958734PT | Standalone | DE0007725 | As per HSA registered indication(s)
Orthopaedics | Spine - Occipito-cervical (OC) surgery | OC fusion and fixation implant | Fixation screw for plates | MEDTRONIC | SCREW 3120211 4.0 X 11 SELF TAP FIX | 3120211 | Standalone | DE0016929 | As per HSA registered indication(s)
Orthopaedics | Spine - Occipito-cervical (OC) surgery | OC fusion and fixation implant | Fixation screw for plates | MEDTRONIC | SCREW 3120213 4.0 X 13 SELF TAP FIX | 3120213 | Standalone | DE0016929 | As per HSA registered indication(s)
Orthopaedics | Spine - Occipito-cervical (OC) surgery | OC fusion and fixation implant | Fixation screw for plates | MEDTRONIC | SCREW 3120218 4.0 X 18 SELF TAP FIX | 3120218 | Standalone | DE0016929 | As per HSA registered indication(s)
Orthopaedics | Spine - Occipito-cervical (OC) surgery | OC fusion and fixation implant | Fixation screw for plates | MEDTRONIC | SCREW 3120219 4.0 X 19 SELF TAP FIX | 3120219 | Standalone | DE0016929 | As per HSA registered indication(s)
Orthopaedics | Spine - Occipito-cervical (OC) surgery | OC fusion and fixation implant | Fixation screw for plates | MEDTRONIC | SCREW 3120220 4.0 X 20 SELF TAP FIX | 3120220 | Standalone | DE0016929 | As per HSA registered indication(s)
Orthopaedics | Spine - Occipito-cervical (OC) surgery | OC fusion and fixation implant | Fixation screw for plates | MEDTRONIC | SCREW 3120311 4.0 X 11 SELF TAP VAR | 3120311 | Standalone | DE0016929 | As per HSA registered indication(s)
Orthopaedics | Spine - Occipito-cervical (OC) surgery | OC fusion and fixation implant | Fixation screw for plates | MEDTRONIC | SCREW 3120312 4.0 X 12 SELF TAP VAR | 3120312 | Standalone | DE0016929 | As per HSA registered indication(s)
Orthopaedics | Spine - Occipito-cervical (OC) surgery | OC fusion and fixation implant | Fixation screw for plates | MEDTRONIC | SCREW 3120313 4.0 X 13 SELF TAP VAR | 3120313 | Standalone | DE0016929 | As per HSA registered indication(s)
Orthopaedics | Spine - Occipito-cervical (OC) surgery | OC fusion and fixation implant | Fixation screw for plates | MEDTRONIC | SCREW 3120314 4.0 X 14 SELF TAP VAR | 3120314 | Standalone | DE0016929 | As per HSA registered indication(s)
Orthopaedics | Spine - Occipito-cervical (OC) surgery | OC fusion and fixation implant | Fixation screw for plates | MEDTRONIC | SCREW 3120315 4.0 X 15 SELF TAP VAR | 3120315 | Standalone | DE0016929 | As per HSA registered indication(s)
Orthopaedics | Spine - Occipito-cervical (OC) surgery | OC fusion and fixation implant | Fixation screw for plates | MEDTRONIC | SCREW 3120316 4.0 X 16 SELF TAP VAR | 3120316 | Standalone | DE0016929 | As per HSA registered indication(s)
Orthopaedics | Spine - Occipito-cervical (OC) surgery | OC fusion and fixation implant | Fixation screw for plates | MEDTRONIC | SCREW 3120317 4.0 X 17 SELF TAP VAR | 3120317 | Standalone | DE0016929 | As per HSA registered indication(s)
Orthopaedics | Spine - Occipito-cervical (OC) surgery | OC fusion and fixation implant | Fixation screw for plates | MEDTRONIC | SCREW 3120318 4.0 X 18 SELF TAP VAR | 3120318 | Standalone | DE0016929 | As per HSA registered indication(s)
Orthopaedics | Spine - Occipito-cervical (OC) surgery | OC fusion and fixation implant | Fixation screw for plates | MEDTRONIC | SCREW 3120319 4.0 X 19 SELF TAP VAR | 3120319 | Standalone | DE0016929 | As per HSA registered indication(s)
Orthopaedics | Spine - Occipito-cervical (OC) surgery | OC fusion and fixation implant | Fixation screw for plates | MEDTRONIC | SCREW 3120320 4.0 X 20 SELF TAP VAR | 3120320 | Standalone | DE0016929 | As per HSA registered indication(s)
Orthopaedics | Spine - Occipito-cervical (OC) surgery | OC fusion and fixation implant | Fixation screw for plates | MEDTRONIC | SCREW 3120411 4.0 X 11 SELF DRILL FIX | 3120411 | Standalone | DE0016929 | As per HSA registered indication(s)
Orthopaedics | Spine - Occipito-cervical (OC) surgery | OC fusion and fixation implant | Fixation screw for plates | MEDTRONIC | SCREW 3120412 4.0 X 12 SELF DRILL FIX | 3120412 | Standalone | DE0016929 | As per HSA registered indication(s)
Orthopaedics | Spine - Occipito-cervical (OC) surgery | OC fusion and fixation implant | Fixation screw for plates | MEDTRONIC | SCREW 3120413 4.0 X 13 SELF DRILL FIX | 3120413 | Standalone | DE0016929 | As per HSA registered indication(s)
Orthopaedics | Spine - Occipito-cervical (OC) surgery | OC fusion and fixation implant | Fixation screw for plates | MEDTRONIC | SCREW 3120414 4.0 X 14 SELF DRILL FIX | 3120414 | Standalone | DE0016929 | As per HSA registered indication(s)
Orthopaedics | Spine - Occipito-cervical (OC) surgery | OC fusion and fixation implant | Fixation screw for plates | MEDTRONIC | SCREW 3120415 4.0 X 15 SELF DRILL FIX | 3120415 | Standalone | DE0016929 | As per HSA registered indication(s)
Orthopaedics | Spine - Occipito-cervical (OC) surgery | OC fusion and fixation implant | Fixation screw for plates | MEDTRONIC | SCREW 3120416 4.0 X 16 SELF DRILL FIX | 3120416 | Standalone | DE0016929 | As per HSA registered indication(s)
Orthopaedics | Spine - Occipito-cervical (OC) surgery | OC fusion and fixation implant | Fixation screw for plates | MEDTRONIC | SCREW 3120417 4.0 X 17 SELF DRILL FIX | 3120417 | Standalone | DE0016929 | As per HSA registered indication(s)
Orthopaedics | Spine - Occipito-cervical (OC) surgery | OC fusion and fixation implant | Fixation screw for plates | MEDTRONIC | SCREW 3120511 4.0 X 11 SELF DRILL VAR | 3120511 | Standalone | DE0016929 | As per HSA registered indication(s)
Orthopaedics | Spine - Occipito-cervical (OC) surgery | OC fusion and fixation implant | Fixation screw for plates | MEDTRONIC | SCREW 3120512 4.0 X 12 SELF DRILL VAR | 3120512 | Standalone | DE0016929 | As per HSA registered indication(s)
Orthopaedics | Spine - Occipito-cervical (OC) surgery | OC fusion and fixation implant | Fixation screw for plates | MEDTRONIC | SCREW 3120513 4.0 X 13 SELF DRILL VAR | 3120513 | Standalone | DE0016929 | As per HSA registered indication(s)
Orthopaedics | Spine - Occipito-cervical (OC) surgery | OC fusion and fixation implant | Fixation screw for plates | MEDTRONIC | SCREW 3120514 4.0 X 14 SELF DRILL VAR | 3120514 | Standalone | DE0016929 | As per HSA registered indication(s)
Orthopaedics | Spine - Occipito-cervical (OC) surgery | OC fusion and fixation implant | Fixation screw for plates | MEDTRONIC | SCREW 3120515 4.0 X 15 SELF DRILL VAR | 3120515 | Standalone | DE0016929 | As per HSA registered indication(s)
Orthopaedics | Spine - Occipito-cervical (OC) surgery | OC fusion and fixation implant | Fixation screw for plates | MEDTRONIC | SCREW 3120516 4.0 X 16 SELF DRILL VAR | 3120516 | Standalone | DE0016929 | As per HSA registered indication(s)
Orthopaedics | Spine - Occipito-cervical (OC) surgery | OC fusion and fixation implant | Fixation screw for plates | MEDTRONIC | SCREW 3120517 4.0 X 17 SELF DRILL VAR | 3120517 | Standalone | DE0016929 | As per HSA registered indication(s)
Orthopaedics | Spine - Occipito-cervical (OC) surgery | OC fusion and fixation implant | Fixation screw for plates | MEDTRONIC | SCREW 3125211 4.5 X 11 SELF TAP FIX | 3125211 | Standalone | DE0016929 | As per HSA registered indication(s)
Orthopaedics | Spine - Occipito-cervical (OC) surgery | OC fusion and fixation implant | Fixation screw for plates | MEDTRONIC | SCREW 3125213 4.5 X 13 SELF TAP FIX | 3125213 | Standalone | DE0016929 | As per HSA registered indication(s)
Orthopaedics | Spine - Occipito-cervical (OC) surgery | OC fusion and fixation implant | Fixation screw for plates | MEDTRONIC | SCREW 3125313 4.5 X 13 SELF TAP VAR | 3125313 | Standalone | DE0016929 | As per HSA registered indication(s)
Orthopaedics | Spine - Occipito-cervical (OC) surgery | OC fusion and fixation implant | Fixation screw for plates | MEDTRONIC | SCREW 3125315 4.5 X 15 SELF TAP VAR | 3125315 | Standalone | DE0016929 | As per HSA registered indication(s)
Orthopaedics | Spine - Occipito-cervical (OC) surgery | OC fusion and fixation implant | Fixation screw for plates | MEDTRONIC | SCREW 3125317 4.5 X 17 SELF TAP VAR | 3125317 | Standalone | DE0016929 | As per HSA registered indication(s)
Orthopaedics | Spine - Occipito-cervical (OC) surgery | OC fusion and fixation implant | Fixation screw for plates | MEDTRONIC | SCREW 3125411 4.5 X 11 SELF DRILL FIX | 3125411 | Standalone | DE0016929 | As per HSA registered indication(s)
Orthopaedics | Spine - Occipito-cervical (OC) surgery | OC fusion and fixation implant | Fixation screw for plates | MEDTRONIC | SCREW 3125413 4.5 X 13 SELF DRILL FIX | 3125413 | Standalone | DE0016929 | As per HSA registered indication(s)
Orthopaedics | Spine - Occipito-cervical (OC) surgery | OC fusion and fixation implant | Fixation screw for plates | MEDTRONIC | SCREW 3125415 4.5 X 15 SELF DRILL FIX | 3125415 | Standalone | DE0016929 | As per HSA registered indication(s)
Orthopaedics | Spine - Occipito-cervical (OC) surgery | OC fusion and fixation implant | Fixation screw for plates | MEDTRONIC | SCREW 3125417 4.5 X 17 SELF DRILL FIX | 3125417 | Standalone | DE0016929 | As per HSA registered indication(s)
Orthopaedics | Spine - Occipito-cervical (OC) surgery | OC fusion and fixation implant | Fixation screw for plates | MEDTRONIC | SCREW 3125511 4.5 X 11 SELF DRILL VAR | 3125511 | Standalone | DE0016929 | As per HSA registered indication(s)
Orthopaedics | Spine - Occipito-cervical (OC) surgery | OC fusion and fixation implant | Fixation screw for plates | MEDTRONIC | SCREW 3125513 4.5 X 13 SELF DRILL VAR | 3125513 | Standalone | DE0016929 | As per HSA registered indication(s)
Orthopaedics | Spine - Occipito-cervical (OC) surgery | OC fusion and fixation implant | Fixation screw for plates | MEDTRONIC | SCREW 3125515 4.5 X 15 SELF DRILL VAR | 3125515 | Standalone | DE0016929 | As per HSA registered indication(s)
Orthopaedics | Spine - Occipito-cervical (OC) surgery | OC fusion and fixation implant | Fixation screw for plates | MEDTRONIC | SCREW 3125517 4.5 X 17 SELF DRILL VAR | 3125517 | Standalone | DE0016929 | As per HSA registered indication(s)
Orthopaedics | Spine - Occipito-cervical (OC) surgery | OC fusion and fixation implant | Fixation screw for plates | MEDTRONIC | SCREW 3600406 OC 4.5 X 6MM | 3600406 | Standalone | DE0503897 | As per HSA registered indication(s)
Orthopaedics | Spine - Occipito-cervical (OC) surgery | OC fusion and fixation implant | Fixation screw for plates | MEDTRONIC | SCREW 3600408 OC 4.5 X 8MM | 3600408 | Standalone | DE0503897 | As per HSA registered indication(s)
Orthopaedics | Spine - Occipito-cervical (OC) surgery | OC fusion and fixation implant | Fixation screw for plates | MEDTRONIC | SCREW 3600410 OC 4.5 X 10MM | 3600410 | Standalone | DE0503897 | As per HSA registered indication(s)
Orthopaedics | Spine - Occipito-cervical (OC) surgery | OC fusion and fixation implant | Fixation screw for plates | MEDTRONIC | SCREW 3600412 OC 4.5 X 12MM | 3600412 | Standalone | DE0503897 | As per HSA registered indication(s)
Orthopaedics | Spine - Occipito-cervical (OC) surgery | OC fusion and fixation implant | Fixation screw for plates | MEDTRONIC | SCREW 3600414 OC 4.5 X 14MM | 3600414 | Standalone | DE0503897 | As per HSA registered indication(s)
Orthopaedics | Spine - Occipito-cervical (OC) surgery | OC fusion and fixation implant | Fixation screw for plates | MEDTRONIC | SCREW 3600506 OC 5.0 X 6MM | 3600506 | Standalone | DE0503897 | As per HSA registered indication(s)
Orthopaedics | Spine - Occipito-cervical (OC) surgery | OC fusion and fixation implant | Fixation screw for plates | MEDTRONIC | SCREW 3600508 OC 5.0 X 8MM | 3600508 | Standalone | DE0503897 | As per HSA registered indication(s)
Orthopaedics | Spine - Occipito-cervical (OC) surgery | OC fusion and fixation implant | Fixation screw for plates | MEDTRONIC | SCREW 3600510 OC 5.0 X 10MM | 3600510 | Standalone | DE0503897 | As per HSA registered indication(s)
Orthopaedics | Spine - Occipito-cervical (OC) surgery | OC fusion and fixation implant | Fixation screw for plates | MEDTRONIC | SCREW 3600512 OC 5.0 X 12MM | 3600512 | Standalone | DE0503897 | As per HSA registered indication(s)
Orthopaedics | Spine - Occipito-cervical (OC) surgery | OC fusion and fixation implant | Fixation screw for plates | MEDTRONIC | SCREW 3600514 OC 5.0 X 14MM | 3600514 | Standalone | DE0503897 | As per HSA registered indication(s)
Orthopaedics | Spine - Thoracolumbar (TL) and sacral surgery | TL and sacral fusion and fixation implant | TL pedicle screw - Shank, tulip | MEDTRONIC | SCREW 54410004525 FAS 4.5X25 TI | 54410004525 | Standalone | DE0008698 | As per HSA registered indication(s) except for radiolucent implants which should be used as follows:  in patients with primary or metastatic spinal tumours who would benefit from post-operative high dose high precision beam therapy upon appropriate and stringent patient selection;  Patient selection should be done via standardised assessment such as the neurological-oncological-mechanical systemic (NOMS) framework; and  The assessment should be carried out by a multidisciplinary team (MDT), which may be inclusive of, but not limited to, radiation oncologists, spine surgeons and interventional radiologists, among others.
Orthopaedics | Spine - Thoracolumbar (TL) and sacral surgery | TL and sacral fusion and fixation implant | TL pedicle screw - Shank, tulip | MEDTRONIC | SCREW 54410004530 FAS 4.5X30 TI | 54410004530 | Standalone | DE0008698 | As per HSA registered indication(s) except for radiolucent implants which should be used as follows:  in patients with primary or metastatic spinal tumours who would benefit from post-operative high dose high precision beam therapy upon appropriate and stringent patient selection;  Patient selection should be done via standardised assessment such as the neurological-oncological-mechanical systemic (NOMS) framework; and  The assessment should be carried out by a multidisciplinary team (MDT), which may be inclusive of, but not limited to, radiation oncologists, spine surgeons and interventional radiologists, among others.
Orthopaedics | Spine - Thoracolumbar (TL) and sacral surgery | TL and sacral fusion and fixation implant | TL pedicle screw - Shank, tulip | MEDTRONIC | SCREW 54410004535 FAS 4.5X35 TI | 54410004535 | Standalone | DE0008698 | As per HSA registered indication(s) except for radiolucent implants which should be used as follows:  in patients with primary or metastatic spinal tumours who would benefit from post-operative high dose high precision beam therapy upon appropriate and stringent patient selection;  Patient selection should be done via standardised assessment such as the neurological-oncological-mechanical systemic (NOMS) framework; and  The assessment should be carried out by a multidisciplinary team (MDT), which may be inclusive of, but not limited to, radiation oncologists, spine surgeons and interventional radiologists, among others.
Orthopaedics | Spine - Thoracolumbar (TL) and sacral surgery | TL and sacral fusion and fixation implant | TL pedicle screw - Shank, tulip | MEDTRONIC | SCREW 54410004540 FAS 4.5X40 TI | 54410004540 | Standalone | DE0008698 | As per HSA registered indication(s) except for radiolucent implants which should be used as follows:  in patients with primary or metastatic spinal tumours who would benefit from post-operative high dose high precision beam therapy upon appropriate and stringent patient selection;  Patient selection should be done via standardised assessment such as the neurological-oncological-mechanical systemic (NOMS) framework; and  The assessment should be carried out by a multidisciplinary team (MDT), which may be inclusive of, but not limited to, radiation oncologists, spine surgeons and interventional radiologists, among others.
Orthopaedics | Spine - Thoracolumbar (TL) and sacral surgery | TL and sacral fusion and fixation implant | TL pedicle screw - Shank, tulip | MEDTRONIC | SCREW 54410005530 FAS 5.5X30 TI | 54410005530 | Standalone | DE0008698 | As per HSA registered indication(s) except for radiolucent implants which should be used as follows:  in patients with primary or metastatic spinal tumours who would benefit from post-operative high dose high precision beam therapy upon appropriate and stringent patient selection;  Patient selection should be done via standardised assessment such as the neurological-oncological-mechanical systemic (NOMS) framework; and  The assessment should be carried out by a multidisciplinary team (MDT), which may be inclusive of, but not limited to, radiation oncologists, spine surgeons and interventional radiologists, among others.
Orthopaedics | Spine - Thoracolumbar (TL) and sacral surgery | TL and sacral fusion and fixation implant | TL pedicle screw - Shank, tulip | MEDTRONIC | SCREW 54410005535 FAS 5.5X35 TI | 54410005535 | Standalone | DE0008698 | As per HSA registered indication(s) except for radiolucent implants which should be used as follows:  in patients with primary or metastatic spinal tumours who would benefit from post-operative high dose high precision beam therapy upon appropriate and stringent patient selection;  Patient selection should be done via standardised assessment such as the neurological-oncological-mechanical systemic (NOMS) framework; and  The assessment should be carried out by a multidisciplinary team (MDT), which may be inclusive of, but not limited to, radiation oncologists, spine surgeons and interventional radiologists, among others.
Orthopaedics | Spine - Thoracolumbar (TL) and sacral surgery | TL and sacral fusion and fixation implant | TL pedicle screw - Shank, tulip | MEDTRONIC | SCREW 54410005540 FAS 5.5X40 TI | 54410005540 | Standalone | DE0008698 | As per HSA registered indication(s) except for radiolucent implants which should be used as follows:  in patients with primary or metastatic spinal tumours who would benefit from post-operative high dose high precision beam therapy upon appropriate and stringent patient selection;  Patient selection should be done via standardised assessment such as the neurological-oncological-mechanical systemic (NOMS) framework; and  The assessment should be carried out by a multidisciplinary team (MDT), which may be inclusive of, but not limited to, radiation oncologists, spine surgeons and interventional radiologists, among others.
Orthopaedics | Spine - Thoracolumbar (TL) and sacral surgery | TL and sacral fusion and fixation implant | TL pedicle screw - Shank, tulip | MEDTRONIC | SCREW 54410005545 FAS 5.5X45 TI | 54410005545 | Standalone | DE0008698 | As per HSA registered indication(s) except for radiolucent implants which should be used as follows:  in patients with primary or metastatic spinal tumours who would benefit from post-operative high dose high precision beam therapy upon appropriate and stringent patient selection;  Patient selection should be done via standardised assessment such as the neurological-oncological-mechanical systemic (NOMS) framework; and  The assessment should be carried out by a multidisciplinary team (MDT), which may be inclusive of, but not limited to, radiation oncologists, spine surgeons and interventional radiologists, among others.
Orthopaedics | Spine - Thoracolumbar (TL) and sacral surgery | TL and sacral fusion and fixation implant | TL pedicle screw - Shank, tulip | MEDTRONIC | SCREW 54410005550 FAS 5.5X50 TI | 54410005550 | Standalone | DE0008698 | As per HSA registered indication(s) except for radiolucent implants which should be used as follows:  in patients with primary or metastatic spinal tumours who would benefit from post-operative high dose high precision beam therapy upon appropriate and stringent patient selection;  Patient selection should be done via standardised assessment such as the neurological-oncological-mechanical systemic (NOMS) framework; and  The assessment should be carried out by a multidisciplinary team (MDT), which may be inclusive of, but not limited to, radiation oncologists, spine surgeons and interventional radiologists, among others.
Orthopaedics | Spine - Thoracolumbar (TL) and sacral surgery | TL and sacral fusion and fixation implant | TL pedicle screw - Shank, tulip | MEDTRONIC | SCREW 54410006535 FAS 6.5X35 TI | 54410006535 | Standalone | DE0008698 | As per HSA registered indication(s) except for radiolucent implants which should be used as follows:  in patients with primary or metastatic spinal tumours who would benefit from post-operative high dose high precision beam therapy upon appropriate and stringent patient selection;  Patient selection should be done via standardised assessment such as the neurological-oncological-mechanical systemic (NOMS) framework; and  The assessment should be carried out by a multidisciplinary team (MDT), which may be inclusive of, but not limited to, radiation oncologists, spine surgeons and interventional radiologists, among others.
Orthopaedics | Spine - Thoracolumbar (TL) and sacral surgery | TL and sacral fusion and fixation implant | TL pedicle screw - Shank, tulip | MEDTRONIC | SCREW 54410006540 FAS 6.5X40 TI | 54410006540 | Standalone | DE0008698 | As per HSA registered indication(s) except for radiolucent implants which should be used as follows:  in patients with primary or metastatic spinal tumours who would benefit from post-operative high dose high precision beam therapy upon appropriate and stringent patient selection;  Patient selection should be done via standardised assessment such as the neurological-oncological-mechanical systemic (NOMS) framework; and  The assessment should be carried out by a multidisciplinary team (MDT), which may be inclusive of, but not limited to, radiation oncologists, spine surgeons and interventional radiologists, among others.
Orthopaedics | Spine - Thoracolumbar (TL) and sacral surgery | TL and sacral fusion and fixation implant | TL pedicle screw - Shank, tulip | MEDTRONIC | SCREW 54410006545 FAS 6.5X45 TI | 54410006545 | Standalone | DE0008698 | As per HSA registered indication(s) except for radiolucent implants which should be used as follows:  in patients with primary or metastatic spinal tumours who would benefit from post-operative high dose high precision beam therapy upon appropriate and stringent patient selection;  Patient selection should be done via standardised assessment such as the neurological-oncological-mechanical systemic (NOMS) framework; and  The assessment should be carried out by a multidisciplinary team (MDT), which may be inclusive of, but not limited to, radiation oncologists, spine surgeons and interventional radiologists, among others.
Orthopaedics | Spine - Thoracolumbar (TL) and sacral surgery | TL and sacral fusion and fixation implant | TL pedicle screw - Shank, tulip | MEDTRONIC | SCREW 54410006550 FAS 6.5X50 TI | 54410006550 | Standalone | DE0008698 | As per HSA registered indication(s) except for radiolucent implants which should be used as follows:  in patients with primary or metastatic spinal tumours who would benefit from post-operative high dose high precision beam therapy upon appropriate and stringent patient selection;  Patient selection should be done via standardised assessment such as the neurological-oncological-mechanical systemic (NOMS) framework; and  The assessment should be carried out by a multidisciplinary team (MDT), which may be inclusive of, but not limited to, radiation oncologists, spine surgeons and interventional radiologists, among others.
Orthopaedics | Spine - Thoracolumbar (TL) and sacral surgery | TL and sacral fusion and fixation implant | TL pedicle screw - Shank, tulip | MEDTRONIC | SCREW 54410007535 FAS 7.5X35 TI | 54410007535 | Standalone | DE0008698 | As per HSA registered indication(s) except for radiolucent implants which should be used as follows:  in patients with primary or metastatic spinal tumours who would benefit from post-operative high dose high precision beam therapy upon appropriate and stringent patient selection;  Patient selection should be done via standardised assessment such as the neurological-oncological-mechanical systemic (NOMS) framework; and  The assessment should be carried out by a multidisciplinary team (MDT), which may be inclusive of, but not limited to, radiation oncologists, spine surgeons and interventional radiologists, among others.
Orthopaedics | Spine - Thoracolumbar (TL) and sacral surgery | TL and sacral fusion and fixation implant | TL pedicle screw - Shank, tulip | MEDTRONIC | SCREW 54410007540 FAS 7.5X40 TI | 54410007540 | Standalone | DE0008698 | As per HSA registered indication(s) except for radiolucent implants which should be used as follows:  in patients with primary or metastatic spinal tumours who would benefit from post-operative high dose high precision beam therapy upon appropriate and stringent patient selection;  Patient selection should be done via standardised assessment such as the neurological-oncological-mechanical systemic (NOMS) framework; and  The assessment should be carried out by a multidisciplinary team (MDT), which may be inclusive of, but not limited to, radiation oncologists, spine surgeons and interventional radiologists, among others.
Orthopaedics | Spine - Thoracolumbar (TL) and sacral surgery | TL and sacral fusion and fixation implant | TL pedicle screw - Shank, tulip | MEDTRONIC | SCREW 54410007545 FAS 7.5X45 TI | 54410007545 | Standalone | DE0008698 | As per HSA registered indication(s) except for radiolucent implants which should be used as follows:  in patients with primary or metastatic spinal tumours who would benefit from post-operative high dose high precision beam therapy upon appropriate and stringent patient selection;  Patient selection should be done via standardised assessment such as the neurological-oncological-mechanical systemic (NOMS) framework; and  The assessment should be carried out by a multidisciplinary team (MDT), which may be inclusive of, but not limited to, radiation oncologists, spine surgeons and interventional radiologists, among others.
Orthopaedics | Spine - Thoracolumbar (TL) and sacral surgery | TL and sacral fusion and fixation implant | TL pedicle screw - Shank, tulip | MEDTRONIC | SCREW 54410007550 FAS 7.5X50 TI | 54410007550 | Standalone | DE0008698 | As per HSA registered indication(s) except for radiolucent implants which should be used as follows:  in patients with primary or metastatic spinal tumours who would benefit from post-operative high dose high precision beam therapy upon appropriate and stringent patient selection;  Patient selection should be done via standardised assessment such as the neurological-oncological-mechanical systemic (NOMS) framework; and  The assessment should be carried out by a multidisciplinary team (MDT), which may be inclusive of, but not limited to, radiation oncologists, spine surgeons and interventional radiologists, among others.
Orthopaedics | Spine - Thoracolumbar (TL) and sacral surgery | TL and sacral fusion and fixation implant | TL pedicle screw - Shank, tulip | MEDTRONIC | SCREW 54840004025 MAS 4.0X25 CC | 54840004025 | Standalone | DE0008698 | As per HSA registered indication(s) except for radiolucent implants which should be used as follows:  in patients with primary or metastatic spinal tumours who would benefit from post-operative high dose high precision beam therapy upon appropriate and stringent patient selection;  Patient selection should be done via standardised assessment such as the neurological-oncological-mechanical systemic (NOMS) framework; and  The assessment should be carried out by a multidisciplinary team (MDT), which may be inclusive of, but not limited to, radiation oncologists, spine surgeons and interventional radiologists, among others.
Orthopaedics | Spine - Thoracolumbar (TL) and sacral surgery | TL and sacral fusion and fixation implant | TL pedicle screw - Shank, tulip | MEDTRONIC | SCREW 54840004030 MAS 4.0X30 CC | 54840004030 | Standalone | DE0008698 | As per HSA registered indication(s) except for radiolucent implants which should be used as follows:  in patients with primary or metastatic spinal tumours who would benefit from post-operative high dose high precision beam therapy upon appropriate and stringent patient selection;  Patient selection should be done via standardised assessment such as the neurological-oncological-mechanical systemic (NOMS) framework; and  The assessment should be carried out by a multidisciplinary team (MDT), which may be inclusive of, but not limited to, radiation oncologists, spine surgeons and interventional radiologists, among others.
Orthopaedics | Spine - Thoracolumbar (TL) and sacral surgery | TL and sacral fusion and fixation implant | TL pedicle screw - Shank, tulip | MEDTRONIC | SCREW 54840004035 MAS 4.0X35 CC | 54840004035 | Standalone | DE0008698 | As per HSA registered indication(s) except for radiolucent implants which should be used as follows:  in patients with primary or metastatic spinal tumours who would benefit from post-operative high dose high precision beam therapy upon appropriate and stringent patient selection;  Patient selection should be done via standardised assessment such as the neurological-oncological-mechanical systemic (NOMS) framework; and  The assessment should be carried out by a multidisciplinary team (MDT), which may be inclusive of, but not limited to, radiation oncologists, spine surgeons and interventional radiologists, among others.
Orthopaedics | Spine - Thoracolumbar (TL) and sacral surgery | TL and sacral fusion and fixation implant | TL pedicle screw - Shank, tulip | MEDTRONIC | SCREW 54840004040 MAS 4.0X40 CC | 54840004040 | Standalone | DE0008698 | As per HSA registered indication(s) except for radiolucent implants which should be used as follows:  in patients with primary or metastatic spinal tumours who would benefit from post-operative high dose high precision beam therapy upon appropriate and stringent patient selection;  Patient selection should be done via standardised assessment such as the neurological-oncological-mechanical systemic (NOMS) framework; and  The assessment should be carried out by a multidisciplinary team (MDT), which may be inclusive of, but not limited to, radiation oncologists, spine surgeons and interventional radiologists, among others.
Orthopaedics | Spine - Thoracolumbar (TL) and sacral surgery | TL and sacral fusion and fixation implant | TL pedicle screw - Shank, tulip | MEDTRONIC | SCREW 54840004045 MAS 4.0X45 CC | 54840004045 | Standalone | DE0008698 | As per HSA registered indication(s) except for radiolucent implants which should be used as follows:  in patients with primary or metastatic spinal tumours who would benefit from post-operative high dose high precision beam therapy upon appropriate and stringent patient selection;  Patient selection should be done via standardised assessment such as the neurological-oncological-mechanical systemic (NOMS) framework; and  The assessment should be carried out by a multidisciplinary team (MDT), which may be inclusive of, but not limited to, radiation oncologists, spine surgeons and interventional radiologists, among others.
Orthopaedics | Spine - Thoracolumbar (TL) and sacral surgery | TL and sacral fusion and fixation implant | TL pedicle screw - Shank, tulip | MEDTRONIC | SCREW 54840004525 MAS 4.5X25 CC | 54840004525 | Standalone | DE0008698 | As per HSA registered indication(s) except for radiolucent implants which should be used as follows:  in patients with primary or metastatic spinal tumours who would benefit from post-operative high dose high precision beam therapy upon appropriate and stringent patient selection;  Patient selection should be done via standardised assessment such as the neurological-oncological-mechanical systemic (NOMS) framework; and  The assessment should be carried out by a multidisciplinary team (MDT), which may be inclusive of, but not limited to, radiation oncologists, spine surgeons and interventional radiologists, among others.
Orthopaedics | Spine - Thoracolumbar (TL) and sacral surgery | TL and sacral fusion and fixation implant | TL pedicle screw - Shank, tulip | MEDTRONIC | SCREW 54840004530 MAS 4.5X30 CC | 54840004530 | Standalone | DE0008698 | As per HSA registered indication(s) except for radiolucent implants which should be used as follows:  in patients with primary or metastatic spinal tumours who would benefit from post-operative high dose high precision beam therapy upon appropriate and stringent patient selection;  Patient selection should be done via standardised assessment such as the neurological-oncological-mechanical systemic (NOMS) framework; and  The assessment should be carried out by a multidisciplinary team (MDT), which may be inclusive of, but not limited to, radiation oncologists, spine surgeons and interventional radiologists, among others.
Orthopaedics | Spine - Thoracolumbar (TL) and sacral surgery | TL and sacral fusion and fixation implant | TL pedicle screw - Shank, tulip | MEDTRONIC | SCREW 54840004535 MAS 4.5X35 CC | 54840004535 | Standalone | DE0008698 | As per HSA registered indication(s) except for radiolucent implants which should be used as follows:  in patients with primary or metastatic spinal tumours who would benefit from post-operative high dose high precision beam therapy upon appropriate and stringent patient selection;  Patient selection should be done via standardised assessment such as the neurological-oncological-mechanical systemic (NOMS) framework; and  The assessment should be carried out by a multidisciplinary team (MDT), which may be inclusive of, but not limited to, radiation oncologists, spine surgeons and interventional radiologists, among others.
Orthopaedics | Spine - Thoracolumbar (TL) and sacral surgery | TL and sacral fusion and fixation implant | TL pedicle screw - Shank, tulip | MEDTRONIC | SCREW 54840004540 MAS 4.5X40 CC | 54840004540 | Standalone | DE0008698 | As per HSA registered indication(s) except for radiolucent implants which should be used as follows:  in patients with primary or metastatic spinal tumours who would benefit from post-operative high dose high precision beam therapy upon appropriate and stringent patient selection;  Patient selection should be done via standardised assessment such as the neurological-oncological-mechanical systemic (NOMS) framework; and  The assessment should be carried out by a multidisciplinary team (MDT), which may be inclusive of, but not limited to, radiation oncologists, spine surgeons and interventional radiologists, among others.
Orthopaedics | Spine - Thoracolumbar (TL) and sacral surgery | TL and sacral fusion and fixation implant | TL pedicle screw - Shank, tulip | MEDTRONIC | SCREW 54840004545 MAS 4.5X45 CC | 54840004545 | Standalone | DE0008698 | As per HSA registered indication(s) except for radiolucent implants which should be used as follows:  in patients with primary or metastatic spinal tumours who would benefit from post-operative high dose high precision beam therapy upon appropriate and stringent patient selection;  Patient selection should be done via standardised assessment such as the neurological-oncological-mechanical systemic (NOMS) framework; and  The assessment should be carried out by a multidisciplinary team (MDT), which may be inclusive of, but not limited to, radiation oncologists, spine surgeons and interventional radiologists, among others.
Orthopaedics | Spine - Thoracolumbar (TL) and sacral surgery | TL and sacral fusion and fixation implant | TL pedicle screw - Shank, tulip | MEDTRONIC | SCREW 54840005020 MAS 5.0X20 CC | 54840005020 | Standalone | DE0008698 | As per HSA registered indication(s) except for radiolucent implants which should be used as follows:  in patients with primary or metastatic spinal tumours who would benefit from post-operative high dose high precision beam therapy upon appropriate and stringent patient selection;  Patient selection should be done via standardised assessment such as the neurological-oncological-mechanical systemic (NOMS) framework; and  The assessment should be carried out by a multidisciplinary team (MDT), which may be inclusive of, but not limited to, radiation oncologists, spine surgeons and interventional radiologists, among others.
Orthopaedics | Spine - Thoracolumbar (TL) and sacral surgery | TL and sacral fusion and fixation implant | TL pedicle screw - Shank, tulip | MEDTRONIC | SCREW 54840005025 MAS 5.0X25 CC | 54840005025 | Standalone | DE0008698 | As per HSA registered indication(s) except for radiolucent implants which should be used as follows:  in patients with primary or metastatic spinal tumours who would benefit from post-operative high dose high precision beam therapy upon appropriate and stringent patient selection;  Patient selection should be done via standardised assessment such as the neurological-oncological-mechanical systemic (NOMS) framework; and  The assessment should be carried out by a multidisciplinary team (MDT), which may be inclusive of, but not limited to, radiation oncologists, spine surgeons and interventional radiologists, among others.
Orthopaedics | Spine - Thoracolumbar (TL) and sacral surgery | TL and sacral fusion and fixation implant | TL pedicle screw - Shank, tulip | MEDTRONIC | SCREW 54840005030 MAS 5.0X30 CC | 54840005030 | Standalone | DE0008698 | As per HSA registered indication(s) except for radiolucent implants which should be used as follows:  in patients with primary or metastatic spinal tumours who would benefit from post-operative high dose high precision beam therapy upon appropriate and stringent patient selection;  Patient selection should be done via standardised assessment such as the neurological-oncological-mechanical systemic (NOMS) framework; and  The assessment should be carried out by a multidisciplinary team (MDT), which may be inclusive of, but not limited to, radiation oncologists, spine surgeons and interventional radiologists, among others.
Orthopaedics | Spine - Thoracolumbar (TL) and sacral surgery | TL and sacral fusion and fixation implant | TL pedicle screw - Shank, tulip | MEDTRONIC | SCREW 54840005035 MAS 5.0X35 CC | 54840005035 | Standalone | DE0008698 | As per HSA registered indication(s) except for radiolucent implants which should be used as follows:  in patients with primary or metastatic spinal tumours who would benefit from post-operative high dose high precision beam therapy upon appropriate and stringent patient selection;  Patient selection should be done via standardised assessment such as the neurological-oncological-mechanical systemic (NOMS) framework; and  The assessment should be carried out by a multidisciplinary team (MDT), which may be inclusive of, but not limited to, radiation oncologists, spine surgeons and interventional radiologists, among others.
Orthopaedics | Spine - Thoracolumbar (TL) and sacral surgery | TL and sacral fusion and fixation implant | TL pedicle screw - Shank, tulip | MEDTRONIC | SCREW 54840005035 MAS 5.0X40 CC | 54840005040 | Standalone | DE0008698 | As per HSA registered indication(s) except for radiolucent implants which should be used as follows:  in patients with primary or metastatic spinal tumours who would benefit from post-operative high dose high precision beam therapy upon appropriate and stringent patient selection;  Patient selection should be done via standardised assessment such as the neurological-oncological-mechanical systemic (NOMS) framework; and  The assessment should be carried out by a multidisciplinary team (MDT), which may be inclusive of, but not limited to, radiation oncologists, spine surgeons and interventional radiologists, among others.
Orthopaedics | Spine - Thoracolumbar (TL) and sacral surgery | TL and sacral fusion and fixation implant | TL pedicle screw - Shank, tulip | MEDTRONIC | SCREW 54840005035 MAS 5.0X45 CC | 54840005045 | Standalone | DE0008698 | As per HSA registered indication(s) except for radiolucent implants which should be used as follows:  in patients with primary or metastatic spinal tumours who would benefit from post-operative high dose high precision beam therapy upon appropriate and stringent patient selection;  Patient selection should be done via standardised assessment such as the neurological-oncological-mechanical systemic (NOMS) framework; and  The assessment should be carried out by a multidisciplinary team (MDT), which may be inclusive of, but not limited to, radiation oncologists, spine surgeons and interventional radiologists, among others.
Orthopaedics | Spine - Thoracolumbar (TL) and sacral surgery | TL and sacral fusion and fixation implant | TL pedicle screw - Shank, tulip | MEDTRONIC | SCREW 54840005035 MAS 5.0X50 CC | 54840005050 | Standalone | DE0008698 | As per HSA registered indication(s) except for radiolucent implants which should be used as follows:  in patients with primary or metastatic spinal tumours who would benefit from post-operative high dose high precision beam therapy upon appropriate and stringent patient selection;  Patient selection should be done via standardised assessment such as the neurological-oncological-mechanical systemic (NOMS) framework; and  The assessment should be carried out by a multidisciplinary team (MDT), which may be inclusive of, but not limited to, radiation oncologists, spine surgeons and interventional radiologists, among others.
Orthopaedics | Spine - Thoracolumbar (TL) and sacral surgery | TL and sacral fusion and fixation implant | TL pedicle screw - Shank, tulip | MEDTRONIC | SCREW 54840005525 MAS 5.5X25 CC | 54840005525 | Standalone | DE0008698 | As per HSA registered indication(s) except for radiolucent implants which should be used as follows:  in patients with primary or metastatic spinal tumours who would benefit from post-operative high dose high precision beam therapy upon appropriate and stringent patient selection;  Patient selection should be done via standardised assessment such as the neurological-oncological-mechanical systemic (NOMS) framework; and  The assessment should be carried out by a multidisciplinary team (MDT), which may be inclusive of, but not limited to, radiation oncologists, spine surgeons and interventional radiologists, among others.
Orthopaedics | Spine - Thoracolumbar (TL) and sacral surgery | TL and sacral fusion and fixation implant | TL pedicle screw - Shank, tulip | MEDTRONIC | SCREW 54840005530 MAS 5.5X30 CC | 54840005530 | Standalone | DE0008698 | As per HSA registered indication(s) except for radiolucent implants which should be used as follows:  in patients with primary or metastatic spinal tumours who would benefit from post-operative high dose high precision beam therapy upon appropriate and stringent patient selection;  Patient selection should be done via standardised assessment such as the neurological-oncological-mechanical systemic (NOMS) framework; and  The assessment should be carried out by a multidisciplinary team (MDT), which may be inclusive of, but not limited to, radiation oncologists, spine surgeons and interventional radiologists, among others.
Orthopaedics | Spine - Thoracolumbar (TL) and sacral surgery | TL and sacral fusion and fixation implant | TL pedicle screw - Shank, tulip | MEDTRONIC | SCREW 54840005535 MAS 5.5X35 CC | 54840005535 | Standalone | DE0008698 | As per HSA registered indication(s) except for radiolucent implants which should be used as follows:  in patients with primary or metastatic spinal tumours who would benefit from post-operative high dose high precision beam therapy upon appropriate and stringent patient selection;  Patient selection should be done via standardised assessment such as the neurological-oncological-mechanical systemic (NOMS) framework; and  The assessment should be carried out by a multidisciplinary team (MDT), which may be inclusive of, but not limited to, radiation oncologists, spine surgeons and interventional radiologists, among others.
Orthopaedics | Spine - Thoracolumbar (TL) and sacral surgery | TL and sacral fusion and fixation implant | TL pedicle screw - Shank, tulip | MEDTRONIC | SCREW 54840005540 MAS 5.5X40 CC | 54840005540 | Standalone | DE0008698 | As per HSA registered indication(s) except for radiolucent implants which should be used as follows:  in patients with primary or metastatic spinal tumours who would benefit from post-operative high dose high precision beam therapy upon appropriate and stringent patient selection;  Patient selection should be done via standardised assessment such as the neurological-oncological-mechanical systemic (NOMS) framework; and  The assessment should be carried out by a multidisciplinary team (MDT), which may be inclusive of, but not limited to, radiation oncologists, spine surgeons and interventional radiologists, among others.
Orthopaedics | Spine - Thoracolumbar (TL) and sacral surgery | TL and sacral fusion and fixation implant | TL pedicle screw - Shank, tulip | MEDTRONIC | SCREW 54840005545 MAS 5.5X45 CC | 54840005545 | Standalone | DE0008698 | As per HSA registered indication(s) except for radiolucent implants which should be used as follows:  in patients with primary or metastatic spinal tumours who would benefit from post-operative high dose high precision beam therapy upon appropriate and stringent patient selection;  Patient selection should be done via standardised assessment such as the neurological-oncological-mechanical systemic (NOMS) framework; and  The assessment should be carried out by a multidisciplinary team (MDT), which may be inclusive of, but not limited to, radiation oncologists, spine surgeons and interventional radiologists, among others.
Orthopaedics | Spine - Thoracolumbar (TL) and sacral surgery | TL and sacral fusion and fixation implant | TL pedicle screw - Shank, tulip | MEDTRONIC | SCREW 54840005550 MAS 5.5X50 CC | 54840005550 | Standalone | DE0008698 | As per HSA registered indication(s) except for radiolucent implants which should be used as follows:  in patients with primary or metastatic spinal tumours who would benefit from post-operative high dose high precision beam therapy upon appropriate and stringent patient selection;  Patient selection should be done via standardised assessment such as the neurological-oncological-mechanical systemic (NOMS) framework; and  The assessment should be carried out by a multidisciplinary team (MDT), which may be inclusive of, but not limited to, radiation oncologists, spine surgeons and interventional radiologists, among others.
Orthopaedics | Spine - Thoracolumbar (TL) and sacral surgery | TL and sacral fusion and fixation implant | TL pedicle screw - Shank, tulip | MEDTRONIC | SCREW 54840005555 MAS 5.5X55 CC | 54840005555 | Standalone | DE0008698 | As per HSA registered indication(s) except for radiolucent implants which should be used as follows:  in patients with primary or metastatic spinal tumours who would benefit from post-operative high dose high precision beam therapy upon appropriate and stringent patient selection;  Patient selection should be done via standardised assessment such as the neurological-oncological-mechanical systemic (NOMS) framework; and  The assessment should be carried out by a multidisciplinary team (MDT), which may be inclusive of, but not limited to, radiation oncologists, spine surgeons and interventional radiologists, among others.
Orthopaedics | Spine - Thoracolumbar (TL) and sacral surgery | TL and sacral fusion and fixation implant | TL pedicle screw - Shank, tulip | MEDTRONIC | SCREW 54840006535 MAS 6.5X30 CC | 54840006530 | Standalone | DE0008698 | As per HSA registered indication(s) except for radiolucent implants which should be used as follows:  in patients with primary or metastatic spinal tumours who would benefit from post-operative high dose high precision beam therapy upon appropriate and stringent patient selection;  Patient selection should be done via standardised assessment such as the neurological-oncological-mechanical systemic (NOMS) framework; and  The assessment should be carried out by a multidisciplinary team (MDT), which may be inclusive of, but not limited to, radiation oncologists, spine surgeons and interventional radiologists, among others.
Orthopaedics | Spine - Thoracolumbar (TL) and sacral surgery | TL and sacral fusion and fixation implant | TL pedicle screw - Shank, tulip | MEDTRONIC | SCREW 54840006535 MAS 6.5X35 CC | 54840006535 | Standalone | DE0008698 | As per HSA registered indication(s) except for radiolucent implants which should be used as follows:  in patients with primary or metastatic spinal tumours who would benefit from post-operative high dose high precision beam therapy upon appropriate and stringent patient selection;  Patient selection should be done via standardised assessment such as the neurological-oncological-mechanical systemic (NOMS) framework; and  The assessment should be carried out by a multidisciplinary team (MDT), which may be inclusive of, but not limited to, radiation oncologists, spine surgeons and interventional radiologists, among others.
Orthopaedics | Spine - Thoracolumbar (TL) and sacral surgery | TL and sacral fusion and fixation implant | TL pedicle screw - Shank, tulip | MEDTRONIC | SCREW 54840006540 MAS 6.5X40 CC | 54840006540 | Standalone | DE0008698 | As per HSA registered indication(s) except for radiolucent implants which should be used as follows:  in patients with primary or metastatic spinal tumours who would benefit from post-operative high dose high precision beam therapy upon appropriate and stringent patient selection;  Patient selection should be done via standardised assessment such as the neurological-oncological-mechanical systemic (NOMS) framework; and  The assessment should be carried out by a multidisciplinary team (MDT), which may be inclusive of, but not limited to, radiation oncologists, spine surgeons and interventional radiologists, among others.
Orthopaedics | Spine - Thoracolumbar (TL) and sacral surgery | TL and sacral fusion and fixation implant | TL pedicle screw - Shank, tulip | MEDTRONIC | SCREW 54840006545 MAS 6.5X45 CC | 54840006545 | Standalone | DE0008698 | As per HSA registered indication(s) except for radiolucent implants which should be used as follows:  in patients with primary or metastatic spinal tumours who would benefit from post-operative high dose high precision beam therapy upon appropriate and stringent patient selection;  Patient selection should be done via standardised assessment such as the neurological-oncological-mechanical systemic (NOMS) framework; and  The assessment should be carried out by a multidisciplinary team (MDT), which may be inclusive of, but not limited to, radiation oncologists, spine surgeons and interventional radiologists, among others.
Orthopaedics | Spine - Thoracolumbar (TL) and sacral surgery | TL and sacral fusion and fixation implant | TL pedicle screw - Shank, tulip | MEDTRONIC | SCREW 54840006550 MAS 6.5X50 CC | 54840006550 | Standalone | DE0008698 | As per HSA registered indication(s) except for radiolucent implants which should be used as follows:  in patients with primary or metastatic spinal tumours who would benefit from post-operative high dose high precision beam therapy upon appropriate and stringent patient selection;  Patient selection should be done via standardised assessment such as the neurological-oncological-mechanical systemic (NOMS) framework; and  The assessment should be carried out by a multidisciplinary team (MDT), which may be inclusive of, but not limited to, radiation oncologists, spine surgeons and interventional radiologists, among others.
Orthopaedics | Spine - Thoracolumbar (TL) and sacral surgery | TL and sacral fusion and fixation implant | TL pedicle screw - Shank, tulip | MEDTRONIC | SCREW 54840006555 MAS 6.5X55 CC | 54840006555 | Standalone | DE0008698 | As per HSA registered indication(s) except for radiolucent implants which should be used as follows:  in patients with primary or metastatic spinal tumours who would benefit from post-operative high dose high precision beam therapy upon appropriate and stringent patient selection;  Patient selection should be done via standardised assessment such as the neurological-oncological-mechanical systemic (NOMS) framework; and  The assessment should be carried out by a multidisciplinary team (MDT), which may be inclusive of, but not limited to, radiation oncologists, spine surgeons and interventional radiologists, among others.
Orthopaedics | Spine - Thoracolumbar (TL) and sacral surgery | TL and sacral fusion and fixation implant | TL pedicle screw - Shank, tulip | MEDTRONIC | SCREW 54840006560 MAS 6.5X60 CC | 54840006560 | Standalone | DE0008698 | As per HSA registered indication(s) except for radiolucent implants which should be used as follows:  in patients with primary or metastatic spinal tumours who would benefit from post-operative high dose high precision beam therapy upon appropriate and stringent patient selection;  Patient selection should be done via standardised assessment such as the neurological-oncological-mechanical systemic (NOMS) framework; and  The assessment should be carried out by a multidisciplinary team (MDT), which may be inclusive of, but not limited to, radiation oncologists, spine surgeons and interventional radiologists, among others.
Orthopaedics | Spine - Thoracolumbar (TL) and sacral surgery | TL and sacral fusion and fixation implant | TL pedicle screw - Shank, tulip | MEDTRONIC | SCREW 54840007530 MAS 7.5X30 CC | 54840007530 | Standalone | DE0008698 | As per HSA registered indication(s) except for radiolucent implants which should be used as follows:  in patients with primary or metastatic spinal tumours who would benefit from post-operative high dose high precision beam therapy upon appropriate and stringent patient selection;  Patient selection should be done via standardised assessment such as the neurological-oncological-mechanical systemic (NOMS) framework; and  The assessment should be carried out by a multidisciplinary team (MDT), which may be inclusive of, but not limited to, radiation oncologists, spine surgeons and interventional radiologists, among others.
Orthopaedics | Spine - Thoracolumbar (TL) and sacral surgery | TL and sacral fusion and fixation implant | TL pedicle screw - Shank, tulip | MEDTRONIC | SCREW 54840007535 MAS 7.5X35 CC | 54840007535 | Standalone | DE0008698 | As per HSA registered indication(s) except for radiolucent implants which should be used as follows:  in patients with primary or metastatic spinal tumours who would benefit from post-operative high dose high precision beam therapy upon appropriate and stringent patient selection;  Patient selection should be done via standardised assessment such as the neurological-oncological-mechanical systemic (NOMS) framework; and  The assessment should be carried out by a multidisciplinary team (MDT), which may be inclusive of, but not limited to, radiation oncologists, spine surgeons and interventional radiologists, among others.
Orthopaedics | Spine - Thoracolumbar (TL) and sacral surgery | TL and sacral fusion and fixation implant | TL pedicle screw - Shank, tulip | MEDTRONIC | SCREW 54840007540 MAS 7.5X40 CC | 54840007540 | Standalone | DE0008698 | As per HSA registered indication(s) except for radiolucent implants which should be used as follows:  in patients with primary or metastatic spinal tumours who would benefit from post-operative high dose high precision beam therapy upon appropriate and stringent patient selection;  Patient selection should be done via standardised assessment such as the neurological-oncological-mechanical systemic (NOMS) framework; and  The assessment should be carried out by a multidisciplinary team (MDT), which may be inclusive of, but not limited to, radiation oncologists, spine surgeons and interventional radiologists, among others.
Orthopaedics | Spine - Thoracolumbar (TL) and sacral surgery | TL and sacral fusion and fixation implant | TL pedicle screw - Shank, tulip | MEDTRONIC | SCREW 54840007545 MAS 7.5X45 CC | 54840007545 | Standalone | DE0008698 | As per HSA registered indication(s) except for radiolucent implants which should be used as follows:  in patients with primary or metastatic spinal tumours who would benefit from post-operative high dose high precision beam therapy upon appropriate and stringent patient selection;  Patient selection should be done via standardised assessment such as the neurological-oncological-mechanical systemic (NOMS) framework; and  The assessment should be carried out by a multidisciplinary team (MDT), which may be inclusive of, but not limited to, radiation oncologists, spine surgeons and interventional radiologists, among others.
Orthopaedics | Spine - Thoracolumbar (TL) and sacral surgery | TL and sacral fusion and fixation implant | TL pedicle screw - Shank, tulip | MEDTRONIC | SCREW 54840007550 MAS 7.5X50 CC | 54840007550 | Standalone | DE0008698 | As per HSA registered indication(s) except for radiolucent implants which should be used as follows:  in patients with primary or metastatic spinal tumours who would benefit from post-operative high dose high precision beam therapy upon appropriate and stringent patient selection;  Patient selection should be done via standardised assessment such as the neurological-oncological-mechanical systemic (NOMS) framework; and  The assessment should be carried out by a multidisciplinary team (MDT), which may be inclusive of, but not limited to, radiation oncologists, spine surgeons and interventional radiologists, among others.
Orthopaedics | Spine - Thoracolumbar (TL) and sacral surgery | TL and sacral fusion and fixation implant | TL pedicle screw - Shank, tulip | MEDTRONIC | SCREW 54840007555 MAS 7.5X55 CC | 54840007555 | Standalone | DE0008698 | As per HSA registered indication(s) except for radiolucent implants which should be used as follows:  in patients with primary or metastatic spinal tumours who would benefit from post-operative high dose high precision beam therapy upon appropriate and stringent patient selection;  Patient selection should be done via standardised assessment such as the neurological-oncological-mechanical systemic (NOMS) framework; and  The assessment should be carried out by a multidisciplinary team (MDT), which may be inclusive of, but not limited to, radiation oncologists, spine surgeons and interventional radiologists, among others.
Orthopaedics | Spine - Thoracolumbar (TL) and sacral surgery | TL and sacral fusion and fixation implant | TL pedicle screw - Shank, tulip | MEDTRONIC | SCREW 54840007560 MAS 7.5X60 CC | 54840007560 | Standalone | DE0008698 | As per HSA registered indication(s) except for radiolucent implants which should be used as follows:  in patients with primary or metastatic spinal tumours who would benefit from post-operative high dose high precision beam therapy upon appropriate and stringent patient selection;  Patient selection should be done via standardised assessment such as the neurological-oncological-mechanical systemic (NOMS) framework; and  The assessment should be carried out by a multidisciplinary team (MDT), which may be inclusive of, but not limited to, radiation oncologists, spine surgeons and interventional radiologists, among others.
Orthopaedics | Spine - Thoracolumbar (TL) and sacral surgery | TL and sacral fusion and fixation implant | TL pedicle screw - Shank, tulip | MEDTRONIC | SCREW 54840008535 MAS 8.5X35 CC | 54840008535 | Standalone | DE0008698 | As per HSA registered indication(s) except for radiolucent implants which should be used as follows:  in patients with primary or metastatic spinal tumours who would benefit from post-operative high dose high precision beam therapy upon appropriate and stringent patient selection;  Patient selection should be done via standardised assessment such as the neurological-oncological-mechanical systemic (NOMS) framework; and  The assessment should be carried out by a multidisciplinary team (MDT), which may be inclusive of, but not limited to, radiation oncologists, spine surgeons and interventional radiologists, among others.
Orthopaedics | Spine - Thoracolumbar (TL) and sacral surgery | TL and sacral fusion and fixation implant | TL pedicle screw - Shank, tulip | MEDTRONIC | SCREW 54840008540 MAS 8.5X40 CC | 54840008540 | Standalone | DE0008698 | As per HSA registered indication(s) except for radiolucent implants which should be used as follows:  in patients with primary or metastatic spinal tumours who would benefit from post-operative high dose high precision beam therapy upon appropriate and stringent patient selection;  Patient selection should be done via standardised assessment such as the neurological-oncological-mechanical systemic (NOMS) framework; and  The assessment should be carried out by a multidisciplinary team (MDT), which may be inclusive of, but not limited to, radiation oncologists, spine surgeons and interventional radiologists, among others.
Orthopaedics | Spine - Thoracolumbar (TL) and sacral surgery | TL and sacral fusion and fixation implant | TL pedicle screw - Shank, tulip | MEDTRONIC | SCREW 54840008545 MAS 8.5X45 CC | 54840008545 | Standalone | DE0008698 | As per HSA registered indication(s) except for radiolucent implants which should be used as follows:  in patients with primary or metastatic spinal tumours who would benefit from post-operative high dose high precision beam therapy upon appropriate and stringent patient selection;  Patient selection should be done via standardised assessment such as the neurological-oncological-mechanical systemic (NOMS) framework; and  The assessment should be carried out by a multidisciplinary team (MDT), which may be inclusive of, but not limited to, radiation oncologists, spine surgeons and interventional radiologists, among others.
Orthopaedics | Spine - Thoracolumbar (TL) and sacral surgery | TL and sacral fusion and fixation implant | TL pedicle screw - Shank, tulip | MEDTRONIC | SCREW 54840008550 MAS 8.5X50 CC | 54840008550 | Standalone | DE0008698 | As per HSA registered indication(s) except for radiolucent implants which should be used as follows:  in patients with primary or metastatic spinal tumours who would benefit from post-operative high dose high precision beam therapy upon appropriate and stringent patient selection;  Patient selection should be done via standardised assessment such as the neurological-oncological-mechanical systemic (NOMS) framework; and  The assessment should be carried out by a multidisciplinary team (MDT), which may be inclusive of, but not limited to, radiation oncologists, spine surgeons and interventional radiologists, among others.
Orthopaedics | Spine - Thoracolumbar (TL) and sacral surgery | TL and sacral fusion and fixation implant | TL pedicle screw - Shank, tulip | MEDTRONIC | SCREW 54840008555 MAS 8.5X55 CC | 54840008555 | Standalone | DE0008698 | As per HSA registered indication(s) except for radiolucent implants which should be used as follows:  in patients with primary or metastatic spinal tumours who would benefit from post-operative high dose high precision beam therapy upon appropriate and stringent patient selection;  Patient selection should be done via standardised assessment such as the neurological-oncological-mechanical systemic (NOMS) framework; and  The assessment should be carried out by a multidisciplinary team (MDT), which may be inclusive of, but not limited to, radiation oncologists, spine surgeons and interventional radiologists, among others.
Orthopaedics | Spine - Thoracolumbar (TL) and sacral surgery | TL and sacral fusion and fixation implant | TL pedicle screw - Shank, tulip | MEDTRONIC | SCREW 54840015535 CN MAS 5.5X35 CC | 54840015535 | Standalone | DE0008698 | As per HSA registered indication(s) except for radiolucent implants which should be used as follows:  in patients with primary or metastatic spinal tumours who would benefit from post-operative high dose high precision beam therapy upon appropriate and stringent patient selection;  Patient selection should be done via standardised assessment such as the neurological-oncological-mechanical systemic (NOMS) framework; and  The assessment should be carried out by a multidisciplinary team (MDT), which may be inclusive of, but not limited to, radiation oncologists, spine surgeons and interventional radiologists, among others.
Orthopaedics | Spine - Thoracolumbar (TL) and sacral surgery | TL and sacral fusion and fixation implant | TL pedicle screw - Shank, tulip | MEDTRONIC | SCREW 54840015540 CN MAS 5.5X40 CC | 54840015540 | Standalone | DE0008698 | As per HSA registered indication(s) except for radiolucent implants which should be used as follows:  in patients with primary or metastatic spinal tumours who would benefit from post-operative high dose high precision beam therapy upon appropriate and stringent patient selection;  Patient selection should be done via standardised assessment such as the neurological-oncological-mechanical systemic (NOMS) framework; and  The assessment should be carried out by a multidisciplinary team (MDT), which may be inclusive of, but not limited to, radiation oncologists, spine surgeons and interventional radiologists, among others.
Orthopaedics | Spine - Thoracolumbar (TL) and sacral surgery | TL and sacral fusion and fixation implant | TL pedicle screw - Shank, tulip | MEDTRONIC | SCREW 54840015545 CN MAS 5.5X45 CC | 54840015545 | Standalone | DE0008698 | As per HSA registered indication(s) except for radiolucent implants which should be used as follows:  in patients with primary or metastatic spinal tumours who would benefit from post-operative high dose high precision beam therapy upon appropriate and stringent patient selection;  Patient selection should be done via standardised assessment such as the neurological-oncological-mechanical systemic (NOMS) framework; and  The assessment should be carried out by a multidisciplinary team (MDT), which may be inclusive of, but not limited to, radiation oncologists, spine surgeons and interventional radiologists, among others.
Orthopaedics | Spine - Thoracolumbar (TL) and sacral surgery | TL and sacral fusion and fixation implant | TL pedicle screw - Shank, tulip | MEDTRONIC | SCREW 54840015550 CN MAS 5.5X50 CC | 54840015550 | Standalone | DE0008698 | As per HSA registered indication(s) except for radiolucent implants which should be used as follows:  in patients with primary or metastatic spinal tumours who would benefit from post-operative high dose high precision beam therapy upon appropriate and stringent patient selection;  Patient selection should be done via standardised assessment such as the neurological-oncological-mechanical systemic (NOMS) framework; and  The assessment should be carried out by a multidisciplinary team (MDT), which may be inclusive of, but not limited to, radiation oncologists, spine surgeons and interventional radiologists, among others.
Orthopaedics | Spine - Thoracolumbar (TL) and sacral surgery | TL and sacral fusion and fixation implant | TL pedicle screw - Shank, tulip | MEDTRONIC | SCREW 54840016535 CN MAS 6.5X35 CC | 54840016535 | Standalone | DE0008698 | As per HSA registered indication(s) except for radiolucent implants which should be used as follows:  in patients with primary or metastatic spinal tumours who would benefit from post-operative high dose high precision beam therapy upon appropriate and stringent patient selection;  Patient selection should be done via standardised assessment such as the neurological-oncological-mechanical systemic (NOMS) framework; and  The assessment should be carried out by a multidisciplinary team (MDT), which may be inclusive of, but not limited to, radiation oncologists, spine surgeons and interventional radiologists, among others.
Orthopaedics | Spine - Thoracolumbar (TL) and sacral surgery | TL and sacral fusion and fixation implant | TL pedicle screw - Shank, tulip | MEDTRONIC | SCREW 54840016540 CN MAS 6.5X40 CC | 54840016540 | Standalone | DE0008698 | As per HSA registered indication(s) except for radiolucent implants which should be used as follows:  in patients with primary or metastatic spinal tumours who would benefit from post-operative high dose high precision beam therapy upon appropriate and stringent patient selection;  Patient selection should be done via standardised assessment such as the neurological-oncological-mechanical systemic (NOMS) framework; and  The assessment should be carried out by a multidisciplinary team (MDT), which may be inclusive of, but not limited to, radiation oncologists, spine surgeons and interventional radiologists, among others.
Orthopaedics | Spine - Thoracolumbar (TL) and sacral surgery | TL and sacral fusion and fixation implant | TL pedicle screw - Shank, tulip | MEDTRONIC | SCREW 54840016545 CN MAS 6.5X45 CC | 54840016545 | Standalone | DE0008698 | As per HSA registered indication(s) except for radiolucent implants which should be used as follows:  in patients with primary or metastatic spinal tumours who would benefit from post-operative high dose high precision beam therapy upon appropriate and stringent patient selection;  Patient selection should be done via standardised assessment such as the neurological-oncological-mechanical systemic (NOMS) framework; and  The assessment should be carried out by a multidisciplinary team (MDT), which may be inclusive of, but not limited to, radiation oncologists, spine surgeons and interventional radiologists, among others.
Orthopaedics | Spine - Thoracolumbar (TL) and sacral surgery | TL and sacral fusion and fixation implant | TL pedicle screw - Shank, tulip | MEDTRONIC | SCREW 54840016550 CN MAS 6.5X50 CC | 54840016550 | Standalone | DE0008698 | As per HSA registered indication(s) except for radiolucent implants which should be used as follows:  in patients with primary or metastatic spinal tumours who would benefit from post-operative high dose high precision beam therapy upon appropriate and stringent patient selection;  Patient selection should be done via standardised assessment such as the neurological-oncological-mechanical systemic (NOMS) framework; and  The assessment should be carried out by a multidisciplinary team (MDT), which may be inclusive of, but not limited to, radiation oncologists, spine surgeons and interventional radiologists, among others.
Orthopaedics | Spine - Thoracolumbar (TL) and sacral surgery | TL and sacral fusion and fixation implant | TL pedicle screw - Shank, tulip | MEDTRONIC | SCREW 54840016555 CN MAS 6.5X55 CC | 54840016555 | Standalone | DE0008698 | As per HSA registered indication(s) except for radiolucent implants which should be used as follows:  in patients with primary or metastatic spinal tumours who would benefit from post-operative high dose high precision beam therapy upon appropriate and stringent patient selection;  Patient selection should be done via standardised assessment such as the neurological-oncological-mechanical systemic (NOMS) framework; and  The assessment should be carried out by a multidisciplinary team (MDT), which may be inclusive of, but not limited to, radiation oncologists, spine surgeons and interventional radiologists, among others.
Orthopaedics | Spine - Thoracolumbar (TL) and sacral surgery | TL and sacral fusion and fixation implant | TL pedicle screw - Shank, tulip | MEDTRONIC | SCREW 54840017530 CN MAS 7.5X30 CC | 54840017530 | Standalone | DE0008698 | As per HSA registered indication(s) except for radiolucent implants which should be used as follows:  in patients with primary or metastatic spinal tumours who would benefit from post-operative high dose high precision beam therapy upon appropriate and stringent patient selection;  Patient selection should be done via standardised assessment such as the neurological-oncological-mechanical systemic (NOMS) framework; and  The assessment should be carried out by a multidisciplinary team (MDT), which may be inclusive of, but not limited to, radiation oncologists, spine surgeons and interventional radiologists, among others.
Orthopaedics | Spine - Thoracolumbar (TL) and sacral surgery | TL and sacral fusion and fixation implant | TL pedicle screw - Shank, tulip | MEDTRONIC | SCREW 54840017535 CN MAS 7.5X35 CC | 54840017535 | Standalone | DE0008698 | As per HSA registered indication(s) except for radiolucent implants which should be used as follows:  in patients with primary or metastatic spinal tumours who would benefit from post-operative high dose high precision beam therapy upon appropriate and stringent patient selection;  Patient selection should be done via standardised assessment such as the neurological-oncological-mechanical systemic (NOMS) framework; and  The assessment should be carried out by a multidisciplinary team (MDT), which may be inclusive of, but not limited to, radiation oncologists, spine surgeons and interventional radiologists, among others.
Orthopaedics | Spine - Thoracolumbar (TL) and sacral surgery | TL and sacral fusion and fixation implant | TL pedicle screw - Shank, tulip | MEDTRONIC | SCREW 54840017540 CN MAS 7.5X40 CC | 54840017540 | Standalone | DE0008698 | As per HSA registered indication(s) except for radiolucent implants which should be used as follows:  in patients with primary or metastatic spinal tumours who would benefit from post-operative high dose high precision beam therapy upon appropriate and stringent patient selection;  Patient selection should be done via standardised assessment such as the neurological-oncological-mechanical systemic (NOMS) framework; and  The assessment should be carried out by a multidisciplinary team (MDT), which may be inclusive of, but not limited to, radiation oncologists, spine surgeons and interventional radiologists, among others.
Orthopaedics | Spine - Thoracolumbar (TL) and sacral surgery | TL and sacral fusion and fixation implant | TL pedicle screw - Shank, tulip | MEDTRONIC | SCREW 54840017545 CN MAS 7.5X45 CC | 54840017545 | Standalone | DE0008698 | As per HSA registered indication(s) except for radiolucent implants which should be used as follows:  in patients with primary or metastatic spinal tumours who would benefit from post-operative high dose high precision beam therapy upon appropriate and stringent patient selection;  Patient selection should be done via standardised assessment such as the neurological-oncological-mechanical systemic (NOMS) framework; and  The assessment should be carried out by a multidisciplinary team (MDT), which may be inclusive of, but not limited to, radiation oncologists, spine surgeons and interventional radiologists, among others.
Orthopaedics | Spine - Thoracolumbar (TL) and sacral surgery | TL and sacral fusion and fixation implant | TL pedicle screw - Shank, tulip | MEDTRONIC | SCREW 54840017550 CN MAS 7.5X50 CC | 54840017550 | Standalone | DE0008698 | As per HSA registered indication(s) except for radiolucent implants which should be used as follows:  in patients with primary or metastatic spinal tumours who would benefit from post-operative high dose high precision beam therapy upon appropriate and stringent patient selection;  Patient selection should be done via standardised assessment such as the neurological-oncological-mechanical systemic (NOMS) framework; and  The assessment should be carried out by a multidisciplinary team (MDT), which may be inclusive of, but not limited to, radiation oncologists, spine surgeons and interventional radiologists, among others.
Orthopaedics | Spine - Thoracolumbar (TL) and sacral surgery | TL and sacral fusion and fixation implant | TL pedicle screw - Shank, tulip | MEDTRONIC | SCREW 54840017555 CN MAS 7.5X55 CC | 54840017555 | Standalone | DE0008698 | As per HSA registered indication(s) except for radiolucent implants which should be used as follows:  in patients with primary or metastatic spinal tumours who would benefit from post-operative high dose high precision beam therapy upon appropriate and stringent patient selection;  Patient selection should be done via standardised assessment such as the neurological-oncological-mechanical systemic (NOMS) framework; and  The assessment should be carried out by a multidisciplinary team (MDT), which may be inclusive of, but not limited to, radiation oncologists, spine surgeons and interventional radiologists, among others.
Orthopaedics | Spine - Thoracolumbar (TL) and sacral surgery | TL and sacral fusion and fixation implant | TL pedicle screw - Shank, tulip | MEDTRONIC | SCREW 54840018535 CN MAS 8.5X35 CC | 54840018535 | Standalone | DE0008698 | As per HSA registered indication(s) except for radiolucent implants which should be used as follows:  in patients with primary or metastatic spinal tumours who would benefit from post-operative high dose high precision beam therapy upon appropriate and stringent patient selection;  Patient selection should be done via standardised assessment such as the neurological-oncological-mechanical systemic (NOMS) framework; and  The assessment should be carried out by a multidisciplinary team (MDT), which may be inclusive of, but not limited to, radiation oncologists, spine surgeons and interventional radiologists, among others.
Orthopaedics | Spine - Thoracolumbar (TL) and sacral surgery | TL and sacral fusion and fixation implant | TL pedicle screw - Shank, tulip | MEDTRONIC | SCREW 54840018540 CN MAS 8.5X40 CC | 54840018540 | Standalone | DE0008698 | As per HSA registered indication(s) except for radiolucent implants which should be used as follows:  in patients with primary or metastatic spinal tumours who would benefit from post-operative high dose high precision beam therapy upon appropriate and stringent patient selection;  Patient selection should be done via standardised assessment such as the neurological-oncological-mechanical systemic (NOMS) framework; and  The assessment should be carried out by a multidisciplinary team (MDT), which may be inclusive of, but not limited to, radiation oncologists, spine surgeons and interventional radiologists, among others.
Orthopaedics | Spine - Thoracolumbar (TL) and sacral surgery | TL and sacral fusion and fixation implant | TL pedicle screw - Shank, tulip | MEDTRONIC | SCREW 54840018545 CN MAS 8.5X45 CC | 54840018545 | Standalone | DE0008698 | As per HSA registered indication(s) except for radiolucent implants which should be used as follows:  in patients with primary or metastatic spinal tumours who would benefit from post-operative high dose high precision beam therapy upon appropriate and stringent patient selection;  Patient selection should be done via standardised assessment such as the neurological-oncological-mechanical systemic (NOMS) framework; and  The assessment should be carried out by a multidisciplinary team (MDT), which may be inclusive of, but not limited to, radiation oncologists, spine surgeons and interventional radiologists, among others.
Orthopaedics | Spine - Thoracolumbar (TL) and sacral surgery | TL and sacral fusion and fixation implant | TL pedicle screw - Shank, tulip | MEDTRONIC | SCREW 54840018550 CN MAS 8.5X50 CC | 54840018550 | Standalone | DE0008698 | As per HSA registered indication(s) except for radiolucent implants which should be used as follows:  in patients with primary or metastatic spinal tumours who would benefit from post-operative high dose high precision beam therapy upon appropriate and stringent patient selection;  Patient selection should be done via standardised assessment such as the neurological-oncological-mechanical systemic (NOMS) framework; and  The assessment should be carried out by a multidisciplinary team (MDT), which may be inclusive of, but not limited to, radiation oncologists, spine surgeons and interventional radiologists, among others.
Orthopaedics | Spine - Thoracolumbar (TL) and sacral surgery | TL and sacral fusion and fixation implant | TL pedicle screw - Shank, tulip | MEDTRONIC | SCREW 55410007555 5.5 FAS 7.5X55 TI | 55410007555 | Standalone | DE0008698 | As per HSA registered indication(s) except for radiolucent implants which should be used as follows:  in patients with primary or metastatic spinal tumours who would benefit from post-operative high dose high precision beam therapy upon appropriate and stringent patient selection;  Patient selection should be done via standardised assessment such as the neurological-oncological-mechanical systemic (NOMS) framework; and  The assessment should be carried out by a multidisciplinary team (MDT), which may be inclusive of, but not limited to, radiation oncologists, spine surgeons and interventional radiologists, among others.
Orthopaedics | Spine - Thoracolumbar (TL) and sacral surgery | TL and sacral fusion and fixation implant | TL pedicle screw - Shank, tulip | MEDTRONIC | SCREW 55410007560 5.5 FAS 7.5X60 TI | 55410007560 | Standalone | DE0008698 | As per HSA registered indication(s) except for radiolucent implants which should be used as follows:  in patients with primary or metastatic spinal tumours who would benefit from post-operative high dose high precision beam therapy upon appropriate and stringent patient selection;  Patient selection should be done via standardised assessment such as the neurological-oncological-mechanical systemic (NOMS) framework; and  The assessment should be carried out by a multidisciplinary team (MDT), which may be inclusive of, but not limited to, radiation oncologists, spine surgeons and interventional radiologists, among others.
Orthopaedics | Spine - Thoracolumbar (TL) and sacral surgery | TL and sacral fusion and fixation implant | TL pedicle screw - Shank, tulip | MEDTRONIC | SCREW 55720005530 5.5/6.0 DRMAS 5.5X30 | 55720005530 | Standalone | DE0505625 | As per HSA registered indication(s) except for radiolucent implants which should be used as follows:  in patients with primary or metastatic spinal tumours who would benefit from post-operative high dose high precision beam therapy upon appropriate and stringent patient selection;  Patient selection should be done via standardised assessment such as the neurological-oncological-mechanical systemic (NOMS) framework; and  The assessment should be carried out by a multidisciplinary team (MDT), which may be inclusive of, but not limited to, radiation oncologists, spine surgeons and interventional radiologists, among others.
Orthopaedics | Spine - Thoracolumbar (TL) and sacral surgery | TL and sacral fusion and fixation implant | TL pedicle screw - Shank, tulip | MEDTRONIC | SCREW 55720005535 5.5/6.0 DRMAS 5.5X35 | 55720005535 | Standalone | DE0505625 | As per HSA registered indication(s) except for radiolucent implants which should be used as follows:  in patients with primary or metastatic spinal tumours who would benefit from post-operative high dose high precision beam therapy upon appropriate and stringent patient selection;  Patient selection should be done via standardised assessment such as the neurological-oncological-mechanical systemic (NOMS) framework; and  The assessment should be carried out by a multidisciplinary team (MDT), which may be inclusive of, but not limited to, radiation oncologists, spine surgeons and interventional radiologists, among others.
Orthopaedics | Spine - Thoracolumbar (TL) and sacral surgery | TL and sacral fusion and fixation implant | TL pedicle screw - Shank, tulip | MEDTRONIC | SCREW 55720005540 5.5/6.0 DRMAS 5.5X40 | 55720005540 | Standalone | DE0505625 | As per HSA registered indication(s) except for radiolucent implants which should be used as follows:  in patients with primary or metastatic spinal tumours who would benefit from post-operative high dose high precision beam therapy upon appropriate and stringent patient selection;  Patient selection should be done via standardised assessment such as the neurological-oncological-mechanical systemic (NOMS) framework; and  The assessment should be carried out by a multidisciplinary team (MDT), which may be inclusive of, but not limited to, radiation oncologists, spine surgeons and interventional radiologists, among others.
Orthopaedics | Spine - Thoracolumbar (TL) and sacral surgery | TL and sacral fusion and fixation implant | TL pedicle screw - Shank, tulip | MEDTRONIC | SCREW 55720005545 5.5/6.0 DRMAS 5.5X45 | 55720005545 | Standalone | DE0505625 | As per HSA registered indication(s) except for radiolucent implants which should be used as follows:  in patients with primary or metastatic spinal tumours who would benefit from post-operative high dose high precision beam therapy upon appropriate and stringent patient selection;  Patient selection should be done via standardised assessment such as the neurological-oncological-mechanical systemic (NOMS) framework; and  The assessment should be carried out by a multidisciplinary team (MDT), which may be inclusive of, but not limited to, radiation oncologists, spine surgeons and interventional radiologists, among others.
Orthopaedics | Spine - Thoracolumbar (TL) and sacral surgery | TL and sacral fusion and fixation implant | TL pedicle screw - Shank, tulip | MEDTRONIC | SCREW 55720006540 5.5/6.0 DRMAS 6.5X40 | 55720006540 | Standalone | DE0505625 | As per HSA registered indication(s) except for radiolucent implants which should be used as follows:  in patients with primary or metastatic spinal tumours who would benefit from post-operative high dose high precision beam therapy upon appropriate and stringent patient selection;  Patient selection should be done via standardised assessment such as the neurological-oncological-mechanical systemic (NOMS) framework; and  The assessment should be carried out by a multidisciplinary team (MDT), which may be inclusive of, but not limited to, radiation oncologists, spine surgeons and interventional radiologists, among others.
Orthopaedics | Spine - Thoracolumbar (TL) and sacral surgery | TL and sacral fusion and fixation implant | TL pedicle screw - Shank, tulip | MEDTRONIC | SCREW 55720006545 5.5/6.0 DRMAS 6.5X45 | 55720006545 | Standalone | DE0505625 | As per HSA registered indication(s) except for radiolucent implants which should be used as follows:  in patients with primary or metastatic spinal tumours who would benefit from post-operative high dose high precision beam therapy upon appropriate and stringent patient selection;  Patient selection should be done via standardised assessment such as the neurological-oncological-mechanical systemic (NOMS) framework; and  The assessment should be carried out by a multidisciplinary team (MDT), which may be inclusive of, but not limited to, radiation oncologists, spine surgeons and interventional radiologists, among others.
Orthopaedics | Spine - Thoracolumbar (TL) and sacral surgery | TL and sacral fusion and fixation implant | TL pedicle screw - Shank, tulip | MEDTRONIC | SCREW 55720006550 5.5/6.0 DRMAS 6.5X50 | 55720006550 | Standalone | DE0505625 | As per HSA registered indication(s) except for radiolucent implants which should be used as follows:  in patients with primary or metastatic spinal tumours who would benefit from post-operative high dose high precision beam therapy upon appropriate and stringent patient selection;  Patient selection should be done via standardised assessment such as the neurological-oncological-mechanical systemic (NOMS) framework; and  The assessment should be carried out by a multidisciplinary team (MDT), which may be inclusive of, but not limited to, radiation oncologists, spine surgeons and interventional radiologists, among others.
Orthopaedics | Spine - Thoracolumbar (TL) and sacral surgery | TL and sacral fusion and fixation implant | TL pedicle screw - Shank, tulip | MEDTRONIC | SCREW 55720006555 5.5/6.0 DRMAS 6.5X55 | 55720006555 | Standalone | DE0505625 | As per HSA registered indication(s) except for radiolucent implants which should be used as follows:  in patients with primary or metastatic spinal tumours who would benefit from post-operative high dose high precision beam therapy upon appropriate and stringent patient selection;  Patient selection should be done via standardised assessment such as the neurological-oncological-mechanical systemic (NOMS) framework; and  The assessment should be carried out by a multidisciplinary team (MDT), which may be inclusive of, but not limited to, radiation oncologists, spine surgeons and interventional radiologists, among others.
Orthopaedics | Spine - Thoracolumbar (TL) and sacral surgery | TL and sacral fusion and fixation implant | TL pedicle screw - Shank, tulip | MEDTRONIC | SCREW 55720007540 5.5/6.0 DRMAS 7.5X40 | 55720007540 | Standalone | DE0505625 | As per HSA registered indication(s) except for radiolucent implants which should be used as follows:  in patients with primary or metastatic spinal tumours who would benefit from post-operative high dose high precision beam therapy upon appropriate and stringent patient selection;  Patient selection should be done via standardised assessment such as the neurological-oncological-mechanical systemic (NOMS) framework; and  The assessment should be carried out by a multidisciplinary team (MDT), which may be inclusive of, but not limited to, radiation oncologists, spine surgeons and interventional radiologists, among others.
Orthopaedics | Spine - Thoracolumbar (TL) and sacral surgery | TL and sacral fusion and fixation implant | TL pedicle screw - Shank, tulip | MEDTRONIC | SCREW 55720007545 5.5/6.0 DRMAS 7.5X45 | 55720007545 | Standalone | DE0505625 | As per HSA registered indication(s) except for radiolucent implants which should be used as follows:  in patients with primary or metastatic spinal tumours who would benefit from post-operative high dose high precision beam therapy upon appropriate and stringent patient selection;  Patient selection should be done via standardised assessment such as the neurological-oncological-mechanical systemic (NOMS) framework; and  The assessment should be carried out by a multidisciplinary team (MDT), which may be inclusive of, but not limited to, radiation oncologists, spine surgeons and interventional radiologists, among others.
Orthopaedics | Spine - Thoracolumbar (TL) and sacral surgery | TL and sacral fusion and fixation implant | TL pedicle screw - Shank, tulip | MEDTRONIC | SCREW 55720007550 5.5/6.0 DRMAS 7.5X50 | 55720007550 | Standalone | DE0505625 | As per HSA registered indication(s) except for radiolucent implants which should be used as follows:  in patients with primary or metastatic spinal tumours who would benefit from post-operative high dose high precision beam therapy upon appropriate and stringent patient selection;  Patient selection should be done via standardised assessment such as the neurological-oncological-mechanical systemic (NOMS) framework; and  The assessment should be carried out by a multidisciplinary team (MDT), which may be inclusive of, but not limited to, radiation oncologists, spine surgeons and interventional radiologists, among others.
Orthopaedics | Spine - Thoracolumbar (TL) and sacral surgery | TL and sacral fusion and fixation implant | TL pedicle screw - Shank, tulip | MEDTRONIC | SCREW 55720007555 5.5/6.0 DRMAS 7.5X55 | 55720007555 | Standalone | DE0505625 | As per HSA registered indication(s) except for radiolucent implants which should be used as follows:  in patients with primary or metastatic spinal tumours who would benefit from post-operative high dose high precision beam therapy upon appropriate and stringent patient selection;  Patient selection should be done via standardised assessment such as the neurological-oncological-mechanical systemic (NOMS) framework; and  The assessment should be carried out by a multidisciplinary team (MDT), which may be inclusive of, but not limited to, radiation oncologists, spine surgeons and interventional radiologists, among others.
Orthopaedics | Spine - Thoracolumbar (TL) and sacral surgery | TL and sacral fusion and fixation implant | TL pedicle screw - Shank, tulip | MEDTRONIC | SCREW 55720008550 5.5/6.0 DRMAS 8.5X50 | 55720008550 | Standalone | DE0505625 | As per HSA registered indication(s) except for radiolucent implants which should be used as follows:  in patients with primary or metastatic spinal tumours who would benefit from post-operative high dose high precision beam therapy upon appropriate and stringent patient selection;  Patient selection should be done via standardised assessment such as the neurological-oncological-mechanical systemic (NOMS) framework; and  The assessment should be carried out by a multidisciplinary team (MDT), which may be inclusive of, but not limited to, radiation oncologists, spine surgeons and interventional radiologists, among others.
Orthopaedics | Spine - Thoracolumbar (TL) and sacral surgery | TL and sacral fusion and fixation implant | TL pedicle screw - Shank, tulip | MEDTRONIC | SCREW 55720008555 5.5/6.0 DRMAS 8.5X55 | 55720008555 | Standalone | DE0505625 | As per HSA registered indication(s) except for radiolucent implants which should be used as follows:  in patients with primary or metastatic spinal tumours who would benefit from post-operative high dose high precision beam therapy upon appropriate and stringent patient selection;  Patient selection should be done via standardised assessment such as the neurological-oncological-mechanical systemic (NOMS) framework; and  The assessment should be carried out by a multidisciplinary team (MDT), which may be inclusive of, but not limited to, radiation oncologists, spine surgeons and interventional radiologists, among others.
Orthopaedics | Spine - Thoracolumbar (TL) and sacral surgery | TL and sacral fusion and fixation implant | TL pedicle screw - Shank, tulip | Medtronic | SCREW 55750044520 ST 5/6 SV ATS 4.5X20 | 55750044520 | Standalone | DE0506989 | As per HSA registered indication(s) except for radiolucent implants which should be used as follows:  in patients with primary or metastatic spinal tumours who would benefit from post-operative high dose high precision beam therapy upon appropriate and stringent patient selection;  Patient selection should be done via standardised assessment such as the neurological-oncological-mechanical systemic (NOMS) framework; and  The assessment should be carried out by a multidisciplinary team (MDT), which may be inclusive of, but not limited to, radiation oncologists, spine surgeons and interventional radiologists, among others.
Orthopaedics | Spine - Thoracolumbar (TL) and sacral surgery | TL and sacral fusion and fixation implant | TL pedicle screw - Shank, tulip | Medtronic | SCREW 55750044525 ST 5/6 SV ATS 4.5X25 | 55750044525 | Standalone | DE0506989 | As per HSA registered indication(s) except for radiolucent implants which should be used as follows:  in patients with primary or metastatic spinal tumours who would benefit from post-operative high dose high precision beam therapy upon appropriate and stringent patient selection;  Patient selection should be done via standardised assessment such as the neurological-oncological-mechanical systemic (NOMS) framework; and  The assessment should be carried out by a multidisciplinary team (MDT), which may be inclusive of, but not limited to, radiation oncologists, spine surgeons and interventional radiologists, among others.
Orthopaedics | Spine - Thoracolumbar (TL) and sacral surgery | TL and sacral fusion and fixation implant | TL pedicle screw - Shank, tulip | Medtronic | SCREW 55750044530 ST 5/6 SV ATS 4.5X30 | 55750044530 | Standalone | DE0506989 | As per HSA registered indication(s) except for radiolucent implants which should be used as follows:  in patients with primary or metastatic spinal tumours who would benefit from post-operative high dose high precision beam therapy upon appropriate and stringent patient selection;  Patient selection should be done via standardised assessment such as the neurological-oncological-mechanical systemic (NOMS) framework; and  The assessment should be carried out by a multidisciplinary team (MDT), which may be inclusive of, but not limited to, radiation oncologists, spine surgeons and interventional radiologists, among others.
Orthopaedics | Spine - Thoracolumbar (TL) and sacral surgery | TL and sacral fusion and fixation implant | TL pedicle screw - Shank, tulip | Medtronic | SCREW 55750044535 ST 5/6 SV ATS 4.5X35 | 55750044535 | Standalone | DE0506989 | As per HSA registered indication(s) except for radiolucent implants which should be used as follows:  in patients with primary or metastatic spinal tumours who would benefit from post-operative high dose high precision beam therapy upon appropriate and stringent patient selection;  Patient selection should be done via standardised assessment such as the neurological-oncological-mechanical systemic (NOMS) framework; and  The assessment should be carried out by a multidisciplinary team (MDT), which may be inclusive of, but not limited to, radiation oncologists, spine surgeons and interventional radiologists, among others.
Orthopaedics | Spine - Thoracolumbar (TL) and sacral surgery | TL and sacral fusion and fixation implant | TL pedicle screw - Shank, tulip | Medtronic | SCREW 55750044540 ST 5/6 SV ATS 4.5X40 | 55750044540 | Standalone | DE0506989 | As per HSA registered indication(s) except for radiolucent implants which should be used as follows:  in patients with primary or metastatic spinal tumours who would benefit from post-operative high dose high precision beam therapy upon appropriate and stringent patient selection;  Patient selection should be done via standardised assessment such as the neurological-oncological-mechanical systemic (NOMS) framework; and  The assessment should be carried out by a multidisciplinary team (MDT), which may be inclusive of, but not limited to, radiation oncologists, spine surgeons and interventional radiologists, among others.
Orthopaedics | Spine - Thoracolumbar (TL) and sacral surgery | TL and sacral fusion and fixation implant | TL pedicle screw - Shank, tulip | Medtronic | SCREW 55750044545 ST 5/6 SV ATS 4.5X45 | 55750044545 | Standalone | DE0506989 | As per HSA registered indication(s) except for radiolucent implants which should be used as follows:  in patients with primary or metastatic spinal tumours who would benefit from post-operative high dose high precision beam therapy upon appropriate and stringent patient selection;  Patient selection should be done via standardised assessment such as the neurological-oncological-mechanical systemic (NOMS) framework; and  The assessment should be carried out by a multidisciplinary team (MDT), which may be inclusive of, but not limited to, radiation oncologists, spine surgeons and interventional radiologists, among others.
Orthopaedics | Spine - Thoracolumbar (TL) and sacral surgery | TL and sacral fusion and fixation implant | TL pedicle screw - Shank, tulip | Medtronic | SCREW 55750044550 ST 5/6 SV ATS 4.5X50 | 55750044550 | Standalone | DE0506989 | As per HSA registered indication(s) except for radiolucent implants which should be used as follows:  in patients with primary or metastatic spinal tumours who would benefit from post-operative high dose high precision beam therapy upon appropriate and stringent patient selection;  Patient selection should be done via standardised assessment such as the neurological-oncological-mechanical systemic (NOMS) framework; and  The assessment should be carried out by a multidisciplinary team (MDT), which may be inclusive of, but not limited to, radiation oncologists, spine surgeons and interventional radiologists, among others.
Orthopaedics | Spine - Thoracolumbar (TL) and sacral surgery | TL and sacral fusion and fixation implant | TL pedicle screw - Shank, tulip | Medtronic | SCREW 55750044555 ST 5/6 SV ATS 4.5X55 | 55750044555 | Standalone | DE0506989 | As per HSA registered indication(s) except for radiolucent implants which should be used as follows:  in patients with primary or metastatic spinal tumours who would benefit from post-operative high dose high precision beam therapy upon appropriate and stringent patient selection;  Patient selection should be done via standardised assessment such as the neurological-oncological-mechanical systemic (NOMS) framework; and  The assessment should be carried out by a multidisciplinary team (MDT), which may be inclusive of, but not limited to, radiation oncologists, spine surgeons and interventional radiologists, among others.
Orthopaedics | Spine - Thoracolumbar (TL) and sacral surgery | TL and sacral fusion and fixation implant | TL pedicle screw - Shank, tulip | Medtronic | SCREW 55750044560 ST 5/6 SV ATS 4.5X60 | 55750044560 | Standalone | DE0506989 | As per HSA registered indication(s) except for radiolucent implants which should be used as follows:  in patients with primary or metastatic spinal tumours who would benefit from post-operative high dose high precision beam therapy upon appropriate and stringent patient selection;  Patient selection should be done via standardised assessment such as the neurological-oncological-mechanical systemic (NOMS) framework; and  The assessment should be carried out by a multidisciplinary team (MDT), which may be inclusive of, but not limited to, radiation oncologists, spine surgeons and interventional radiologists, among others.
Orthopaedics | Spine - Thoracolumbar (TL) and sacral surgery | TL and sacral fusion and fixation implant | TL pedicle screw - Shank, tulip | Medtronic | SCREW 55750045520 ST 5/6 SV ATS 5.5X20 | 55750045520 | Standalone | DE0506989 | As per HSA registered indication(s) except for radiolucent implants which should be used as follows:  in patients with primary or metastatic spinal tumours who would benefit from post-operative high dose high precision beam therapy upon appropriate and stringent patient selection;  Patient selection should be done via standardised assessment such as the neurological-oncological-mechanical systemic (NOMS) framework; and  The assessment should be carried out by a multidisciplinary team (MDT), which may be inclusive of, but not limited to, radiation oncologists, spine surgeons and interventional radiologists, among others.
Orthopaedics | Spine - Thoracolumbar (TL) and sacral surgery | TL and sacral fusion and fixation implant | TL pedicle screw - Shank, tulip | Medtronic | SCREW 55750045525 ST 5/6 SV ATS 5.5X25 | 55750045525 | Standalone | DE0506989 | As per HSA registered indication(s) except for radiolucent implants which should be used as follows:  in patients with primary or metastatic spinal tumours who would benefit from post-operative high dose high precision beam therapy upon appropriate and stringent patient selection;  Patient selection should be done via standardised assessment such as the neurological-oncological-mechanical systemic (NOMS) framework; and  The assessment should be carried out by a multidisciplinary team (MDT), which may be inclusive of, but not limited to, radiation oncologists, spine surgeons and interventional radiologists, among others.
Orthopaedics | Spine - Thoracolumbar (TL) and sacral surgery | TL and sacral fusion and fixation implant | TL pedicle screw - Shank, tulip | Medtronic | SCREW 55750045530 ST 5/6 SV ATS 5.5X30 | 55750045530 | Standalone | DE0506989 | As per HSA registered indication(s) except for radiolucent implants which should be used as follows:  in patients with primary or metastatic spinal tumours who would benefit from post-operative high dose high precision beam therapy upon appropriate and stringent patient selection;  Patient selection should be done via standardised assessment such as the neurological-oncological-mechanical systemic (NOMS) framework; and  The assessment should be carried out by a multidisciplinary team (MDT), which may be inclusive of, but not limited to, radiation oncologists, spine surgeons and interventional radiologists, among others.
Orthopaedics | Spine - Thoracolumbar (TL) and sacral surgery | TL and sacral fusion and fixation implant | TL pedicle screw - Shank, tulip | Medtronic | SCREW 55750045535 ST 5/6 SV ATS 5.5X35 | 55750045535 | Standalone | DE0506989 | As per HSA registered indication(s) except for radiolucent implants which should be used as follows:  in patients with primary or metastatic spinal tumours who would benefit from post-operative high dose high precision beam therapy upon appropriate and stringent patient selection;  Patient selection should be done via standardised assessment such as the neurological-oncological-mechanical systemic (NOMS) framework; and  The assessment should be carried out by a multidisciplinary team (MDT), which may be inclusive of, but not limited to, radiation oncologists, spine surgeons and interventional radiologists, among others.
Orthopaedics | Spine - Thoracolumbar (TL) and sacral surgery | TL and sacral fusion and fixation implant | TL pedicle screw - Shank, tulip | Medtronic | SCREW 55750045540 ST 5/6 SV ATS 5.5X40 | 55750045540 | Standalone | DE0506989 | As per HSA registered indication(s) except for radiolucent implants which should be used as follows:  in patients with primary or metastatic spinal tumours who would benefit from post-operative high dose high precision beam therapy upon appropriate and stringent patient selection;  Patient selection should be done via standardised assessment such as the neurological-oncological-mechanical systemic (NOMS) framework; and  The assessment should be carried out by a multidisciplinary team (MDT), which may be inclusive of, but not limited to, radiation oncologists, spine surgeons and interventional radiologists, among others.
Orthopaedics | Spine - Thoracolumbar (TL) and sacral surgery | TL and sacral fusion and fixation implant | TL pedicle screw - Shank, tulip | Medtronic | SCREW 55750045545 ST 5/6 SV ATS 5.5X45 | 55750045545 | Standalone | DE0506989 | As per HSA registered indication(s) except for radiolucent implants which should be used as follows:  in patients with primary or metastatic spinal tumours who would benefit from post-operative high dose high precision beam therapy upon appropriate and stringent patient selection;  Patient selection should be done via standardised assessment such as the neurological-oncological-mechanical systemic (NOMS) framework; and  The assessment should be carried out by a multidisciplinary team (MDT), which may be inclusive of, but not limited to, radiation oncologists, spine surgeons and interventional radiologists, among others.
Orthopaedics | Spine - Thoracolumbar (TL) and sacral surgery | TL and sacral fusion and fixation implant | TL pedicle screw - Shank, tulip | Medtronic | SCREW 55750045550 ST 5/6 SV ATS 5.5X50 | 55750045550 | Standalone | DE0506989 | As per HSA registered indication(s) except for radiolucent implants which should be used as follows:  in patients with primary or metastatic spinal tumours who would benefit from post-operative high dose high precision beam therapy upon appropriate and stringent patient selection;  Patient selection should be done via standardised assessment such as the neurological-oncological-mechanical systemic (NOMS) framework; and  The assessment should be carried out by a multidisciplinary team (MDT), which may be inclusive of, but not limited to, radiation oncologists, spine surgeons and interventional radiologists, among others.
Orthopaedics | Spine - Thoracolumbar (TL) and sacral surgery | TL and sacral fusion and fixation implant | TL pedicle screw - Shank, tulip | Medtronic | SCREW 55750045555 ST 5/6 SV ATS 5.5X55 | 55750045555 | Standalone | DE0506989 | As per HSA registered indication(s) except for radiolucent implants which should be used as follows:  in patients with primary or metastatic spinal tumours who would benefit from post-operative high dose high precision beam therapy upon appropriate and stringent patient selection;  Patient selection should be done via standardised assessment such as the neurological-oncological-mechanical systemic (NOMS) framework; and  The assessment should be carried out by a multidisciplinary team (MDT), which may be inclusive of, but not limited to, radiation oncologists, spine surgeons and interventional radiologists, among others.
Orthopaedics | Spine - Thoracolumbar (TL) and sacral surgery | TL and sacral fusion and fixation implant | TL pedicle screw - Shank, tulip | Medtronic | SCREW 55750045560 ST 5/6 SV ATS 5.5X60 | 55750045560 | Standalone | DE0506989 | As per HSA registered indication(s) except for radiolucent implants which should be used as follows:  in patients with primary or metastatic spinal tumours who would benefit from post-operative high dose high precision beam therapy upon appropriate and stringent patient selection;  Patient selection should be done via standardised assessment such as the neurological-oncological-mechanical systemic (NOMS) framework; and  The assessment should be carried out by a multidisciplinary team (MDT), which may be inclusive of, but not limited to, radiation oncologists, spine surgeons and interventional radiologists, among others.
Orthopaedics | Spine - Thoracolumbar (TL) and sacral surgery | TL and sacral fusion and fixation implant | TL pedicle screw - Shank, tulip | Medtronic | SCREW 55750046520 ST 5/6 SV ATS 6.5X20 | 55750046520 | Standalone | DE0506989 | As per HSA registered indication(s) except for radiolucent implants which should be used as follows:  in patients with primary or metastatic spinal tumours who would benefit from post-operative high dose high precision beam therapy upon appropriate and stringent patient selection;  Patient selection should be done via standardised assessment such as the neurological-oncological-mechanical systemic (NOMS) framework; and  The assessment should be carried out by a multidisciplinary team (MDT), which may be inclusive of, but not limited to, radiation oncologists, spine surgeons and interventional radiologists, among others.
Orthopaedics | Spine - Thoracolumbar (TL) and sacral surgery | TL and sacral fusion and fixation implant | TL pedicle screw - Shank, tulip | Medtronic | SCREW 55750046525 ST 5/6 SV ATS 6.5X25 | 55750046525 | Standalone | DE0506989 | As per HSA registered indication(s) except for radiolucent implants which should be used as follows:  in patients with primary or metastatic spinal tumours who would benefit from post-operative high dose high precision beam therapy upon appropriate and stringent patient selection;  Patient selection should be done via standardised assessment such as the neurological-oncological-mechanical systemic (NOMS) framework; and  The assessment should be carried out by a multidisciplinary team (MDT), which may be inclusive of, but not limited to, radiation oncologists, spine surgeons and interventional radiologists, among others.
Orthopaedics | Spine - Thoracolumbar (TL) and sacral surgery | TL and sacral fusion and fixation implant | TL pedicle screw - Shank, tulip | Medtronic | SCREW 55750046530 ST 5/6 SV ATS 6.5X30 | 55750046530 | Standalone | DE0506989 | As per HSA registered indication(s) except for radiolucent implants which should be used as follows:  in patients with primary or metastatic spinal tumours who would benefit from post-operative high dose high precision beam therapy upon appropriate and stringent patient selection;  Patient selection should be done via standardised assessment such as the neurological-oncological-mechanical systemic (NOMS) framework; and  The assessment should be carried out by a multidisciplinary team (MDT), which may be inclusive of, but not limited to, radiation oncologists, spine surgeons and interventional radiologists, among others.
Orthopaedics | Spine - Thoracolumbar (TL) and sacral surgery | TL and sacral fusion and fixation implant | TL pedicle screw - Shank, tulip | Medtronic | SCREW 55750046535 ST 5/6 SV ATS 6.5X35 | 55750046535 | Standalone | DE0506989 | As per HSA registered indication(s) except for radiolucent implants which should be used as follows:  in patients with primary or metastatic spinal tumours who would benefit from post-operative high dose high precision beam therapy upon appropriate and stringent patient selection;  Patient selection should be done via standardised assessment such as the neurological-oncological-mechanical systemic (NOMS) framework; and  The assessment should be carried out by a multidisciplinary team (MDT), which may be inclusive of, but not limited to, radiation oncologists, spine surgeons and interventional radiologists, among others.
Orthopaedics | Spine - Thoracolumbar (TL) and sacral surgery | TL and sacral fusion and fixation implant | TL pedicle screw - Shank, tulip | Medtronic | SCREW 55750046540 ST 5/6 SV ATS 6.5X40 | 55750046540 | Standalone | DE0506989 | As per HSA registered indication(s) except for radiolucent implants which should be used as follows:  in patients with primary or metastatic spinal tumours who would benefit from post-operative high dose high precision beam therapy upon appropriate and stringent patient selection;  Patient selection should be done via standardised assessment such as the neurological-oncological-mechanical systemic (NOMS) framework; and  The assessment should be carried out by a multidisciplinary team (MDT), which may be inclusive of, but not limited to, radiation oncologists, spine surgeons and interventional radiologists, among others.
Orthopaedics | Spine - Thoracolumbar (TL) and sacral surgery | TL and sacral fusion and fixation implant | TL pedicle screw - Shank, tulip | Medtronic | SCREW 55750046545 ST 5/6 SV ATS 6.5X45 | 55750046545 | Standalone | DE0506989 | As per HSA registered indication(s) except for radiolucent implants which should be used as follows:  in patients with primary or metastatic spinal tumours who would benefit from post-operative high dose high precision beam therapy upon appropriate and stringent patient selection;  Patient selection should be done via standardised assessment such as the neurological-oncological-mechanical systemic (NOMS) framework; and  The assessment should be carried out by a multidisciplinary team (MDT), which may be inclusive of, but not limited to, radiation oncologists, spine surgeons and interventional radiologists, among others.
Orthopaedics | Spine - Thoracolumbar (TL) and sacral surgery | TL and sacral fusion and fixation implant | TL pedicle screw - Shank, tulip | Medtronic | SCREW 55750046550 ST 5/6 SV ATS 6.5X50 | 55750046550 | Standalone | DE0506989 | As per HSA registered indication(s) except for radiolucent implants which should be used as follows:  in patients with primary or metastatic spinal tumours who would benefit from post-operative high dose high precision beam therapy upon appropriate and stringent patient selection;  Patient selection should be done via standardised assessment such as the neurological-oncological-mechanical systemic (NOMS) framework; and  The assessment should be carried out by a multidisciplinary team (MDT), which may be inclusive of, but not limited to, radiation oncologists, spine surgeons and interventional radiologists, among others.
Orthopaedics | Spine - Thoracolumbar (TL) and sacral surgery | TL and sacral fusion and fixation implant | TL pedicle screw - Shank, tulip | Medtronic | SCREW 55750046555 ST 5/6 SV ATS 6.5X55 | 55750046555 | Standalone | DE0506989 | As per HSA registered indication(s) except for radiolucent implants which should be used as follows:  in patients with primary or metastatic spinal tumours who would benefit from post-operative high dose high precision beam therapy upon appropriate and stringent patient selection;  Patient selection should be done via standardised assessment such as the neurological-oncological-mechanical systemic (NOMS) framework; and  The assessment should be carried out by a multidisciplinary team (MDT), which may be inclusive of, but not limited to, radiation oncologists, spine surgeons and interventional radiologists, among others.
Orthopaedics | Spine - Thoracolumbar (TL) and sacral surgery | TL and sacral fusion and fixation implant | TL pedicle screw - Shank, tulip | Medtronic | SCREW 55750046560 ST 5/6 SV ATS 6.5X60 | 55750046560 | Standalone | DE0506989 | As per HSA registered indication(s) except for radiolucent implants which should be used as follows:  in patients with primary or metastatic spinal tumours who would benefit from post-operative high dose high precision beam therapy upon appropriate and stringent patient selection;  Patient selection should be done via standardised assessment such as the neurological-oncological-mechanical systemic (NOMS) framework; and  The assessment should be carried out by a multidisciplinary team (MDT), which may be inclusive of, but not limited to, radiation oncologists, spine surgeons and interventional radiologists, among others.
Orthopaedics | Spine - Thoracolumbar (TL) and sacral surgery | TL and sacral fusion and fixation implant | TL pedicle screw - Shank, tulip | Medtronic | SCREW 55750047520 ST 5/6 SV ATS 7.5X20 | 55750047520 | Standalone | DE0506989 | As per HSA registered indication(s) except for radiolucent implants which should be used as follows:  in patients with primary or metastatic spinal tumours who would benefit from post-operative high dose high precision beam therapy upon appropriate and stringent patient selection;  Patient selection should be done via standardised assessment such as the neurological-oncological-mechanical systemic (NOMS) framework; and  The assessment should be carried out by a multidisciplinary team (MDT), which may be inclusive of, but not limited to, radiation oncologists, spine surgeons and interventional radiologists, among others.
Orthopaedics | Spine - Thoracolumbar (TL) and sacral surgery | TL and sacral fusion and fixation implant | TL pedicle screw - Shank, tulip | Medtronic | SCREW 55750047525 ST 5/6 SV ATS 7.5X25 | 55750047525 | Standalone | DE0506989 | As per HSA registered indication(s) except for radiolucent implants which should be used as follows:  in patients with primary or metastatic spinal tumours who would benefit from post-operative high dose high precision beam therapy upon appropriate and stringent patient selection;  Patient selection should be done via standardised assessment such as the neurological-oncological-mechanical systemic (NOMS) framework; and  The assessment should be carried out by a multidisciplinary team (MDT), which may be inclusive of, but not limited to, radiation oncologists, spine surgeons and interventional radiologists, among others.
Orthopaedics | Spine - Thoracolumbar (TL) and sacral surgery | TL and sacral fusion and fixation implant | TL pedicle screw - Shank, tulip | Medtronic | SCREW 55750047530 ST 5/6 SV ATS 7.5X30 | 55750047530 | Standalone | DE0506989 | As per HSA registered indication(s) except for radiolucent implants which should be used as follows:  in patients with primary or metastatic spinal tumours who would benefit from post-operative high dose high precision beam therapy upon appropriate and stringent patient selection;  Patient selection should be done via standardised assessment such as the neurological-oncological-mechanical systemic (NOMS) framework; and  The assessment should be carried out by a multidisciplinary team (MDT), which may be inclusive of, but not limited to, radiation oncologists, spine surgeons and interventional radiologists, among others.
Orthopaedics | Spine - Thoracolumbar (TL) and sacral surgery | TL and sacral fusion and fixation implant | TL pedicle screw - Shank, tulip | Medtronic | SCREW 55750047535 ST 5/6 SV ATS 7.5X35 | 55750047535 | Standalone | DE0506989 | As per HSA registered indication(s) except for radiolucent implants which should be used as follows:  in patients with primary or metastatic spinal tumours who would benefit from post-operative high dose high precision beam therapy upon appropriate and stringent patient selection;  Patient selection should be done via standardised assessment such as the neurological-oncological-mechanical systemic (NOMS) framework; and  The assessment should be carried out by a multidisciplinary team (MDT), which may be inclusive of, but not limited to, radiation oncologists, spine surgeons and interventional radiologists, among others.
Orthopaedics | Spine - Thoracolumbar (TL) and sacral surgery | TL and sacral fusion and fixation implant | TL pedicle screw - Shank, tulip | Medtronic | SCREW 55750047540 ST 5/6 SV ATS 7.5X40 | 55750047540 | Standalone | DE0506989 | As per HSA registered indication(s) except for radiolucent implants which should be used as follows:  in patients with primary or metastatic spinal tumours who would benefit from post-operative high dose high precision beam therapy upon appropriate and stringent patient selection;  Patient selection should be done via standardised assessment such as the neurological-oncological-mechanical systemic (NOMS) framework; and  The assessment should be carried out by a multidisciplinary team (MDT), which may be inclusive of, but not limited to, radiation oncologists, spine surgeons and interventional radiologists, among others.
Orthopaedics | Spine - Thoracolumbar (TL) and sacral surgery | TL and sacral fusion and fixation implant | TL pedicle screw - Shank, tulip | Medtronic | SCREW 55750047545 ST 5/6 SV ATS 7.5X45 | 55750047545 | Standalone | DE0506989 | As per HSA registered indication(s) except for radiolucent implants which should be used as follows:  in patients with primary or metastatic spinal tumours who would benefit from post-operative high dose high precision beam therapy upon appropriate and stringent patient selection;  Patient selection should be done via standardised assessment such as the neurological-oncological-mechanical systemic (NOMS) framework; and  The assessment should be carried out by a multidisciplinary team (MDT), which may be inclusive of, but not limited to, radiation oncologists, spine surgeons and interventional radiologists, among others.
Orthopaedics | Spine - Thoracolumbar (TL) and sacral surgery | TL and sacral fusion and fixation implant | TL pedicle screw - Shank, tulip | Medtronic | SCREW 55750047550 ST 5/6 SV ATS 7.5X50 | 55750047550 | Standalone | DE0506989 | As per HSA registered indication(s) except for radiolucent implants which should be used as follows:  in patients with primary or metastatic spinal tumours who would benefit from post-operative high dose high precision beam therapy upon appropriate and stringent patient selection;  Patient selection should be done via standardised assessment such as the neurological-oncological-mechanical systemic (NOMS) framework; and  The assessment should be carried out by a multidisciplinary team (MDT), which may be inclusive of, but not limited to, radiation oncologists, spine surgeons and interventional radiologists, among others.
Orthopaedics | Spine - Thoracolumbar (TL) and sacral surgery | TL and sacral fusion and fixation implant | TL pedicle screw - Shank, tulip | Medtronic | SCREW 55750047555 ST 5/6 SV ATS 7.5X55 | 55750047555 | Standalone | DE0506989 | As per HSA registered indication(s) except for radiolucent implants which should be used as follows:  in patients with primary or metastatic spinal tumours who would benefit from post-operative high dose high precision beam therapy upon appropriate and stringent patient selection;  Patient selection should be done via standardised assessment such as the neurological-oncological-mechanical systemic (NOMS) framework; and  The assessment should be carried out by a multidisciplinary team (MDT), which may be inclusive of, but not limited to, radiation oncologists, spine surgeons and interventional radiologists, among others.
Orthopaedics | Spine - Thoracolumbar (TL) and sacral surgery | TL and sacral fusion and fixation implant | TL pedicle screw - Shank, tulip | Medtronic | SCREW 55750047560 ST 5/6 SV ATS 7.5X60 | 55750047560 | Standalone | DE0506989 | As per HSA registered indication(s) except for radiolucent implants which should be used as follows:  in patients with primary or metastatic spinal tumours who would benefit from post-operative high dose high precision beam therapy upon appropriate and stringent patient selection;  Patient selection should be done via standardised assessment such as the neurological-oncological-mechanical systemic (NOMS) framework; and  The assessment should be carried out by a multidisciplinary team (MDT), which may be inclusive of, but not limited to, radiation oncologists, spine surgeons and interventional radiologists, among others.
Orthopaedics | Spine - Thoracolumbar (TL) and sacral surgery | TL and sacral fusion and fixation implant | TL pedicle screw - Shank, tulip | MEDTRONIC | SCREW 55811006555 5.5 SAS 6.5 X 55 CC | 55811006555 | Standalone | DE0008698 | As per HSA registered indication(s) except for radiolucent implants which should be used as follows:  in patients with primary or metastatic spinal tumours who would benefit from post-operative high dose high precision beam therapy upon appropriate and stringent patient selection;  Patient selection should be done via standardised assessment such as the neurological-oncological-mechanical systemic (NOMS) framework; and  The assessment should be carried out by a multidisciplinary team (MDT), which may be inclusive of, but not limited to, radiation oncologists, spine surgeons and interventional radiologists, among others.
Orthopaedics | Spine - Thoracolumbar (TL) and sacral surgery | TL and sacral fusion and fixation implant | TL pedicle screw - Shank, tulip | MEDTRONIC | SCREW 55811006560 5.5 SAS 6.5 X 60 CC | 55811006560 | Standalone | DE0008698 | As per HSA registered indication(s) except for radiolucent implants which should be used as follows:  in patients with primary or metastatic spinal tumours who would benefit from post-operative high dose high precision beam therapy upon appropriate and stringent patient selection;  Patient selection should be done via standardised assessment such as the neurological-oncological-mechanical systemic (NOMS) framework; and  The assessment should be carried out by a multidisciplinary team (MDT), which may be inclusive of, but not limited to, radiation oncologists, spine surgeons and interventional radiologists, among others.
Orthopaedics | Spine - Thoracolumbar (TL) and sacral surgery | TL and sacral fusion and fixation implant | TL pedicle screw - Shank, tulip | MEDTRONIC | SCREW 55811007555 5.5 SAS 7.5 X 55 CC | 55811007555 | Standalone | DE0008698 | As per HSA registered indication(s) except for radiolucent implants which should be used as follows:  in patients with primary or metastatic spinal tumours who would benefit from post-operative high dose high precision beam therapy upon appropriate and stringent patient selection;  Patient selection should be done via standardised assessment such as the neurological-oncological-mechanical systemic (NOMS) framework; and  The assessment should be carried out by a multidisciplinary team (MDT), which may be inclusive of, but not limited to, radiation oncologists, spine surgeons and interventional radiologists, among others.
Orthopaedics | Spine - Thoracolumbar (TL) and sacral surgery | TL and sacral fusion and fixation implant | TL pedicle screw - Shank, tulip | MEDTRONIC | SCREW 55840006500 5.5 MAS 6.5X100 CC | 55840006500 | Standalone | DE0008698 | As per HSA registered indication(s) except for radiolucent implants which should be used as follows:  in patients with primary or metastatic spinal tumours who would benefit from post-operative high dose high precision beam therapy upon appropriate and stringent patient selection;  Patient selection should be done via standardised assessment such as the neurological-oncological-mechanical systemic (NOMS) framework; and  The assessment should be carried out by a multidisciplinary team (MDT), which may be inclusive of, but not limited to, radiation oncologists, spine surgeons and interventional radiologists, among others.
Orthopaedics | Spine - Thoracolumbar (TL) and sacral surgery | TL and sacral fusion and fixation implant | TL pedicle screw - Shank, tulip | MEDTRONIC | SCREW 55840006511 5.5 MAS 6.5X110 CC | 55840006511 | Standalone | DE0008698 | As per HSA registered indication(s) except for radiolucent implants which should be used as follows:  in patients with primary or metastatic spinal tumours who would benefit from post-operative high dose high precision beam therapy upon appropriate and stringent patient selection;  Patient selection should be done via standardised assessment such as the neurological-oncological-mechanical systemic (NOMS) framework; and  The assessment should be carried out by a multidisciplinary team (MDT), which may be inclusive of, but not limited to, radiation oncologists, spine surgeons and interventional radiologists, among others.
Orthopaedics | Spine - Thoracolumbar (TL) and sacral surgery | TL and sacral fusion and fixation implant | TL pedicle screw - Shank, tulip | MEDTRONIC | SCREW 55840006565 5.5 MAS 6.5X65 CC | 55840006565 | Standalone | DE0008698 | As per HSA registered indication(s) except for radiolucent implants which should be used as follows:  in patients with primary or metastatic spinal tumours who would benefit from post-operative high dose high precision beam therapy upon appropriate and stringent patient selection;  Patient selection should be done via standardised assessment such as the neurological-oncological-mechanical systemic (NOMS) framework; and  The assessment should be carried out by a multidisciplinary team (MDT), which may be inclusive of, but not limited to, radiation oncologists, spine surgeons and interventional radiologists, among others.
Orthopaedics | Spine - Thoracolumbar (TL) and sacral surgery | TL and sacral fusion and fixation implant | TL pedicle screw - Shank, tulip | MEDTRONIC | SCREW 55840006570 5.5 MAS 6.5X70 CC | 55840006570 | Standalone | DE0008698 | As per HSA registered indication(s) except for radiolucent implants which should be used as follows:  in patients with primary or metastatic spinal tumours who would benefit from post-operative high dose high precision beam therapy upon appropriate and stringent patient selection;  Patient selection should be done via standardised assessment such as the neurological-oncological-mechanical systemic (NOMS) framework; and  The assessment should be carried out by a multidisciplinary team (MDT), which may be inclusive of, but not limited to, radiation oncologists, spine surgeons and interventional radiologists, among others.
Orthopaedics | Spine - Thoracolumbar (TL) and sacral surgery | TL and sacral fusion and fixation implant | TL pedicle screw - Shank, tulip | MEDTRONIC | SCREW 55840006580 5.5 MAS 6.5X80 CC | 55840006580 | Standalone | DE0008698 | As per HSA registered indication(s) except for radiolucent implants which should be used as follows:  in patients with primary or metastatic spinal tumours who would benefit from post-operative high dose high precision beam therapy upon appropriate and stringent patient selection;  Patient selection should be done via standardised assessment such as the neurological-oncological-mechanical systemic (NOMS) framework; and  The assessment should be carried out by a multidisciplinary team (MDT), which may be inclusive of, but not limited to, radiation oncologists, spine surgeons and interventional radiologists, among others.
Orthopaedics | Spine - Thoracolumbar (TL) and sacral surgery | TL and sacral fusion and fixation implant | TL pedicle screw - Shank, tulip | MEDTRONIC | SCREW 55840006590 5.5 MAS 6.5X90 CC | 55840006590 | Standalone | DE0008698 | As per HSA registered indication(s) except for radiolucent implants which should be used as follows:  in patients with primary or metastatic spinal tumours who would benefit from post-operative high dose high precision beam therapy upon appropriate and stringent patient selection;  Patient selection should be done via standardised assessment such as the neurological-oncological-mechanical systemic (NOMS) framework; and  The assessment should be carried out by a multidisciplinary team (MDT), which may be inclusive of, but not limited to, radiation oncologists, spine surgeons and interventional radiologists, among others.
Orthopaedics | Spine - Thoracolumbar (TL) and sacral surgery | TL and sacral fusion and fixation implant | TL pedicle screw - Shank, tulip | MEDTRONIC | SCREW 55840007500 5.5 MAS 7.5X100 CC | 55840007500 | Standalone | DE0008698 | As per HSA registered indication(s) except for radiolucent implants which should be used as follows:  in patients with primary or metastatic spinal tumours who would benefit from post-operative high dose high precision beam therapy upon appropriate and stringent patient selection;  Patient selection should be done via standardised assessment such as the neurological-oncological-mechanical systemic (NOMS) framework; and  The assessment should be carried out by a multidisciplinary team (MDT), which may be inclusive of, but not limited to, radiation oncologists, spine surgeons and interventional radiologists, among others.
Orthopaedics | Spine - Thoracolumbar (TL) and sacral surgery | TL and sacral fusion and fixation implant | TL pedicle screw - Shank, tulip | MEDTRONIC | SCREW 55840007500 5.5 MAS 7.5X65 CC | 55840007565 | Standalone | DE0008698 | As per HSA registered indication(s) except for radiolucent implants which should be used as follows:  in patients with primary or metastatic spinal tumours who would benefit from post-operative high dose high precision beam therapy upon appropriate and stringent patient selection;  Patient selection should be done via standardised assessment such as the neurological-oncological-mechanical systemic (NOMS) framework; and  The assessment should be carried out by a multidisciplinary team (MDT), which may be inclusive of, but not limited to, radiation oncologists, spine surgeons and interventional radiologists, among others.
Orthopaedics | Spine - Thoracolumbar (TL) and sacral surgery | TL and sacral fusion and fixation implant | TL pedicle screw - Shank, tulip | MEDTRONIC | SCREW 55840007500 5.5 MAS 7.5X70 CC | 55840007570 | Standalone | DE0008698 | As per HSA registered indication(s) except for radiolucent implants which should be used as follows:  in patients with primary or metastatic spinal tumours who would benefit from post-operative high dose high precision beam therapy upon appropriate and stringent patient selection;  Patient selection should be done via standardised assessment such as the neurological-oncological-mechanical systemic (NOMS) framework; and  The assessment should be carried out by a multidisciplinary team (MDT), which may be inclusive of, but not limited to, radiation oncologists, spine surgeons and interventional radiologists, among others.
Orthopaedics | Spine - Thoracolumbar (TL) and sacral surgery | TL and sacral fusion and fixation implant | TL pedicle screw - Shank, tulip | MEDTRONIC | SCREW 55840007500 5.5 MAS 7.5X80 CC | 55840007580 | Standalone | DE0008698 | As per HSA registered indication(s) except for radiolucent implants which should be used as follows:  in patients with primary or metastatic spinal tumours who would benefit from post-operative high dose high precision beam therapy upon appropriate and stringent patient selection;  Patient selection should be done via standardised assessment such as the neurological-oncological-mechanical systemic (NOMS) framework; and  The assessment should be carried out by a multidisciplinary team (MDT), which may be inclusive of, but not limited to, radiation oncologists, spine surgeons and interventional radiologists, among others.
Orthopaedics | Spine - Thoracolumbar (TL) and sacral surgery | TL and sacral fusion and fixation implant | TL pedicle screw - Shank, tulip | MEDTRONIC | SCREW 55840007500 5.5 MAS 7.5X90 CC | 55840007590 | Standalone | DE0008698 | As per HSA registered indication(s) except for radiolucent implants which should be used as follows:  in patients with primary or metastatic spinal tumours who would benefit from post-operative high dose high precision beam therapy upon appropriate and stringent patient selection;  Patient selection should be done via standardised assessment such as the neurological-oncological-mechanical systemic (NOMS) framework; and  The assessment should be carried out by a multidisciplinary team (MDT), which may be inclusive of, but not limited to, radiation oncologists, spine surgeons and interventional radiologists, among others.
Orthopaedics | Spine - Thoracolumbar (TL) and sacral surgery | TL and sacral fusion and fixation implant | TL pedicle screw - Shank, tulip | MEDTRONIC | SCREW 55840007511 5.5 MAS 7.5X110 CC | 55840007511 | Standalone | DE0008698 | As per HSA registered indication(s) except for radiolucent implants which should be used as follows:  in patients with primary or metastatic spinal tumours who would benefit from post-operative high dose high precision beam therapy upon appropriate and stringent patient selection;  Patient selection should be done via standardised assessment such as the neurological-oncological-mechanical systemic (NOMS) framework; and  The assessment should be carried out by a multidisciplinary team (MDT), which may be inclusive of, but not limited to, radiation oncologists, spine surgeons and interventional radiologists, among others.
Orthopaedics | Spine - Thoracolumbar (TL) and sacral surgery | TL and sacral fusion and fixation implant | TL pedicle screw - Shank, tulip | MEDTRONIC | SCREW 55840008500 5.5 MAS 8.5X100 CC | 55840008500 | Standalone | DE0008698 | As per HSA registered indication(s) except for radiolucent implants which should be used as follows:  in patients with primary or metastatic spinal tumours who would benefit from post-operative high dose high precision beam therapy upon appropriate and stringent patient selection;  Patient selection should be done via standardised assessment such as the neurological-oncological-mechanical systemic (NOMS) framework; and  The assessment should be carried out by a multidisciplinary team (MDT), which may be inclusive of, but not limited to, radiation oncologists, spine surgeons and interventional radiologists, among others.
Orthopaedics | Spine - Thoracolumbar (TL) and sacral surgery | TL and sacral fusion and fixation implant | TL pedicle screw - Shank, tulip | MEDTRONIC | SCREW 55840008511 5.5 MAS 8.5X110 CC | 55840008511 | Standalone | DE0008698 | As per HSA registered indication(s) except for radiolucent implants which should be used as follows:  in patients with primary or metastatic spinal tumours who would benefit from post-operative high dose high precision beam therapy upon appropriate and stringent patient selection;  Patient selection should be done via standardised assessment such as the neurological-oncological-mechanical systemic (NOMS) framework; and  The assessment should be carried out by a multidisciplinary team (MDT), which may be inclusive of, but not limited to, radiation oncologists, spine surgeons and interventional radiologists, among others.
Orthopaedics | Spine - Thoracolumbar (TL) and sacral surgery | TL and sacral fusion and fixation implant | TL pedicle screw - Shank, tulip | MEDTRONIC | SCREW 55840008560 5.5 MAS 8.5X60 CC | 55840008560 | Standalone | DE0008698 | As per HSA registered indication(s) except for radiolucent implants which should be used as follows:  in patients with primary or metastatic spinal tumours who would benefit from post-operative high dose high precision beam therapy upon appropriate and stringent patient selection;  Patient selection should be done via standardised assessment such as the neurological-oncological-mechanical systemic (NOMS) framework; and  The assessment should be carried out by a multidisciplinary team (MDT), which may be inclusive of, but not limited to, radiation oncologists, spine surgeons and interventional radiologists, among others.
Orthopaedics | Spine - Thoracolumbar (TL) and sacral surgery | TL and sacral fusion and fixation implant | TL pedicle screw - Shank, tulip | MEDTRONIC | SCREW 55840008565 5.5 MAS 8.5X65 CC | 55840008565 | Standalone | DE0008698 | As per HSA registered indication(s) except for radiolucent implants which should be used as follows:  in patients with primary or metastatic spinal tumours who would benefit from post-operative high dose high precision beam therapy upon appropriate and stringent patient selection;  Patient selection should be done via standardised assessment such as the neurological-oncological-mechanical systemic (NOMS) framework; and  The assessment should be carried out by a multidisciplinary team (MDT), which may be inclusive of, but not limited to, radiation oncologists, spine surgeons and interventional radiologists, among others.
Orthopaedics | Spine - Thoracolumbar (TL) and sacral surgery | TL and sacral fusion and fixation implant | TL pedicle screw - Shank, tulip | MEDTRONIC | SCREW 55840008570 5.5 MAS 8.5X70 CC | 55840008570 | Standalone | DE0008698 | As per HSA registered indication(s) except for radiolucent implants which should be used as follows:  in patients with primary or metastatic spinal tumours who would benefit from post-operative high dose high precision beam therapy upon appropriate and stringent patient selection;  Patient selection should be done via standardised assessment such as the neurological-oncological-mechanical systemic (NOMS) framework; and  The assessment should be carried out by a multidisciplinary team (MDT), which may be inclusive of, but not limited to, radiation oncologists, spine surgeons and interventional radiologists, among others.
Orthopaedics | Spine - Thoracolumbar (TL) and sacral surgery | TL and sacral fusion and fixation implant | TL pedicle screw - Shank, tulip | MEDTRONIC | SCREW 55840008580 5.5 MAS 8.5X80 CC | 55840008580 | Standalone | DE0008698 | As per HSA registered indication(s) except for radiolucent implants which should be used as follows:  in patients with primary or metastatic spinal tumours who would benefit from post-operative high dose high precision beam therapy upon appropriate and stringent patient selection;  Patient selection should be done via standardised assessment such as the neurological-oncological-mechanical systemic (NOMS) framework; and  The assessment should be carried out by a multidisciplinary team (MDT), which may be inclusive of, but not limited to, radiation oncologists, spine surgeons and interventional radiologists, among others.
Orthopaedics | Spine - Thoracolumbar (TL) and sacral surgery | TL and sacral fusion and fixation implant | TL pedicle screw - Shank, tulip | MEDTRONIC | SCREW 55840008590 5.5 MAS 8.5X90 CC | 55840008590 | Standalone | DE0008698 | As per HSA registered indication(s) except for radiolucent implants which should be used as follows:  in patients with primary or metastatic spinal tumours who would benefit from post-operative high dose high precision beam therapy upon appropriate and stringent patient selection;  Patient selection should be done via standardised assessment such as the neurological-oncological-mechanical systemic (NOMS) framework; and  The assessment should be carried out by a multidisciplinary team (MDT), which may be inclusive of, but not limited to, radiation oncologists, spine surgeons and interventional radiologists, among others.
Orthopaedics | Spine - Thoracolumbar (TL) and sacral surgery | TL and sacral fusion and fixation implant | TL pedicle screw - Shank, tulip | MEDTRONIC | SCREW 55840009500 5.5 MAS 9.5X100 CC | 55840009500 | Standalone | DE0008698 | As per HSA registered indication(s) except for radiolucent implants which should be used as follows:  in patients with primary or metastatic spinal tumours who would benefit from post-operative high dose high precision beam therapy upon appropriate and stringent patient selection;  Patient selection should be done via standardised assessment such as the neurological-oncological-mechanical systemic (NOMS) framework; and  The assessment should be carried out by a multidisciplinary team (MDT), which may be inclusive of, but not limited to, radiation oncologists, spine surgeons and interventional radiologists, among others.
Orthopaedics | Spine - Thoracolumbar (TL) and sacral surgery | TL and sacral fusion and fixation implant | TL pedicle screw - Shank, tulip | MEDTRONIC | SCREW 55840009511 5.5 MAS 9.5X110 CC | 55840009511 | Standalone | DE0008698 | As per HSA registered indication(s) except for radiolucent implants which should be used as follows:  in patients with primary or metastatic spinal tumours who would benefit from post-operative high dose high precision beam therapy upon appropriate and stringent patient selection;  Patient selection should be done via standardised assessment such as the neurological-oncological-mechanical systemic (NOMS) framework; and  The assessment should be carried out by a multidisciplinary team (MDT), which may be inclusive of, but not limited to, radiation oncologists, spine surgeons and interventional radiologists, among others.
Orthopaedics | Spine - Thoracolumbar (TL) and sacral surgery | TL and sacral fusion and fixation implant | TL pedicle screw - Shank, tulip | MEDTRONIC | SCREW 55840009560 5.5 MAS 9.5X60 CC | 55840009560 | Standalone | DE0008698 | As per HSA registered indication(s) except for radiolucent implants which should be used as follows:  in patients with primary or metastatic spinal tumours who would benefit from post-operative high dose high precision beam therapy upon appropriate and stringent patient selection;  Patient selection should be done via standardised assessment such as the neurological-oncological-mechanical systemic (NOMS) framework; and  The assessment should be carried out by a multidisciplinary team (MDT), which may be inclusive of, but not limited to, radiation oncologists, spine surgeons and interventional radiologists, among others.
Orthopaedics | Spine - Thoracolumbar (TL) and sacral surgery | TL and sacral fusion and fixation implant | TL pedicle screw - Shank, tulip | MEDTRONIC | SCREW 55840009565 5.5 MAS 9.5X65 CC | 55840009565 | Standalone | DE0008698 | As per HSA registered indication(s) except for radiolucent implants which should be used as follows:  in patients with primary or metastatic spinal tumours who would benefit from post-operative high dose high precision beam therapy upon appropriate and stringent patient selection;  Patient selection should be done via standardised assessment such as the neurological-oncological-mechanical systemic (NOMS) framework; and  The assessment should be carried out by a multidisciplinary team (MDT), which may be inclusive of, but not limited to, radiation oncologists, spine surgeons and interventional radiologists, among others.
Orthopaedics | Spine - Thoracolumbar (TL) and sacral surgery | TL and sacral fusion and fixation implant | TL pedicle screw - Shank, tulip | MEDTRONIC | SCREW 55840009570 5.5 MAS 9.5X70 CC | 55840009570 | Standalone | DE0008698 | As per HSA registered indication(s) except for radiolucent implants which should be used as follows:  in patients with primary or metastatic spinal tumours who would benefit from post-operative high dose high precision beam therapy upon appropriate and stringent patient selection;  Patient selection should be done via standardised assessment such as the neurological-oncological-mechanical systemic (NOMS) framework; and  The assessment should be carried out by a multidisciplinary team (MDT), which may be inclusive of, but not limited to, radiation oncologists, spine surgeons and interventional radiologists, among others.
Orthopaedics | Spine - Thoracolumbar (TL) and sacral surgery | TL and sacral fusion and fixation implant | TL pedicle screw - Shank, tulip | MEDTRONIC | SCREW 55840009580 5.5 MAS 9.5X80 CC | 55840009580 | Standalone | DE0008698 | As per HSA registered indication(s) except for radiolucent implants which should be used as follows:  in patients with primary or metastatic spinal tumours who would benefit from post-operative high dose high precision beam therapy upon appropriate and stringent patient selection;  Patient selection should be done via standardised assessment such as the neurological-oncological-mechanical systemic (NOMS) framework; and  The assessment should be carried out by a multidisciplinary team (MDT), which may be inclusive of, but not limited to, radiation oncologists, spine surgeons and interventional radiologists, among others.
Orthopaedics | Spine - Thoracolumbar (TL) and sacral surgery | TL and sacral fusion and fixation implant | TL pedicle screw - Shank, tulip | MEDTRONIC | SCREW 55840009590 5.5 MAS 9.5X90 CC | 55840009590 | Standalone | DE0008698 | As per HSA registered indication(s) except for radiolucent implants which should be used as follows:  in patients with primary or metastatic spinal tumours who would benefit from post-operative high dose high precision beam therapy upon appropriate and stringent patient selection;  Patient selection should be done via standardised assessment such as the neurological-oncological-mechanical systemic (NOMS) framework; and  The assessment should be carried out by a multidisciplinary team (MDT), which may be inclusive of, but not limited to, radiation oncologists, spine surgeons and interventional radiologists, among others.
Orthopaedics | Spine - Thoracolumbar (TL) and sacral surgery | TL and sacral fusion and fixation implant | TL pedicle screw - Shank, tulip | MEDTRONIC | SCREW 55840018500 5.5 CNMAS 8.5X100 CC | 55840018500 | Standalone | DE0008698 | As per HSA registered indication(s) except for radiolucent implants which should be used as follows:  in patients with primary or metastatic spinal tumours who would benefit from post-operative high dose high precision beam therapy upon appropriate and stringent patient selection;  Patient selection should be done via standardised assessment such as the neurological-oncological-mechanical systemic (NOMS) framework; and  The assessment should be carried out by a multidisciplinary team (MDT), which may be inclusive of, but not limited to, radiation oncologists, spine surgeons and interventional radiologists, among others.
Orthopaedics | Spine - Thoracolumbar (TL) and sacral surgery | TL and sacral fusion and fixation implant | TL pedicle screw - Shank, tulip | MEDTRONIC | SCREW 55840018511 5.5 CNMAS 8.5X110 CC | 55840018511 | Standalone | DE0008698 | As per HSA registered indication(s) except for radiolucent implants which should be used as follows:  in patients with primary or metastatic spinal tumours who would benefit from post-operative high dose high precision beam therapy upon appropriate and stringent patient selection;  Patient selection should be done via standardised assessment such as the neurological-oncological-mechanical systemic (NOMS) framework; and  The assessment should be carried out by a multidisciplinary team (MDT), which may be inclusive of, but not limited to, radiation oncologists, spine surgeons and interventional radiologists, among others.
Orthopaedics | Spine - Thoracolumbar (TL) and sacral surgery | TL and sacral fusion and fixation implant | TL pedicle screw - Shank, tulip | MEDTRONIC | SCREW 55840018570 5.5 CNMAS 8.5X70 CC | 55840018570 | Standalone | DE0008698 | As per HSA registered indication(s) except for radiolucent implants which should be used as follows:  in patients with primary or metastatic spinal tumours who would benefit from post-operative high dose high precision beam therapy upon appropriate and stringent patient selection;  Patient selection should be done via standardised assessment such as the neurological-oncological-mechanical systemic (NOMS) framework; and  The assessment should be carried out by a multidisciplinary team (MDT), which may be inclusive of, but not limited to, radiation oncologists, spine surgeons and interventional radiologists, among others.
Orthopaedics | Spine - Thoracolumbar (TL) and sacral surgery | TL and sacral fusion and fixation implant | TL pedicle screw - Shank, tulip | MEDTRONIC | SCREW 55840018580 5.5 CNMAS 8.5X80 CC | 55840018580 | Standalone | DE0008698 | As per HSA registered indication(s) except for radiolucent implants which should be used as follows:  in patients with primary or metastatic spinal tumours who would benefit from post-operative high dose high precision beam therapy upon appropriate and stringent patient selection;  Patient selection should be done via standardised assessment such as the neurological-oncological-mechanical systemic (NOMS) framework; and  The assessment should be carried out by a multidisciplinary team (MDT), which may be inclusive of, but not limited to, radiation oncologists, spine surgeons and interventional radiologists, among others.
Orthopaedics | Spine - Thoracolumbar (TL) and sacral surgery | TL and sacral fusion and fixation implant | TL pedicle screw - Shank, tulip | MEDTRONIC | SCREW 55840018590 5.5 CNMAS 8.5X90 CC | 55840018590 | Standalone | DE0008698 | As per HSA registered indication(s) except for radiolucent implants which should be used as follows:  in patients with primary or metastatic spinal tumours who would benefit from post-operative high dose high precision beam therapy upon appropriate and stringent patient selection;  Patient selection should be done via standardised assessment such as the neurological-oncological-mechanical systemic (NOMS) framework; and  The assessment should be carried out by a multidisciplinary team (MDT), which may be inclusive of, but not limited to, radiation oncologists, spine surgeons and interventional radiologists, among others.
Orthopaedics | Spine - Thoracolumbar (TL) and sacral surgery | TL and sacral fusion and fixation implant | TL pedicle screw - Shank, tulip | MEDTRONIC | SCREW 55840019500 5.5/6 CNMAS 9.5X100 CC | 55840019500 | Standalone | DE0508223 | As per HSA registered indication(s) except for radiolucent implants which should be used as follows:  in patients with primary or metastatic spinal tumours who would benefit from post-operative high dose high precision beam therapy upon appropriate and stringent patient selection;  Patient selection should be done via standardised assessment such as the neurological-oncological-mechanical systemic (NOMS) framework; and  The assessment should be carried out by a multidisciplinary team (MDT), which may be inclusive of, but not limited to, radiation oncologists, spine surgeons and interventional radiologists, among others.
Orthopaedics | Spine - Thoracolumbar (TL) and sacral surgery | TL and sacral fusion and fixation implant | TL pedicle screw - Shank, tulip | MEDTRONIC | SCREW 55840019511 5.5/6 CNMAS 9.5X110 CC | 55840019511 | Standalone | DE0508223 | As per HSA registered indication(s) except for radiolucent implants which should be used as follows:  in patients with primary or metastatic spinal tumours who would benefit from post-operative high dose high precision beam therapy upon appropriate and stringent patient selection;  Patient selection should be done via standardised assessment such as the neurological-oncological-mechanical systemic (NOMS) framework; and  The assessment should be carried out by a multidisciplinary team (MDT), which may be inclusive of, but not limited to, radiation oncologists, spine surgeons and interventional radiologists, among others.
Orthopaedics | Spine - Thoracolumbar (TL) and sacral surgery | TL and sacral fusion and fixation implant | TL pedicle screw - Shank, tulip | MEDTRONIC | SCREW 55840019570 5.5 CNMAS 9.5X70 CC | 55840019570 | Standalone | DE0008698 | As per HSA registered indication(s) except for radiolucent implants which should be used as follows:  in patients with primary or metastatic spinal tumours who would benefit from post-operative high dose high precision beam therapy upon appropriate and stringent patient selection;  Patient selection should be done via standardised assessment such as the neurological-oncological-mechanical systemic (NOMS) framework; and  The assessment should be carried out by a multidisciplinary team (MDT), which may be inclusive of, but not limited to, radiation oncologists, spine surgeons and interventional radiologists, among others.
Orthopaedics | Spine - Thoracolumbar (TL) and sacral surgery | TL and sacral fusion and fixation implant | TL pedicle screw - Shank, tulip | MEDTRONIC | SCREW 55840019580 5.5 CNMAS 9.5X80 CC | 55840019580 | Standalone | DE0008698 | As per HSA registered indication(s) except for radiolucent implants which should be used as follows:  in patients with primary or metastatic spinal tumours who would benefit from post-operative high dose high precision beam therapy upon appropriate and stringent patient selection;  Patient selection should be done via standardised assessment such as the neurological-oncological-mechanical systemic (NOMS) framework; and  The assessment should be carried out by a multidisciplinary team (MDT), which may be inclusive of, but not limited to, radiation oncologists, spine surgeons and interventional radiologists, among others.
Orthopaedics | Spine - Thoracolumbar (TL) and sacral surgery | TL and sacral fusion and fixation implant | TL pedicle screw - Shank, tulip | MEDTRONIC | SCREW 55840019590 5.5 CNMAS 9.5X90 CC | 55840019590 | Standalone | DE0008698 | As per HSA registered indication(s) except for radiolucent implants which should be used as follows:  in patients with primary or metastatic spinal tumours who would benefit from post-operative high dose high precision beam therapy upon appropriate and stringent patient selection;  Patient selection should be done via standardised assessment such as the neurological-oncological-mechanical systemic (NOMS) framework; and  The assessment should be carried out by a multidisciplinary team (MDT), which may be inclusive of, but not limited to, radiation oncologists, spine surgeons and interventional radiologists, among others.
Orthopaedics | Spine - Thoracolumbar (TL) and sacral surgery | TL and sacral fusion and fixation implant | TL pedicle screw - Shank, tulip | Medtronic | SCREW 55850044520 5.5/6.0 SV ATS 4.5X20 | 55850044520 | Standalone | DE0506989 | As per HSA registered indication(s) except for radiolucent implants which should be used as follows:  in patients with primary or metastatic spinal tumours who would benefit from post-operative high dose high precision beam therapy upon appropriate and stringent patient selection;  Patient selection should be done via standardised assessment such as the neurological-oncological-mechanical systemic (NOMS) framework; and  The assessment should be carried out by a multidisciplinary team (MDT), which may be inclusive of, but not limited to, radiation oncologists, spine surgeons and interventional radiologists, among others.
Orthopaedics | Spine - Thoracolumbar (TL) and sacral surgery | TL and sacral fusion and fixation implant | TL pedicle screw - Shank, tulip | Medtronic | SCREW 55850044525 5.5/6.0 SV ATS 4.5X25 | 55850044525 | Standalone | DE0506989 | As per HSA registered indication(s) except for radiolucent implants which should be used as follows:  in patients with primary or metastatic spinal tumours who would benefit from post-operative high dose high precision beam therapy upon appropriate and stringent patient selection;  Patient selection should be done via standardised assessment such as the neurological-oncological-mechanical systemic (NOMS) framework; and  The assessment should be carried out by a multidisciplinary team (MDT), which may be inclusive of, but not limited to, radiation oncologists, spine surgeons and interventional radiologists, among others.
Orthopaedics | Spine - Thoracolumbar (TL) and sacral surgery | TL and sacral fusion and fixation implant | TL pedicle screw - Shank, tulip | Medtronic | SCREW 55850044530 5.5/6.0 SV ATS 4.5X30 | 55850044530 | Standalone | DE0506989 | As per HSA registered indication(s) except for radiolucent implants which should be used as follows:  in patients with primary or metastatic spinal tumours who would benefit from post-operative high dose high precision beam therapy upon appropriate and stringent patient selection;  Patient selection should be done via standardised assessment such as the neurological-oncological-mechanical systemic (NOMS) framework; and  The assessment should be carried out by a multidisciplinary team (MDT), which may be inclusive of, but not limited to, radiation oncologists, spine surgeons and interventional radiologists, among others.
Orthopaedics | Spine - Thoracolumbar (TL) and sacral surgery | TL and sacral fusion and fixation implant | TL pedicle screw - Shank, tulip | Medtronic | SCREW 55850044535 5.5/6.0 SV ATS 4.5X35 | 55850044535 | Standalone | DE0506989 | As per HSA registered indication(s) except for radiolucent implants which should be used as follows:  in patients with primary or metastatic spinal tumours who would benefit from post-operative high dose high precision beam therapy upon appropriate and stringent patient selection;  Patient selection should be done via standardised assessment such as the neurological-oncological-mechanical systemic (NOMS) framework; and  The assessment should be carried out by a multidisciplinary team (MDT), which may be inclusive of, but not limited to, radiation oncologists, spine surgeons and interventional radiologists, among others.
Orthopaedics | Spine - Thoracolumbar (TL) and sacral surgery | TL and sacral fusion and fixation implant | TL pedicle screw - Shank, tulip | Medtronic | SCREW 55850044540 5.5/6.0 SV ATS 4.5X40 | 55850044540 | Standalone | DE0506989 | As per HSA registered indication(s) except for radiolucent implants which should be used as follows:  in patients with primary or metastatic spinal tumours who would benefit from post-operative high dose high precision beam therapy upon appropriate and stringent patient selection;  Patient selection should be done via standardised assessment such as the neurological-oncological-mechanical systemic (NOMS) framework; and  The assessment should be carried out by a multidisciplinary team (MDT), which may be inclusive of, but not limited to, radiation oncologists, spine surgeons and interventional radiologists, among others.
Orthopaedics | Spine - Thoracolumbar (TL) and sacral surgery | TL and sacral fusion and fixation implant | TL pedicle screw - Shank, tulip | Medtronic | SCREW 55850044545 5.5/6.0 SV ATS 4.5X45 | 55850044545 | Standalone | DE0506989 | As per HSA registered indication(s) except for radiolucent implants which should be used as follows:  in patients with primary or metastatic spinal tumours who would benefit from post-operative high dose high precision beam therapy upon appropriate and stringent patient selection;  Patient selection should be done via standardised assessment such as the neurological-oncological-mechanical systemic (NOMS) framework; and  The assessment should be carried out by a multidisciplinary team (MDT), which may be inclusive of, but not limited to, radiation oncologists, spine surgeons and interventional radiologists, among others.
Orthopaedics | Spine - Thoracolumbar (TL) and sacral surgery | TL and sacral fusion and fixation implant | TL pedicle screw - Shank, tulip | Medtronic | SCREW 55850044550 5.5/6.0 SV ATS 4.5X50 | 55850044550 | Standalone | DE0506989 | As per HSA registered indication(s) except for radiolucent implants which should be used as follows:  in patients with primary or metastatic spinal tumours who would benefit from post-operative high dose high precision beam therapy upon appropriate and stringent patient selection;  Patient selection should be done via standardised assessment such as the neurological-oncological-mechanical systemic (NOMS) framework; and  The assessment should be carried out by a multidisciplinary team (MDT), which may be inclusive of, but not limited to, radiation oncologists, spine surgeons and interventional radiologists, among others.
Orthopaedics | Spine - Thoracolumbar (TL) and sacral surgery | TL and sacral fusion and fixation implant | TL pedicle screw - Shank, tulip | Medtronic | SCREW 55850044555 5.5/6.0 SV ATS 4.5X55 | 55850044555 | Standalone | DE0506989 | As per HSA registered indication(s) except for radiolucent implants which should be used as follows:  in patients with primary or metastatic spinal tumours who would benefit from post-operative high dose high precision beam therapy upon appropriate and stringent patient selection;  Patient selection should be done via standardised assessment such as the neurological-oncological-mechanical systemic (NOMS) framework; and  The assessment should be carried out by a multidisciplinary team (MDT), which may be inclusive of, but not limited to, radiation oncologists, spine surgeons and interventional radiologists, among others.
Orthopaedics | Spine - Thoracolumbar (TL) and sacral surgery | TL and sacral fusion and fixation implant | TL pedicle screw - Shank, tulip | Medtronic | SCREW 55850044560 5.5/6.0 SV ATS 4.5X60 | 55850044560 | Standalone | DE0506989 | As per HSA registered indication(s) except for radiolucent implants which should be used as follows:  in patients with primary or metastatic spinal tumours who would benefit from post-operative high dose high precision beam therapy upon appropriate and stringent patient selection;  Patient selection should be done via standardised assessment such as the neurological-oncological-mechanical systemic (NOMS) framework; and  The assessment should be carried out by a multidisciplinary team (MDT), which may be inclusive of, but not limited to, radiation oncologists, spine surgeons and interventional radiologists, among others.
Orthopaedics | Spine - Thoracolumbar (TL) and sacral surgery | TL and sacral fusion and fixation implant | TL pedicle screw - Shank, tulip | Medtronic | SCREW 55850045520 5.5/6.0 SV ATS 5.5X20 | 55850045520 | Standalone | DE0506989 | As per HSA registered indication(s) except for radiolucent implants which should be used as follows:  in patients with primary or metastatic spinal tumours who would benefit from post-operative high dose high precision beam therapy upon appropriate and stringent patient selection;  Patient selection should be done via standardised assessment such as the neurological-oncological-mechanical systemic (NOMS) framework; and  The assessment should be carried out by a multidisciplinary team (MDT), which may be inclusive of, but not limited to, radiation oncologists, spine surgeons and interventional radiologists, among others.
Orthopaedics | Spine - Thoracolumbar (TL) and sacral surgery | TL and sacral fusion and fixation implant | TL pedicle screw - Shank, tulip | Medtronic | SCREW 55850045525 5.5/6.0 SV ATS 5.5X25 | 55850045525 | Standalone | DE0506989 | As per HSA registered indication(s) except for radiolucent implants which should be used as follows:  in patients with primary or metastatic spinal tumours who would benefit from post-operative high dose high precision beam therapy upon appropriate and stringent patient selection;  Patient selection should be done via standardised assessment such as the neurological-oncological-mechanical systemic (NOMS) framework; and  The assessment should be carried out by a multidisciplinary team (MDT), which may be inclusive of, but not limited to, radiation oncologists, spine surgeons and interventional radiologists, among others.
Orthopaedics | Spine - Thoracolumbar (TL) and sacral surgery | TL and sacral fusion and fixation implant | TL pedicle screw - Shank, tulip | Medtronic | SCREW 55850045530 5.5/6.0 SV ATS 5.5X30 | 55850045530 | Standalone | DE0506989 | As per HSA registered indication(s) except for radiolucent implants which should be used as follows:  in patients with primary or metastatic spinal tumours who would benefit from post-operative high dose high precision beam therapy upon appropriate and stringent patient selection;  Patient selection should be done via standardised assessment such as the neurological-oncological-mechanical systemic (NOMS) framework; and  The assessment should be carried out by a multidisciplinary team (MDT), which may be inclusive of, but not limited to, radiation oncologists, spine surgeons and interventional radiologists, among others.
Orthopaedics | Spine - Thoracolumbar (TL) and sacral surgery | TL and sacral fusion and fixation implant | TL pedicle screw - Shank, tulip | Medtronic | SCREW 55850045535 5.5/6.0 SV ATS 5.5X35 | 55850045535 | Standalone | DE0506989 | As per HSA registered indication(s) except for radiolucent implants which should be used as follows:  in patients with primary or metastatic spinal tumours who would benefit from post-operative high dose high precision beam therapy upon appropriate and stringent patient selection;  Patient selection should be done via standardised assessment such as the neurological-oncological-mechanical systemic (NOMS) framework; and  The assessment should be carried out by a multidisciplinary team (MDT), which may be inclusive of, but not limited to, radiation oncologists, spine surgeons and interventional radiologists, among others.
Orthopaedics | Spine - Thoracolumbar (TL) and sacral surgery | TL and sacral fusion and fixation implant | TL pedicle screw - Shank, tulip | Medtronic | SCREW 55850045540 5.5/6.0 SV ATS 5.5X40 | 55850045540 | Standalone | DE0506989 | As per HSA registered indication(s) except for radiolucent implants which should be used as follows:  in patients with primary or metastatic spinal tumours who would benefit from post-operative high dose high precision beam therapy upon appropriate and stringent patient selection;  Patient selection should be done via standardised assessment such as the neurological-oncological-mechanical systemic (NOMS) framework; and  The assessment should be carried out by a multidisciplinary team (MDT), which may be inclusive of, but not limited to, radiation oncologists, spine surgeons and interventional radiologists, among others.
Orthopaedics | Spine - Thoracolumbar (TL) and sacral surgery | TL and sacral fusion and fixation implant | TL pedicle screw - Shank, tulip | Medtronic | SCREW 55850045545 5.5/6.0 SV ATS 5.5X45 | 55850045545 | Standalone | DE0506989 | As per HSA registered indication(s) except for radiolucent implants which should be used as follows:  in patients with primary or metastatic spinal tumours who would benefit from post-operative high dose high precision beam therapy upon appropriate and stringent patient selection;  Patient selection should be done via standardised assessment such as the neurological-oncological-mechanical systemic (NOMS) framework; and  The assessment should be carried out by a multidisciplinary team (MDT), which may be inclusive of, but not limited to, radiation oncologists, spine surgeons and interventional radiologists, among others.
Orthopaedics | Spine - Thoracolumbar (TL) and sacral surgery | TL and sacral fusion and fixation implant | TL pedicle screw - Shank, tulip | Medtronic | SCREW 55850045550 5.5/6.0 SV ATS 5.5X50 | 55850045550 | Standalone | DE0506989 | As per HSA registered indication(s) except for radiolucent implants which should be used as follows:  in patients with primary or metastatic spinal tumours who would benefit from post-operative high dose high precision beam therapy upon appropriate and stringent patient selection;  Patient selection should be done via standardised assessment such as the neurological-oncological-mechanical systemic (NOMS) framework; and  The assessment should be carried out by a multidisciplinary team (MDT), which may be inclusive of, but not limited to, radiation oncologists, spine surgeons and interventional radiologists, among others.
Orthopaedics | Spine - Thoracolumbar (TL) and sacral surgery | TL and sacral fusion and fixation implant | TL pedicle screw - Shank, tulip | Medtronic | SCREW 55850045555 5.5/6.0 SV ATS 5.5X55 | 55850045555 | Standalone | DE0506989 | As per HSA registered indication(s) except for radiolucent implants which should be used as follows:  in patients with primary or metastatic spinal tumours who would benefit from post-operative high dose high precision beam therapy upon appropriate and stringent patient selection;  Patient selection should be done via standardised assessment such as the neurological-oncological-mechanical systemic (NOMS) framework; and  The assessment should be carried out by a multidisciplinary team (MDT), which may be inclusive of, but not limited to, radiation oncologists, spine surgeons and interventional radiologists, among others.
Orthopaedics | Spine - Thoracolumbar (TL) and sacral surgery | TL and sacral fusion and fixation implant | TL pedicle screw - Shank, tulip | Medtronic | SCREW 55850045560 5.5/6.0 SV ATS 5.5X60 | 55850045560 | Standalone | DE0506989 | As per HSA registered indication(s) except for radiolucent implants which should be used as follows:  in patients with primary or metastatic spinal tumours who would benefit from post-operative high dose high precision beam therapy upon appropriate and stringent patient selection;  Patient selection should be done via standardised assessment such as the neurological-oncological-mechanical systemic (NOMS) framework; and  The assessment should be carried out by a multidisciplinary team (MDT), which may be inclusive of, but not limited to, radiation oncologists, spine surgeons and interventional radiologists, among others.
Orthopaedics | Spine - Thoracolumbar (TL) and sacral surgery | TL and sacral fusion and fixation implant | TL pedicle screw - Shank, tulip | Medtronic | SCREW 55850046520 5.5/6.0 SV ATS 6.5X20 | 55850046520 | Standalone | DE0506989 | As per HSA registered indication(s) except for radiolucent implants which should be used as follows:  in patients with primary or metastatic spinal tumours who would benefit from post-operative high dose high precision beam therapy upon appropriate and stringent patient selection;  Patient selection should be done via standardised assessment such as the neurological-oncological-mechanical systemic (NOMS) framework; and  The assessment should be carried out by a multidisciplinary team (MDT), which may be inclusive of, but not limited to, radiation oncologists, spine surgeons and interventional radiologists, among others.
Orthopaedics | Spine - Thoracolumbar (TL) and sacral surgery | TL and sacral fusion and fixation implant | TL pedicle screw - Shank, tulip | Medtronic | SCREW 55850046525 5.5/6.0 SV ATS 6.5X25 | 55850046525 | Standalone | DE0506989 | As per HSA registered indication(s) except for radiolucent implants which should be used as follows:  in patients with primary or metastatic spinal tumours who would benefit from post-operative high dose high precision beam therapy upon appropriate and stringent patient selection;  Patient selection should be done via standardised assessment such as the neurological-oncological-mechanical systemic (NOMS) framework; and  The assessment should be carried out by a multidisciplinary team (MDT), which may be inclusive of, but not limited to, radiation oncologists, spine surgeons and interventional radiologists, among others.
Orthopaedics | Spine - Thoracolumbar (TL) and sacral surgery | TL and sacral fusion and fixation implant | TL pedicle screw - Shank, tulip | Medtronic | SCREW 55850046530 5.5/6.0 SV ATS 6.5X30 | 55850046530 | Standalone | DE0506989 | As per HSA registered indication(s) except for radiolucent implants which should be used as follows:  in patients with primary or metastatic spinal tumours who would benefit from post-operative high dose high precision beam therapy upon appropriate and stringent patient selection;  Patient selection should be done via standardised assessment such as the neurological-oncological-mechanical systemic (NOMS) framework; and  The assessment should be carried out by a multidisciplinary team (MDT), which may be inclusive of, but not limited to, radiation oncologists, spine surgeons and interventional radiologists, among others.
Orthopaedics | Spine - Thoracolumbar (TL) and sacral surgery | TL and sacral fusion and fixation implant | TL pedicle screw - Shank, tulip | Medtronic | SCREW 55850046535 5.5/6.0 SV ATS 6.5X35 | 55850046535 | Standalone | DE0506989 | As per HSA registered indication(s) except for radiolucent implants which should be used as follows:  in patients with primary or metastatic spinal tumours who would benefit from post-operative high dose high precision beam therapy upon appropriate and stringent patient selection;  Patient selection should be done via standardised assessment such as the neurological-oncological-mechanical systemic (NOMS) framework; and  The assessment should be carried out by a multidisciplinary team (MDT), which may be inclusive of, but not limited to, radiation oncologists, spine surgeons and interventional radiologists, among others.
Orthopaedics | Spine - Thoracolumbar (TL) and sacral surgery | TL and sacral fusion and fixation implant | TL pedicle screw - Shank, tulip | Medtronic | SCREW 55850046540 5.5/6.0 SV ATS 6.5X40 | 55850046540 | Standalone | DE0506989 | As per HSA registered indication(s) except for radiolucent implants which should be used as follows:  in patients with primary or metastatic spinal tumours who would benefit from post-operative high dose high precision beam therapy upon appropriate and stringent patient selection;  Patient selection should be done via standardised assessment such as the neurological-oncological-mechanical systemic (NOMS) framework; and  The assessment should be carried out by a multidisciplinary team (MDT), which may be inclusive of, but not limited to, radiation oncologists, spine surgeons and interventional radiologists, among others.
Orthopaedics | Spine - Thoracolumbar (TL) and sacral surgery | TL and sacral fusion and fixation implant | TL pedicle screw - Shank, tulip | Medtronic | SCREW 55850046545 5.5/6.0 SV ATS 6.5X45 | 55850046545 | Standalone | DE0506989 | As per HSA registered indication(s) except for radiolucent implants which should be used as follows:  in patients with primary or metastatic spinal tumours who would benefit from post-operative high dose high precision beam therapy upon appropriate and stringent patient selection;  Patient selection should be done via standardised assessment such as the neurological-oncological-mechanical systemic (NOMS) framework; and  The assessment should be carried out by a multidisciplinary team (MDT), which may be inclusive of, but not limited to, radiation oncologists, spine surgeons and interventional radiologists, among others.
Orthopaedics | Spine - Thoracolumbar (TL) and sacral surgery | TL and sacral fusion and fixation implant | TL pedicle screw - Shank, tulip | Medtronic | SCREW 55850046550 5.5/6.0 SV ATS 6.5X50 | 55850046550 | Standalone | DE0506989 | As per HSA registered indication(s) except for radiolucent implants which should be used as follows:  in patients with primary or metastatic spinal tumours who would benefit from post-operative high dose high precision beam therapy upon appropriate and stringent patient selection;  Patient selection should be done via standardised assessment such as the neurological-oncological-mechanical systemic (NOMS) framework; and  The assessment should be carried out by a multidisciplinary team (MDT), which may be inclusive of, but not limited to, radiation oncologists, spine surgeons and interventional radiologists, among others.
Orthopaedics | Spine - Thoracolumbar (TL) and sacral surgery | TL and sacral fusion and fixation implant | TL pedicle screw - Shank, tulip | Medtronic | SCREW 55850046555 5.5/6.0 SV ATS 6.5X55 | 55850046555 | Standalone | DE0506989 | As per HSA registered indication(s) except for radiolucent implants which should be used as follows:  in patients with primary or metastatic spinal tumours who would benefit from post-operative high dose high precision beam therapy upon appropriate and stringent patient selection;  Patient selection should be done via standardised assessment such as the neurological-oncological-mechanical systemic (NOMS) framework; and  The assessment should be carried out by a multidisciplinary team (MDT), which may be inclusive of, but not limited to, radiation oncologists, spine surgeons and interventional radiologists, among others.
Orthopaedics | Spine - Thoracolumbar (TL) and sacral surgery | TL and sacral fusion and fixation implant | TL pedicle screw - Shank, tulip | Medtronic | SCREW 55850046560 5.5/6.0 SV ATS 6.5X60 | 55850046560 | Standalone | DE0506989 | As per HSA registered indication(s) except for radiolucent implants which should be used as follows:  in patients with primary or metastatic spinal tumours who would benefit from post-operative high dose high precision beam therapy upon appropriate and stringent patient selection;  Patient selection should be done via standardised assessment such as the neurological-oncological-mechanical systemic (NOMS) framework; and  The assessment should be carried out by a multidisciplinary team (MDT), which may be inclusive of, but not limited to, radiation oncologists, spine surgeons and interventional radiologists, among others.
Orthopaedics | Spine - Thoracolumbar (TL) and sacral surgery | TL and sacral fusion and fixation implant | TL pedicle screw - Shank, tulip | Medtronic | SCREW 55850047520 5.5/6.0 SV ATS 7.5X20 | 55850047520 | Standalone | DE0506989 | As per HSA registered indication(s) except for radiolucent implants which should be used as follows:  in patients with primary or metastatic spinal tumours who would benefit from post-operative high dose high precision beam therapy upon appropriate and stringent patient selection;  Patient selection should be done via standardised assessment such as the neurological-oncological-mechanical systemic (NOMS) framework; and  The assessment should be carried out by a multidisciplinary team (MDT), which may be inclusive of, but not limited to, radiation oncologists, spine surgeons and interventional radiologists, among others.
Orthopaedics | Spine - Thoracolumbar (TL) and sacral surgery | TL and sacral fusion and fixation implant | TL pedicle screw - Shank, tulip | Medtronic | SCREW 55850047525 5.5/6.0 SV ATS 7.5X25 | 55850047525 | Standalone | DE0506989 | As per HSA registered indication(s) except for radiolucent implants which should be used as follows:  in patients with primary or metastatic spinal tumours who would benefit from post-operative high dose high precision beam therapy upon appropriate and stringent patient selection;  Patient selection should be done via standardised assessment such as the neurological-oncological-mechanical systemic (NOMS) framework; and  The assessment should be carried out by a multidisciplinary team (MDT), which may be inclusive of, but not limited to, radiation oncologists, spine surgeons and interventional radiologists, among others.
Orthopaedics | Spine - Thoracolumbar (TL) and sacral surgery | TL and sacral fusion and fixation implant | TL pedicle screw - Shank, tulip | Medtronic | SCREW 55850047530 5.5/6.0 SV ATS 7.5X30 | 55850047530 | Standalone | DE0506989 | As per HSA registered indication(s) except for radiolucent implants which should be used as follows:  in patients with primary or metastatic spinal tumours who would benefit from post-operative high dose high precision beam therapy upon appropriate and stringent patient selection;  Patient selection should be done via standardised assessment such as the neurological-oncological-mechanical systemic (NOMS) framework; and  The assessment should be carried out by a multidisciplinary team (MDT), which may be inclusive of, but not limited to, radiation oncologists, spine surgeons and interventional radiologists, among others.
Orthopaedics | Spine - Thoracolumbar (TL) and sacral surgery | TL and sacral fusion and fixation implant | TL pedicle screw - Shank, tulip | Medtronic | SCREW 55850047535 5.5/6.0 SV ATS 7.5X35 | 55850047535 | Standalone | DE0506989 | As per HSA registered indication(s) except for radiolucent implants which should be used as follows:  in patients with primary or metastatic spinal tumours who would benefit from post-operative high dose high precision beam therapy upon appropriate and stringent patient selection;  Patient selection should be done via standardised assessment such as the neurological-oncological-mechanical systemic (NOMS) framework; and  The assessment should be carried out by a multidisciplinary team (MDT), which may be inclusive of, but not limited to, radiation oncologists, spine surgeons and interventional radiologists, among others.
Orthopaedics | Spine - Thoracolumbar (TL) and sacral surgery | TL and sacral fusion and fixation implant | TL pedicle screw - Shank, tulip | Medtronic | SCREW 55850047540 5.5/6.0 SV ATS 7.5X40 | 55850047540 | Standalone | DE0506989 | As per HSA registered indication(s) except for radiolucent implants which should be used as follows:  in patients with primary or metastatic spinal tumours who would benefit from post-operative high dose high precision beam therapy upon appropriate and stringent patient selection;  Patient selection should be done via standardised assessment such as the neurological-oncological-mechanical systemic (NOMS) framework; and  The assessment should be carried out by a multidisciplinary team (MDT), which may be inclusive of, but not limited to, radiation oncologists, spine surgeons and interventional radiologists, among others.
Orthopaedics | Spine - Thoracolumbar (TL) and sacral surgery | TL and sacral fusion and fixation implant | TL pedicle screw - Shank, tulip | Medtronic | SCREW 55850047545 5.5/6.0 SV ATS 7.5X45 | 55850047545 | Standalone | DE0506989 | As per HSA registered indication(s) except for radiolucent implants which should be used as follows:  in patients with primary or metastatic spinal tumours who would benefit from post-operative high dose high precision beam therapy upon appropriate and stringent patient selection;  Patient selection should be done via standardised assessment such as the neurological-oncological-mechanical systemic (NOMS) framework; and  The assessment should be carried out by a multidisciplinary team (MDT), which may be inclusive of, but not limited to, radiation oncologists, spine surgeons and interventional radiologists, among others.
Orthopaedics | Spine - Thoracolumbar (TL) and sacral surgery | TL and sacral fusion and fixation implant | TL pedicle screw - Shank, tulip | Medtronic | SCREW 55850047550 5.5/6.0 SV ATS 7.5X50 | 55850047550 | Standalone | DE0506989 | As per HSA registered indication(s) except for radiolucent implants which should be used as follows:  in patients with primary or metastatic spinal tumours who would benefit from post-operative high dose high precision beam therapy upon appropriate and stringent patient selection;  Patient selection should be done via standardised assessment such as the neurological-oncological-mechanical systemic (NOMS) framework; and  The assessment should be carried out by a multidisciplinary team (MDT), which may be inclusive of, but not limited to, radiation oncologists, spine surgeons and interventional radiologists, among others.
Orthopaedics | Spine - Thoracolumbar (TL) and sacral surgery | TL and sacral fusion and fixation implant | TL pedicle screw - Shank, tulip | Medtronic | SCREW 55850047555 5.5/6.0 SV ATS 7.5X55 | 55850047555 | Standalone | DE0506989 | As per HSA registered indication(s) except for radiolucent implants which should be used as follows:  in patients with primary or metastatic spinal tumours who would benefit from post-operative high dose high precision beam therapy upon appropriate and stringent patient selection;  Patient selection should be done via standardised assessment such as the neurological-oncological-mechanical systemic (NOMS) framework; and  The assessment should be carried out by a multidisciplinary team (MDT), which may be inclusive of, but not limited to, radiation oncologists, spine surgeons and interventional radiologists, among others.
Orthopaedics | Spine - Thoracolumbar (TL) and sacral surgery | TL and sacral fusion and fixation implant | TL pedicle screw - Shank, tulip | Medtronic | SCREW 55850047560 5.5/6.0 SV ATS 7.5X60 | 55850047560 | Standalone | DE0506989 | As per HSA registered indication(s) except for radiolucent implants which should be used as follows:  in patients with primary or metastatic spinal tumours who would benefit from post-operative high dose high precision beam therapy upon appropriate and stringent patient selection;  Patient selection should be done via standardised assessment such as the neurological-oncological-mechanical systemic (NOMS) framework; and  The assessment should be carried out by a multidisciplinary team (MDT), which may be inclusive of, but not limited to, radiation oncologists, spine surgeons and interventional radiologists, among others.
Orthopaedics | Spine - Thoracolumbar (TL) and sacral surgery | TL and sacral fusion and fixation implant | TL pedicle screw - Shank, tulip | MEDTRONIC | SCREW 55890004525 5.5/6.0 RMAS 4.5X25 | 55890004525 | Standalone | DE0008698 | As per HSA registered indication(s) except for radiolucent implants which should be used as follows:  in patients with primary or metastatic spinal tumours who would benefit from post-operative high dose high precision beam therapy upon appropriate and stringent patient selection;  Patient selection should be done via standardised assessment such as the neurological-oncological-mechanical systemic (NOMS) framework; and  The assessment should be carried out by a multidisciplinary team (MDT), which may be inclusive of, but not limited to, radiation oncologists, spine surgeons and interventional radiologists, among others.
Orthopaedics | Spine - Thoracolumbar (TL) and sacral surgery | TL and sacral fusion and fixation implant | TL pedicle screw - Shank, tulip | MEDTRONIC | SCREW 55890004530 5.5/6.0 RMAS 4.5X30 | 55890004530 | Standalone | DE0008698 | As per HSA registered indication(s) except for radiolucent implants which should be used as follows:  in patients with primary or metastatic spinal tumours who would benefit from post-operative high dose high precision beam therapy upon appropriate and stringent patient selection;  Patient selection should be done via standardised assessment such as the neurological-oncological-mechanical systemic (NOMS) framework; and  The assessment should be carried out by a multidisciplinary team (MDT), which may be inclusive of, but not limited to, radiation oncologists, spine surgeons and interventional radiologists, among others.
Orthopaedics | Spine - Thoracolumbar (TL) and sacral surgery | TL and sacral fusion and fixation implant | TL pedicle screw - Shank, tulip | MEDTRONIC | SCREW 55890004535 5.5/6.0 RMAS 4.5X35 | 55890004535 | Standalone | DE0008698 | As per HSA registered indication(s) except for radiolucent implants which should be used as follows:  in patients with primary or metastatic spinal tumours who would benefit from post-operative high dose high precision beam therapy upon appropriate and stringent patient selection;  Patient selection should be done via standardised assessment such as the neurological-oncological-mechanical systemic (NOMS) framework; and  The assessment should be carried out by a multidisciplinary team (MDT), which may be inclusive of, but not limited to, radiation oncologists, spine surgeons and interventional radiologists, among others.
Orthopaedics | Spine - Thoracolumbar (TL) and sacral surgery | TL and sacral fusion and fixation implant | TL pedicle screw - Shank, tulip | MEDTRONIC | SCREW 55890004540 5.5/6.0 RMAS 4.5X40 | 55890004540 | Standalone | DE0008698 | As per HSA registered indication(s) except for radiolucent implants which should be used as follows:  in patients with primary or metastatic spinal tumours who would benefit from post-operative high dose high precision beam therapy upon appropriate and stringent patient selection;  Patient selection should be done via standardised assessment such as the neurological-oncological-mechanical systemic (NOMS) framework; and  The assessment should be carried out by a multidisciplinary team (MDT), which may be inclusive of, but not limited to, radiation oncologists, spine surgeons and interventional radiologists, among others.
Orthopaedics | Spine - Thoracolumbar (TL) and sacral surgery | TL and sacral fusion and fixation implant | TL pedicle screw - Shank, tulip | MEDTRONIC | SCREW 55890005525 5.5/6.0 RMAS 5.5X25 | 55890005525 | Standalone | DE0008698 | As per HSA registered indication(s) except for radiolucent implants which should be used as follows:  in patients with primary or metastatic spinal tumours who would benefit from post-operative high dose high precision beam therapy upon appropriate and stringent patient selection;  Patient selection should be done via standardised assessment such as the neurological-oncological-mechanical systemic (NOMS) framework; and  The assessment should be carried out by a multidisciplinary team (MDT), which may be inclusive of, but not limited to, radiation oncologists, spine surgeons and interventional radiologists, among others.
Orthopaedics | Spine - Thoracolumbar (TL) and sacral surgery | TL and sacral fusion and fixation implant | TL pedicle screw - Shank, tulip | MEDTRONIC | SCREW 55890005530 5.5/6.0 RMAS 5.5X30 | 55890005530 | Standalone | DE0008698 | As per HSA registered indication(s) except for radiolucent implants which should be used as follows:  in patients with primary or metastatic spinal tumours who would benefit from post-operative high dose high precision beam therapy upon appropriate and stringent patient selection;  Patient selection should be done via standardised assessment such as the neurological-oncological-mechanical systemic (NOMS) framework; and  The assessment should be carried out by a multidisciplinary team (MDT), which may be inclusive of, but not limited to, radiation oncologists, spine surgeons and interventional radiologists, among others.
Orthopaedics | Spine - Thoracolumbar (TL) and sacral surgery | TL and sacral fusion and fixation implant | TL pedicle screw - Shank, tulip | MEDTRONIC | SCREW 55890005535 5.5/6.0 RMAS 5.5X35 | 55890005535 | Standalone | DE0008698 | As per HSA registered indication(s) except for radiolucent implants which should be used as follows:  in patients with primary or metastatic spinal tumours who would benefit from post-operative high dose high precision beam therapy upon appropriate and stringent patient selection;  Patient selection should be done via standardised assessment such as the neurological-oncological-mechanical systemic (NOMS) framework; and  The assessment should be carried out by a multidisciplinary team (MDT), which may be inclusive of, but not limited to, radiation oncologists, spine surgeons and interventional radiologists, among others.
Orthopaedics | Spine - Thoracolumbar (TL) and sacral surgery | TL and sacral fusion and fixation implant | TL pedicle screw - Shank, tulip | MEDTRONIC | SCREW 55890005540 5.5/6.0 RMAS 5.5X40 | 55890005540 | Standalone | DE0008698 | As per HSA registered indication(s) except for radiolucent implants which should be used as follows:  in patients with primary or metastatic spinal tumours who would benefit from post-operative high dose high precision beam therapy upon appropriate and stringent patient selection;  Patient selection should be done via standardised assessment such as the neurological-oncological-mechanical systemic (NOMS) framework; and  The assessment should be carried out by a multidisciplinary team (MDT), which may be inclusive of, but not limited to, radiation oncologists, spine surgeons and interventional radiologists, among others.
Orthopaedics | Spine - Thoracolumbar (TL) and sacral surgery | TL and sacral fusion and fixation implant | TL pedicle screw - Shank, tulip | MEDTRONIC | SCREW 55890005545 5.5/6.0 RMAS 5.5X45 | 55890005545 | Standalone | DE0008698 | As per HSA registered indication(s) except for radiolucent implants which should be used as follows:  in patients with primary or metastatic spinal tumours who would benefit from post-operative high dose high precision beam therapy upon appropriate and stringent patient selection;  Patient selection should be done via standardised assessment such as the neurological-oncological-mechanical systemic (NOMS) framework; and  The assessment should be carried out by a multidisciplinary team (MDT), which may be inclusive of, but not limited to, radiation oncologists, spine surgeons and interventional radiologists, among others.
Orthopaedics | Spine - Thoracolumbar (TL) and sacral surgery | TL and sacral fusion and fixation implant | TL pedicle screw - Shank, tulip | MEDTRONIC | SCREW 55890005550 5.5/6.0 RMAS 5.5X50 | 55890005550 | Standalone | DE0008698 | As per HSA registered indication(s) except for radiolucent implants which should be used as follows:  in patients with primary or metastatic spinal tumours who would benefit from post-operative high dose high precision beam therapy upon appropriate and stringent patient selection;  Patient selection should be done via standardised assessment such as the neurological-oncological-mechanical systemic (NOMS) framework; and  The assessment should be carried out by a multidisciplinary team (MDT), which may be inclusive of, but not limited to, radiation oncologists, spine surgeons and interventional radiologists, among others.
Orthopaedics | Spine - Thoracolumbar (TL) and sacral surgery | TL and sacral fusion and fixation implant | TL pedicle screw - Shank, tulip | MEDTRONIC | SCREW 55890005555 5.5/6.0 RMAS 5.5X55 | 55890005555 | Standalone | DE0008698 | As per HSA registered indication(s) except for radiolucent implants which should be used as follows:  in patients with primary or metastatic spinal tumours who would benefit from post-operative high dose high precision beam therapy upon appropriate and stringent patient selection;  Patient selection should be done via standardised assessment such as the neurological-oncological-mechanical systemic (NOMS) framework; and  The assessment should be carried out by a multidisciplinary team (MDT), which may be inclusive of, but not limited to, radiation oncologists, spine surgeons and interventional radiologists, among others.
Orthopaedics | Spine - Thoracolumbar (TL) and sacral surgery | TL and sacral fusion and fixation implant | TL pedicle screw - Shank, tulip | MEDTRONIC | SCREW 55890006530 5.5/6.0 RMAS 6.5X30 | 55890006530 | Standalone | DE0008698 | As per HSA registered indication(s) except for radiolucent implants which should be used as follows:  in patients with primary or metastatic spinal tumours who would benefit from post-operative high dose high precision beam therapy upon appropriate and stringent patient selection;  Patient selection should be done via standardised assessment such as the neurological-oncological-mechanical systemic (NOMS) framework; and  The assessment should be carried out by a multidisciplinary team (MDT), which may be inclusive of, but not limited to, radiation oncologists, spine surgeons and interventional radiologists, among others.
Orthopaedics | Spine - Thoracolumbar (TL) and sacral surgery | TL and sacral fusion and fixation implant | TL pedicle screw - Shank, tulip | MEDTRONIC | SCREW 55890006535 5.5/6.0 RMAS 6.5X35 | 55890006535 | Standalone | DE0008698 | As per HSA registered indication(s) except for radiolucent implants which should be used as follows:  in patients with primary or metastatic spinal tumours who would benefit from post-operative high dose high precision beam therapy upon appropriate and stringent patient selection;  Patient selection should be done via standardised assessment such as the neurological-oncological-mechanical systemic (NOMS) framework; and  The assessment should be carried out by a multidisciplinary team (MDT), which may be inclusive of, but not limited to, radiation oncologists, spine surgeons and interventional radiologists, among others.
Orthopaedics | Spine - Thoracolumbar (TL) and sacral surgery | TL and sacral fusion and fixation implant | TL pedicle screw - Shank, tulip | MEDTRONIC | SCREW 55890006540 5.5/6.0 RMAS 6.5X40 | 55890006540 | Standalone | DE0008698 | As per HSA registered indication(s) except for radiolucent implants which should be used as follows:  in patients with primary or metastatic spinal tumours who would benefit from post-operative high dose high precision beam therapy upon appropriate and stringent patient selection;  Patient selection should be done via standardised assessment such as the neurological-oncological-mechanical systemic (NOMS) framework; and  The assessment should be carried out by a multidisciplinary team (MDT), which may be inclusive of, but not limited to, radiation oncologists, spine surgeons and interventional radiologists, among others.
Orthopaedics | Spine - Thoracolumbar (TL) and sacral surgery | TL and sacral fusion and fixation implant | TL pedicle screw - Shank, tulip | MEDTRONIC | SCREW 55890006545 5.5/6.0 RMAS 6.5X45 | 55890006545 | Standalone | DE0008698 | As per HSA registered indication(s) except for radiolucent implants which should be used as follows:  in patients with primary or metastatic spinal tumours who would benefit from post-operative high dose high precision beam therapy upon appropriate and stringent patient selection;  Patient selection should be done via standardised assessment such as the neurological-oncological-mechanical systemic (NOMS) framework; and  The assessment should be carried out by a multidisciplinary team (MDT), which may be inclusive of, but not limited to, radiation oncologists, spine surgeons and interventional radiologists, among others.
Orthopaedics | Spine - Thoracolumbar (TL) and sacral surgery | TL and sacral fusion and fixation implant | TL pedicle screw - Shank, tulip | MEDTRONIC | SCREW 55890006550 5.5/6.0 RMAS 6.5X50 | 55890006550 | Standalone | DE0008698 | As per HSA registered indication(s) except for radiolucent implants which should be used as follows:  in patients with primary or metastatic spinal tumours who would benefit from post-operative high dose high precision beam therapy upon appropriate and stringent patient selection;  Patient selection should be done via standardised assessment such as the neurological-oncological-mechanical systemic (NOMS) framework; and  The assessment should be carried out by a multidisciplinary team (MDT), which may be inclusive of, but not limited to, radiation oncologists, spine surgeons and interventional radiologists, among others.
Orthopaedics | Spine - Thoracolumbar (TL) and sacral surgery | TL and sacral fusion and fixation implant | TL pedicle screw - Shank, tulip | MEDTRONIC | SCREW 55890006555 5.5/6.0 RMAS 6.5X55 | 55890006555 | Standalone | DE0008698 | As per HSA registered indication(s) except for radiolucent implants which should be used as follows:  in patients with primary or metastatic spinal tumours who would benefit from post-operative high dose high precision beam therapy upon appropriate and stringent patient selection;  Patient selection should be done via standardised assessment such as the neurological-oncological-mechanical systemic (NOMS) framework; and  The assessment should be carried out by a multidisciplinary team (MDT), which may be inclusive of, but not limited to, radiation oncologists, spine surgeons and interventional radiologists, among others.
Orthopaedics | Spine - Thoracolumbar (TL) and sacral surgery | TL and sacral fusion and fixation implant | TL pedicle screw - Shank, tulip | MEDTRONIC | SCREW 55890007535 5.5/6.0 RMAS 7.5X35 | 55890007535 | Standalone | DE0008698 | As per HSA registered indication(s) except for radiolucent implants which should be used as follows:  in patients with primary or metastatic spinal tumours who would benefit from post-operative high dose high precision beam therapy upon appropriate and stringent patient selection;  Patient selection should be done via standardised assessment such as the neurological-oncological-mechanical systemic (NOMS) framework; and  The assessment should be carried out by a multidisciplinary team (MDT), which may be inclusive of, but not limited to, radiation oncologists, spine surgeons and interventional radiologists, among others.
Orthopaedics | Spine - Thoracolumbar (TL) and sacral surgery | TL and sacral fusion and fixation implant | TL pedicle screw - Shank, tulip | MEDTRONIC | SCREW 55890007540 5.5/6.0 RMAS 7.5X40 | 55890007540 | Standalone | DE0008698 | As per HSA registered indication(s) except for radiolucent implants which should be used as follows:  in patients with primary or metastatic spinal tumours who would benefit from post-operative high dose high precision beam therapy upon appropriate and stringent patient selection;  Patient selection should be done via standardised assessment such as the neurological-oncological-mechanical systemic (NOMS) framework; and  The assessment should be carried out by a multidisciplinary team (MDT), which may be inclusive of, but not limited to, radiation oncologists, spine surgeons and interventional radiologists, among others.
Orthopaedics | Spine - Thoracolumbar (TL) and sacral surgery | TL and sacral fusion and fixation implant | TL pedicle screw - Shank, tulip | MEDTRONIC | SCREW 55890007545 5.5/6.0 RMAS 7.5X45 | 55890007545 | Standalone | DE0008698 | As per HSA registered indication(s) except for radiolucent implants which should be used as follows:  in patients with primary or metastatic spinal tumours who would benefit from post-operative high dose high precision beam therapy upon appropriate and stringent patient selection;  Patient selection should be done via standardised assessment such as the neurological-oncological-mechanical systemic (NOMS) framework; and  The assessment should be carried out by a multidisciplinary team (MDT), which may be inclusive of, but not limited to, radiation oncologists, spine surgeons and interventional radiologists, among others.
Orthopaedics | Spine - Thoracolumbar (TL) and sacral surgery | TL and sacral fusion and fixation implant | TL pedicle screw - Shank, tulip | MEDTRONIC | SCREW 55890007550 5.5/6.0 RMAS 7.5X50 | 55890007550 | Standalone | DE0008698 | As per HSA registered indication(s) except for radiolucent implants which should be used as follows:  in patients with primary or metastatic spinal tumours who would benefit from post-operative high dose high precision beam therapy upon appropriate and stringent patient selection;  Patient selection should be done via standardised assessment such as the neurological-oncological-mechanical systemic (NOMS) framework; and  The assessment should be carried out by a multidisciplinary team (MDT), which may be inclusive of, but not limited to, radiation oncologists, spine surgeons and interventional radiologists, among others.
Orthopaedics | Spine - Thoracolumbar (TL) and sacral surgery | TL and sacral fusion and fixation implant | TL pedicle screw - Shank, tulip | MEDTRONIC | SCREW 55890007555 5.5/6.0 RMAS 7.5X55 | 55890007555 | Standalone | DE0008698 | As per HSA registered indication(s) except for radiolucent implants which should be used as follows:  in patients with primary or metastatic spinal tumours who would benefit from post-operative high dose high precision beam therapy upon appropriate and stringent patient selection;  Patient selection should be done via standardised assessment such as the neurological-oncological-mechanical systemic (NOMS) framework; and  The assessment should be carried out by a multidisciplinary team (MDT), which may be inclusive of, but not limited to, radiation oncologists, spine surgeons and interventional radiologists, among others.
Orthopaedics | Spine - Thoracolumbar (TL) and sacral surgery | TL and sacral fusion and fixation implant | TL pedicle screw - Shank, tulip | MEDTRONIC | SCREW 55890008540 5.5/6.0 RMAS 8.5X40 | 55890008540 | Standalone | DE0008698 | As per HSA registered indication(s) except for radiolucent implants which should be used as follows:  in patients with primary or metastatic spinal tumours who would benefit from post-operative high dose high precision beam therapy upon appropriate and stringent patient selection;  Patient selection should be done via standardised assessment such as the neurological-oncological-mechanical systemic (NOMS) framework; and  The assessment should be carried out by a multidisciplinary team (MDT), which may be inclusive of, but not limited to, radiation oncologists, spine surgeons and interventional radiologists, among others.
Orthopaedics | Spine - Thoracolumbar (TL) and sacral surgery | TL and sacral fusion and fixation implant | TL pedicle screw - Shank, tulip | MEDTRONIC | SCREW 55890008545 5.5/6.0 RMAS 8.5X45 | 55890008545 | Standalone | DE0008698 | As per HSA registered indication(s) except for radiolucent implants which should be used as follows:  in patients with primary or metastatic spinal tumours who would benefit from post-operative high dose high precision beam therapy upon appropriate and stringent patient selection;  Patient selection should be done via standardised assessment such as the neurological-oncological-mechanical systemic (NOMS) framework; and  The assessment should be carried out by a multidisciplinary team (MDT), which may be inclusive of, but not limited to, radiation oncologists, spine surgeons and interventional radiologists, among others.
Orthopaedics | Spine - Thoracolumbar (TL) and sacral surgery | TL and sacral fusion and fixation implant | TL pedicle screw - Shank, tulip | MEDTRONIC | SCREW 55890008550 5.5/6.0 RMAS 8.5X50 | 55890008550 | Standalone | DE0008698 | As per HSA registered indication(s) except for radiolucent implants which should be used as follows:  in patients with primary or metastatic spinal tumours who would benefit from post-operative high dose high precision beam therapy upon appropriate and stringent patient selection;  Patient selection should be done via standardised assessment such as the neurological-oncological-mechanical systemic (NOMS) framework; and  The assessment should be carried out by a multidisciplinary team (MDT), which may be inclusive of, but not limited to, radiation oncologists, spine surgeons and interventional radiologists, among others.
Orthopaedics | Spine - Thoracolumbar (TL) and sacral surgery | TL and sacral fusion and fixation implant | TL pedicle screw - Shank, tulip | MEDTRONIC | SCREW 55890008555 5.5/6.0 RMAS 8.5X55 | 55890008555 | Standalone | DE0008698 | As per HSA registered indication(s) except for radiolucent implants which should be used as follows:  in patients with primary or metastatic spinal tumours who would benefit from post-operative high dose high precision beam therapy upon appropriate and stringent patient selection;  Patient selection should be done via standardised assessment such as the neurological-oncological-mechanical systemic (NOMS) framework; and  The assessment should be carried out by a multidisciplinary team (MDT), which may be inclusive of, but not limited to, radiation oncologists, spine surgeons and interventional radiologists, among others.
Orthopaedics | Spine - Occipito-cervical (OC) surgery | OC fusion and fixation implant | Cervical pedicle/lateral mass screw - Shank, tulip | MEDTRONIC | SCREW 6958726PT 3.5MM X 26 PT MAS | 6958726PT | Standalone | DE0007725 | As per HSA registered indication(s)
Orthopaedics | Spine - Occipito-cervical (OC) surgery | OC fusion and fixation implant | Cervical pedicle/lateral mass screw - Shank, tulip | MEDTRONIC | SCREW 6958728PT 3.5MM X 28 PT MAS | 6958728PT | Standalone | DE0007725 | As per HSA registered indication(s)
Orthopaedics | Spine - Occipito-cervical (OC) surgery | OC fusion and fixation implant | Cervical pedicle/lateral mass screw - Shank, tulip | MEDTRONIC | SCREW 6958822PT 4.0 X 22MM PT MAS | 6958822PT | Standalone | DE0007725 | As per HSA registered indication(s)
Orthopaedics | Spine - Occipito-cervical (OC) surgery | OC fusion and fixation implant | Cervical pedicle/lateral mass screw - Shank, tulip | MEDTRONIC | SCREW 6958824PT 4.0 X 24MM PT MAS | 6958824PT | Standalone | DE0007725 | As per HSA registered indication(s)
Orthopaedics | Spine - Thoracolumbar (TL) and sacral surgery | TL and sacral fusion and fixation implant | TL pedicle screw - Shank, tulip | MEDTRONIC | SCREW 75475530 L5.5 FENE MAS 5.5X25, TI | 75475525 | Standalone | DE0008927 | As per HSA registered indication(s) except for radiolucent implants which should be used as follows:  in patients with primary or metastatic spinal tumours who would benefit from post-operative high dose high precision beam therapy upon appropriate and stringent patient selection;  Patient selection should be done via standardised assessment such as the neurological-oncological-mechanical systemic (NOMS) framework; and  The assessment should be carried out by a multidisciplinary team (MDT), which may be inclusive of, but not limited to, radiation oncologists, spine surgeons and interventional radiologists, among others.
Orthopaedics | Spine - Thoracolumbar (TL) and sacral surgery | TL and sacral fusion and fixation implant | TL pedicle screw - Shank, tulip | MEDTRONIC | SCREW 75475530 L5.5 FENE MAS 5.5X30, TI | 75475530 | Standalone | DE0008927 | As per HSA registered indication(s) except for radiolucent implants which should be used as follows:  in patients with primary or metastatic spinal tumours who would benefit from post-operative high dose high precision beam therapy upon appropriate and stringent patient selection;  Patient selection should be done via standardised assessment such as the neurological-oncological-mechanical systemic (NOMS) framework; and  The assessment should be carried out by a multidisciplinary team (MDT), which may be inclusive of, but not limited to, radiation oncologists, spine surgeons and interventional radiologists, among others.
Orthopaedics | Spine - Thoracolumbar (TL) and sacral surgery | TL and sacral fusion and fixation implant | TL pedicle screw - Shank, tulip | MEDTRONIC | SCREW 75475535 L5.5 FENE MAS 5.5X35, TI | 75475535 | Standalone | DE0008927 | As per HSA registered indication(s) except for radiolucent implants which should be used as follows:  in patients with primary or metastatic spinal tumours who would benefit from post-operative high dose high precision beam therapy upon appropriate and stringent patient selection;  Patient selection should be done via standardised assessment such as the neurological-oncological-mechanical systemic (NOMS) framework; and  The assessment should be carried out by a multidisciplinary team (MDT), which may be inclusive of, but not limited to, radiation oncologists, spine surgeons and interventional radiologists, among others.
Orthopaedics | Spine - Thoracolumbar (TL) and sacral surgery | TL and sacral fusion and fixation implant | TL pedicle screw - Shank, tulip | MEDTRONIC | SCREW 75475540 L5.5 FENE MAS 5.5X40, TI | 75475540 | Standalone | DE0008927 | As per HSA registered indication(s) except for radiolucent implants which should be used as follows:  in patients with primary or metastatic spinal tumours who would benefit from post-operative high dose high precision beam therapy upon appropriate and stringent patient selection;  Patient selection should be done via standardised assessment such as the neurological-oncological-mechanical systemic (NOMS) framework; and  The assessment should be carried out by a multidisciplinary team (MDT), which may be inclusive of, but not limited to, radiation oncologists, spine surgeons and interventional radiologists, among others.
Orthopaedics | Spine - Thoracolumbar (TL) and sacral surgery | TL and sacral fusion and fixation implant | TL pedicle screw - Shank, tulip | MEDTRONIC | SCREW 75475545 L5.5 FENE MAS 5.5X45, TI | 75475545 | Standalone | DE0008927 | As per HSA registered indication(s) except for radiolucent implants which should be used as follows:  in patients with primary or metastatic spinal tumours who would benefit from post-operative high dose high precision beam therapy upon appropriate and stringent patient selection;  Patient selection should be done via standardised assessment such as the neurological-oncological-mechanical systemic (NOMS) framework; and  The assessment should be carried out by a multidisciplinary team (MDT), which may be inclusive of, but not limited to, radiation oncologists, spine surgeons and interventional radiologists, among others.
Orthopaedics | Spine - Thoracolumbar (TL) and sacral surgery | TL and sacral fusion and fixation implant | TL pedicle screw - Shank, tulip | MEDTRONIC | SCREW 75475550 L5.5 FENE MAS 5.5X50, TI | 75475550 | Standalone | DE0008927 | As per HSA registered indication(s) except for radiolucent implants which should be used as follows:  in patients with primary or metastatic spinal tumours who would benefit from post-operative high dose high precision beam therapy upon appropriate and stringent patient selection;  Patient selection should be done via standardised assessment such as the neurological-oncological-mechanical systemic (NOMS) framework; and  The assessment should be carried out by a multidisciplinary team (MDT), which may be inclusive of, but not limited to, radiation oncologists, spine surgeons and interventional radiologists, among others.
Orthopaedics | Spine - Thoracolumbar (TL) and sacral surgery | TL and sacral fusion and fixation implant | TL pedicle screw - Shank, tulip | MEDTRONIC | SCREW 75475555 L5.5 FENE MAS 5.5X55, TI | 75475555 | Standalone | DE0008927 | As per HSA registered indication(s) except for radiolucent implants which should be used as follows:  in patients with primary or metastatic spinal tumours who would benefit from post-operative high dose high precision beam therapy upon appropriate and stringent patient selection;  Patient selection should be done via standardised assessment such as the neurological-oncological-mechanical systemic (NOMS) framework; and  The assessment should be carried out by a multidisciplinary team (MDT), which may be inclusive of, but not limited to, radiation oncologists, spine surgeons and interventional radiologists, among others.
Orthopaedics | Spine - Thoracolumbar (TL) and sacral surgery | TL and sacral fusion and fixation implant | TL pedicle screw - Shank, tulip | MEDTRONIC | SCREW 75475555 L5.5 FENE MAS 5.5X60, TI | 75475560 | Standalone | DE0008927 | As per HSA registered indication(s) except for radiolucent implants which should be used as follows:  in patients with primary or metastatic spinal tumours who would benefit from post-operative high dose high precision beam therapy upon appropriate and stringent patient selection;  Patient selection should be done via standardised assessment such as the neurological-oncological-mechanical systemic (NOMS) framework; and  The assessment should be carried out by a multidisciplinary team (MDT), which may be inclusive of, but not limited to, radiation oncologists, spine surgeons and interventional radiologists, among others.
Orthopaedics | Spine - Thoracolumbar (TL) and sacral surgery | TL and sacral fusion and fixation implant | TL pedicle screw - Shank, tulip | MEDTRONIC | SCREW 75476530 L5.5 FENE MAS 6.5X25, TI | 75476525 | Standalone | DE0008927 | As per HSA registered indication(s) except for radiolucent implants which should be used as follows:  in patients with primary or metastatic spinal tumours who would benefit from post-operative high dose high precision beam therapy upon appropriate and stringent patient selection;  Patient selection should be done via standardised assessment such as the neurological-oncological-mechanical systemic (NOMS) framework; and  The assessment should be carried out by a multidisciplinary team (MDT), which may be inclusive of, but not limited to, radiation oncologists, spine surgeons and interventional radiologists, among others.
Orthopaedics | Spine - Thoracolumbar (TL) and sacral surgery | TL and sacral fusion and fixation implant | TL pedicle screw - Shank, tulip | MEDTRONIC | SCREW 75476530 L5.5 FENE MAS 6.5X30, TI | 75476530 | Standalone | DE0008927 | As per HSA registered indication(s) except for radiolucent implants which should be used as follows:  in patients with primary or metastatic spinal tumours who would benefit from post-operative high dose high precision beam therapy upon appropriate and stringent patient selection;  Patient selection should be done via standardised assessment such as the neurological-oncological-mechanical systemic (NOMS) framework; and  The assessment should be carried out by a multidisciplinary team (MDT), which may be inclusive of, but not limited to, radiation oncologists, spine surgeons and interventional radiologists, among others.
Orthopaedics | Spine - Thoracolumbar (TL) and sacral surgery | TL and sacral fusion and fixation implant | TL pedicle screw - Shank, tulip | MEDTRONIC | SCREW 75476535 L5.5 FENE MAS 6.5X35, TI | 75476535 | Standalone | DE0008927 | As per HSA registered indication(s) except for radiolucent implants which should be used as follows:  in patients with primary or metastatic spinal tumours who would benefit from post-operative high dose high precision beam therapy upon appropriate and stringent patient selection;  Patient selection should be done via standardised assessment such as the neurological-oncological-mechanical systemic (NOMS) framework; and  The assessment should be carried out by a multidisciplinary team (MDT), which may be inclusive of, but not limited to, radiation oncologists, spine surgeons and interventional radiologists, among others.
Orthopaedics | Spine - Thoracolumbar (TL) and sacral surgery | TL and sacral fusion and fixation implant | TL pedicle screw - Shank, tulip | MEDTRONIC | SCREW 75476540 L5.5 FENE MAS 6.5X40, TI | 75476540 | Standalone | DE0008927 | As per HSA registered indication(s) except for radiolucent implants which should be used as follows:  in patients with primary or metastatic spinal tumours who would benefit from post-operative high dose high precision beam therapy upon appropriate and stringent patient selection;  Patient selection should be done via standardised assessment such as the neurological-oncological-mechanical systemic (NOMS) framework; and  The assessment should be carried out by a multidisciplinary team (MDT), which may be inclusive of, but not limited to, radiation oncologists, spine surgeons and interventional radiologists, among others.
Orthopaedics | Spine - Thoracolumbar (TL) and sacral surgery | TL and sacral fusion and fixation implant | TL pedicle screw - Shank, tulip | MEDTRONIC | SCREW 75476545 L5.5 FENE MAS 6.5X45, TI | 75476545 | Standalone | DE0008927 | As per HSA registered indication(s) except for radiolucent implants which should be used as follows:  in patients with primary or metastatic spinal tumours who would benefit from post-operative high dose high precision beam therapy upon appropriate and stringent patient selection;  Patient selection should be done via standardised assessment such as the neurological-oncological-mechanical systemic (NOMS) framework; and  The assessment should be carried out by a multidisciplinary team (MDT), which may be inclusive of, but not limited to, radiation oncologists, spine surgeons and interventional radiologists, among others.
Orthopaedics | Spine - Thoracolumbar (TL) and sacral surgery | TL and sacral fusion and fixation implant | TL pedicle screw - Shank, tulip | MEDTRONIC | SCREW 75476550 L5.5 FENE MAS 6.5X50, TI | 75476550 | Standalone | DE0008927 | As per HSA registered indication(s) except for radiolucent implants which should be used as follows:  in patients with primary or metastatic spinal tumours who would benefit from post-operative high dose high precision beam therapy upon appropriate and stringent patient selection;  Patient selection should be done via standardised assessment such as the neurological-oncological-mechanical systemic (NOMS) framework; and  The assessment should be carried out by a multidisciplinary team (MDT), which may be inclusive of, but not limited to, radiation oncologists, spine surgeons and interventional radiologists, among others.
Orthopaedics | Spine - Thoracolumbar (TL) and sacral surgery | TL and sacral fusion and fixation implant | TL pedicle screw - Shank, tulip | MEDTRONIC | SCREW 75476555 L5.5 FENE MAS 6.5X55, TI | 75476555 | Standalone | DE0008927 | As per HSA registered indication(s) except for radiolucent implants which should be used as follows:  in patients with primary or metastatic spinal tumours who would benefit from post-operative high dose high precision beam therapy upon appropriate and stringent patient selection;  Patient selection should be done via standardised assessment such as the neurological-oncological-mechanical systemic (NOMS) framework; and  The assessment should be carried out by a multidisciplinary team (MDT), which may be inclusive of, but not limited to, radiation oncologists, spine surgeons and interventional radiologists, among others.
Orthopaedics | Spine - Thoracolumbar (TL) and sacral surgery | TL and sacral fusion and fixation implant | TL pedicle screw - Shank, tulip | MEDTRONIC | SCREW 75476555 L5.5 FENE MAS 6.5X60, TI | 75476560 | Standalone | DE0008927 | As per HSA registered indication(s) except for radiolucent implants which should be used as follows:  in patients with primary or metastatic spinal tumours who would benefit from post-operative high dose high precision beam therapy upon appropriate and stringent patient selection;  Patient selection should be done via standardised assessment such as the neurological-oncological-mechanical systemic (NOMS) framework; and  The assessment should be carried out by a multidisciplinary team (MDT), which may be inclusive of, but not limited to, radiation oncologists, spine surgeons and interventional radiologists, among others.
Orthopaedics | Spine - Thoracolumbar (TL) and sacral surgery | TL and sacral fusion and fixation implant | TL pedicle screw - Shank, tulip | MEDTRONIC | SCREW 75477530 L5.5 FENE MAS 7.5X25, TI | 75477525 | Standalone | DE0008927 | As per HSA registered indication(s) except for radiolucent implants which should be used as follows:  in patients with primary or metastatic spinal tumours who would benefit from post-operative high dose high precision beam therapy upon appropriate and stringent patient selection;  Patient selection should be done via standardised assessment such as the neurological-oncological-mechanical systemic (NOMS) framework; and  The assessment should be carried out by a multidisciplinary team (MDT), which may be inclusive of, but not limited to, radiation oncologists, spine surgeons and interventional radiologists, among others.
Orthopaedics | Spine - Thoracolumbar (TL) and sacral surgery | TL and sacral fusion and fixation implant | TL pedicle screw - Shank, tulip | MEDTRONIC | SCREW 75477530 L5.5 FENE MAS 7.5X30, TI | 75477530 | Standalone | DE0008927 | As per HSA registered indication(s) except for radiolucent implants which should be used as follows:  in patients with primary or metastatic spinal tumours who would benefit from post-operative high dose high precision beam therapy upon appropriate and stringent patient selection;  Patient selection should be done via standardised assessment such as the neurological-oncological-mechanical systemic (NOMS) framework; and  The assessment should be carried out by a multidisciplinary team (MDT), which may be inclusive of, but not limited to, radiation oncologists, spine surgeons and interventional radiologists, among others.
Orthopaedics | Spine - Thoracolumbar (TL) and sacral surgery | TL and sacral fusion and fixation implant | TL pedicle screw - Shank, tulip | MEDTRONIC | SCREW 75477535 L5.5 FENE MAS 7.5X35, TI | 75477535 | Standalone | DE0008927 | As per HSA registered indication(s) except for radiolucent implants which should be used as follows:  in patients with primary or metastatic spinal tumours who would benefit from post-operative high dose high precision beam therapy upon appropriate and stringent patient selection;  Patient selection should be done via standardised assessment such as the neurological-oncological-mechanical systemic (NOMS) framework; and  The assessment should be carried out by a multidisciplinary team (MDT), which may be inclusive of, but not limited to, radiation oncologists, spine surgeons and interventional radiologists, among others.
Orthopaedics | Spine - Thoracolumbar (TL) and sacral surgery | TL and sacral fusion and fixation implant | TL pedicle screw - Shank, tulip | MEDTRONIC | SCREW 75477540 L5.5 FENE MAS 7.5X40, TI | 75477540 | Standalone | DE0008927 | As per HSA registered indication(s) except for radiolucent implants which should be used as follows:  in patients with primary or metastatic spinal tumours who would benefit from post-operative high dose high precision beam therapy upon appropriate and stringent patient selection;  Patient selection should be done via standardised assessment such as the neurological-oncological-mechanical systemic (NOMS) framework; and  The assessment should be carried out by a multidisciplinary team (MDT), which may be inclusive of, but not limited to, radiation oncologists, spine surgeons and interventional radiologists, among others.
Orthopaedics | Spine - Thoracolumbar (TL) and sacral surgery | TL and sacral fusion and fixation implant | TL pedicle screw - Shank, tulip | MEDTRONIC | SCREW 75477545 L5.5 FENE MAS 7.5X45, TI | 75477545 | Standalone | DE0008927 | As per HSA registered indication(s) except for radiolucent implants which should be used as follows:  in patients with primary or metastatic spinal tumours who would benefit from post-operative high dose high precision beam therapy upon appropriate and stringent patient selection;  Patient selection should be done via standardised assessment such as the neurological-oncological-mechanical systemic (NOMS) framework; and  The assessment should be carried out by a multidisciplinary team (MDT), which may be inclusive of, but not limited to, radiation oncologists, spine surgeons and interventional radiologists, among others.
Orthopaedics | Spine - Thoracolumbar (TL) and sacral surgery | TL and sacral fusion and fixation implant | TL pedicle screw - Shank, tulip | MEDTRONIC | SCREW 75477550 L5.5 FENE MAS 7.5X50, TI | 75477550 | Standalone | DE0008927 | As per HSA registered indication(s) except for radiolucent implants which should be used as follows:  in patients with primary or metastatic spinal tumours who would benefit from post-operative high dose high precision beam therapy upon appropriate and stringent patient selection;  Patient selection should be done via standardised assessment such as the neurological-oncological-mechanical systemic (NOMS) framework; and  The assessment should be carried out by a multidisciplinary team (MDT), which may be inclusive of, but not limited to, radiation oncologists, spine surgeons and interventional radiologists, among others.
Orthopaedics | Spine - Thoracolumbar (TL) and sacral surgery | TL and sacral fusion and fixation implant | TL pedicle screw - Shank, tulip | MEDTRONIC | SCREW 75477555 L5.5 FENE MAS 7.5X55, TI | 75477555 | Standalone | DE0008927 | As per HSA registered indication(s) except for radiolucent implants which should be used as follows:  in patients with primary or metastatic spinal tumours who would benefit from post-operative high dose high precision beam therapy upon appropriate and stringent patient selection;  Patient selection should be done via standardised assessment such as the neurological-oncological-mechanical systemic (NOMS) framework; and  The assessment should be carried out by a multidisciplinary team (MDT), which may be inclusive of, but not limited to, radiation oncologists, spine surgeons and interventional radiologists, among others.
Orthopaedics | Spine - Thoracolumbar (TL) and sacral surgery | TL and sacral fusion and fixation implant | TL pedicle screw - Shank, tulip | MEDTRONIC | SCREW 75477555 L5.5 FENE MAS 7.5X60, TI | 75477560 | Standalone | DE0008927 | As per HSA registered indication(s) except for radiolucent implants which should be used as follows:  in patients with primary or metastatic spinal tumours who would benefit from post-operative high dose high precision beam therapy upon appropriate and stringent patient selection;  Patient selection should be done via standardised assessment such as the neurological-oncological-mechanical systemic (NOMS) framework; and  The assessment should be carried out by a multidisciplinary team (MDT), which may be inclusive of, but not limited to, radiation oncologists, spine surgeons and interventional radiologists, among others.
Orthopaedics | Spine - Thoracolumbar (TL) and sacral surgery | TL and sacral fusion and fixation implant | TL pedicle screw - Shank, tulip | MEDTRONIC | SCREW 75477555 L5.5 FENE MAS 7.5X65, TI | 75477565 | Standalone | DE0008927 | As per HSA registered indication(s) except for radiolucent implants which should be used as follows:  in patients with primary or metastatic spinal tumours who would benefit from post-operative high dose high precision beam therapy upon appropriate and stringent patient selection;  Patient selection should be done via standardised assessment such as the neurological-oncological-mechanical systemic (NOMS) framework; and  The assessment should be carried out by a multidisciplinary team (MDT), which may be inclusive of, but not limited to, radiation oncologists, spine surgeons and interventional radiologists, among others.
Orthopaedics | Spine - Thoracolumbar (TL) and sacral surgery | TL and sacral fusion and fixation implant | TL pedicle screw - Shank, tulip | MEDTRONIC | SCREW 75477555 L5.5 FENE MAS 7.5X70, TI | 75477570 | Standalone | DE0008927 | As per HSA registered indication(s) except for radiolucent implants which should be used as follows:  in patients with primary or metastatic spinal tumours who would benefit from post-operative high dose high precision beam therapy upon appropriate and stringent patient selection;  Patient selection should be done via standardised assessment such as the neurological-oncological-mechanical systemic (NOMS) framework; and  The assessment should be carried out by a multidisciplinary team (MDT), which may be inclusive of, but not limited to, radiation oncologists, spine surgeons and interventional radiologists, among others.
Orthopaedics | Spine - Thoracolumbar (TL) and sacral surgery | TL and sacral fusion and fixation implant | TL pedicle screw - Shank, tulip | MEDTRONIC | SCREW 7573430 CANN FA 4.5X30 TI | 7573430 | Standalone | DE0000758 | As per HSA registered indication(s) except for radiolucent implants which should be used as follows:  in patients with primary or metastatic spinal tumours who would benefit from post-operative high dose high precision beam therapy upon appropriate and stringent patient selection;  Patient selection should be done via standardised assessment such as the neurological-oncological-mechanical systemic (NOMS) framework; and  The assessment should be carried out by a multidisciplinary team (MDT), which may be inclusive of, but not limited to, radiation oncologists, spine surgeons and interventional radiologists, among others.
Orthopaedics | Spine - Thoracolumbar (TL) and sacral surgery | TL and sacral fusion and fixation implant | TL pedicle screw - Shank, tulip | MEDTRONIC | SCREW 7573435 CANN FA 4.5X35 TI | 7573435 | Standalone | DE0000758 | As per HSA registered indication(s) except for radiolucent implants which should be used as follows:  in patients with primary or metastatic spinal tumours who would benefit from post-operative high dose high precision beam therapy upon appropriate and stringent patient selection;  Patient selection should be done via standardised assessment such as the neurological-oncological-mechanical systemic (NOMS) framework; and  The assessment should be carried out by a multidisciplinary team (MDT), which may be inclusive of, but not limited to, radiation oncologists, spine surgeons and interventional radiologists, among others.
Orthopaedics | Spine - Thoracolumbar (TL) and sacral surgery | TL and sacral fusion and fixation implant | TL pedicle screw - Shank, tulip | MEDTRONIC | SCREW 7573440 CANN FA 4.5X40 TI | 7573440 | Standalone | DE0000758 | As per HSA registered indication(s) except for radiolucent implants which should be used as follows:  in patients with primary or metastatic spinal tumours who would benefit from post-operative high dose high precision beam therapy upon appropriate and stringent patient selection;  Patient selection should be done via standardised assessment such as the neurological-oncological-mechanical systemic (NOMS) framework; and  The assessment should be carried out by a multidisciplinary team (MDT), which may be inclusive of, but not limited to, radiation oncologists, spine surgeons and interventional radiologists, among others.
Orthopaedics | Spine - Thoracolumbar (TL) and sacral surgery | TL and sacral fusion and fixation implant | TL pedicle screw - Shank, tulip | MEDTRONIC | SCREW 7573535 CANN FA 5.5X35 TI | 7573535 | Standalone | DE0000758 | As per HSA registered indication(s) except for radiolucent implants which should be used as follows:  in patients with primary or metastatic spinal tumours who would benefit from post-operative high dose high precision beam therapy upon appropriate and stringent patient selection;  Patient selection should be done via standardised assessment such as the neurological-oncological-mechanical systemic (NOMS) framework; and  The assessment should be carried out by a multidisciplinary team (MDT), which may be inclusive of, but not limited to, radiation oncologists, spine surgeons and interventional radiologists, among others.
Orthopaedics | Spine - Thoracolumbar (TL) and sacral surgery | TL and sacral fusion and fixation implant | TL pedicle screw - Shank, tulip | MEDTRONIC | SCREW 7573540 CANN FA 5.5X40 TI | 7573540 | Standalone | DE0000758 | As per HSA registered indication(s) except for radiolucent implants which should be used as follows:  in patients with primary or metastatic spinal tumours who would benefit from post-operative high dose high precision beam therapy upon appropriate and stringent patient selection;  Patient selection should be done via standardised assessment such as the neurological-oncological-mechanical systemic (NOMS) framework; and  The assessment should be carried out by a multidisciplinary team (MDT), which may be inclusive of, but not limited to, radiation oncologists, spine surgeons and interventional radiologists, among others.
Orthopaedics | Spine - Thoracolumbar (TL) and sacral surgery | TL and sacral fusion and fixation implant | TL pedicle screw - Shank, tulip | MEDTRONIC | SCREW 7573545 CANN FA 5.5X45 TI | 7573545 | Standalone | DE0000758 | As per HSA registered indication(s) except for radiolucent implants which should be used as follows:  in patients with primary or metastatic spinal tumours who would benefit from post-operative high dose high precision beam therapy upon appropriate and stringent patient selection;  Patient selection should be done via standardised assessment such as the neurological-oncological-mechanical systemic (NOMS) framework; and  The assessment should be carried out by a multidisciplinary team (MDT), which may be inclusive of, but not limited to, radiation oncologists, spine surgeons and interventional radiologists, among others.
Orthopaedics | Spine - Thoracolumbar (TL) and sacral surgery | TL and sacral fusion and fixation implant | TL pedicle screw - Shank, tulip | MEDTRONIC | SCREW 7573550 CANN FA 5.5X50 TI | 7573550 | Standalone | DE0000758 | As per HSA registered indication(s) except for radiolucent implants which should be used as follows:  in patients with primary or metastatic spinal tumours who would benefit from post-operative high dose high precision beam therapy upon appropriate and stringent patient selection;  Patient selection should be done via standardised assessment such as the neurological-oncological-mechanical systemic (NOMS) framework; and  The assessment should be carried out by a multidisciplinary team (MDT), which may be inclusive of, but not limited to, radiation oncologists, spine surgeons and interventional radiologists, among others.
Orthopaedics | Spine - Thoracolumbar (TL) and sacral surgery | TL and sacral fusion and fixation implant | TL pedicle screw - Shank, tulip | MEDTRONIC | SCREW 7573635 CANN FA 6.5X35 TI | 7573635 | Standalone | DE0000758 | As per HSA registered indication(s) except for radiolucent implants which should be used as follows:  in patients with primary or metastatic spinal tumours who would benefit from post-operative high dose high precision beam therapy upon appropriate and stringent patient selection;  Patient selection should be done via standardised assessment such as the neurological-oncological-mechanical systemic (NOMS) framework; and  The assessment should be carried out by a multidisciplinary team (MDT), which may be inclusive of, but not limited to, radiation oncologists, spine surgeons and interventional radiologists, among others.
Orthopaedics | Spine - Thoracolumbar (TL) and sacral surgery | TL and sacral fusion and fixation implant | TL pedicle screw - Shank, tulip | MEDTRONIC | SCREW 7573640 CANN FA 6.5X40 TI | 7573640 | Standalone | DE0000758 | As per HSA registered indication(s) except for radiolucent implants which should be used as follows:  in patients with primary or metastatic spinal tumours who would benefit from post-operative high dose high precision beam therapy upon appropriate and stringent patient selection;  Patient selection should be done via standardised assessment such as the neurological-oncological-mechanical systemic (NOMS) framework; and  The assessment should be carried out by a multidisciplinary team (MDT), which may be inclusive of, but not limited to, radiation oncologists, spine surgeons and interventional radiologists, among others.
Orthopaedics | Spine - Thoracolumbar (TL) and sacral surgery | TL and sacral fusion and fixation implant | TL pedicle screw - Shank, tulip | MEDTRONIC | SCREW 7573645 CANN FA 6.5X45 TI | 7573645 | Standalone | DE0000758 | As per HSA registered indication(s) except for radiolucent implants which should be used as follows:  in patients with primary or metastatic spinal tumours who would benefit from post-operative high dose high precision beam therapy upon appropriate and stringent patient selection;  Patient selection should be done via standardised assessment such as the neurological-oncological-mechanical systemic (NOMS) framework; and  The assessment should be carried out by a multidisciplinary team (MDT), which may be inclusive of, but not limited to, radiation oncologists, spine surgeons and interventional radiologists, among others.
Orthopaedics | Spine - Thoracolumbar (TL) and sacral surgery | TL and sacral fusion and fixation implant | TL pedicle screw - Shank, tulip | MEDTRONIC | SCREW 7573650 CANN FA 6.5X50 TI | 7573650 | Standalone | DE0000758 | As per HSA registered indication(s) except for radiolucent implants which should be used as follows:  in patients with primary or metastatic spinal tumours who would benefit from post-operative high dose high precision beam therapy upon appropriate and stringent patient selection;  Patient selection should be done via standardised assessment such as the neurological-oncological-mechanical systemic (NOMS) framework; and  The assessment should be carried out by a multidisciplinary team (MDT), which may be inclusive of, but not limited to, radiation oncologists, spine surgeons and interventional radiologists, among others.
Orthopaedics | Spine - Thoracolumbar (TL) and sacral surgery | TL and sacral fusion and fixation implant | TL pedicle screw - Shank, tulip | MEDTRONIC | SCREW 7573655 CANN FA 6.5X55 TI | 7573655 | Standalone | DE0000758 | As per HSA registered indication(s) except for radiolucent implants which should be used as follows:  in patients with primary or metastatic spinal tumours who would benefit from post-operative high dose high precision beam therapy upon appropriate and stringent patient selection;  Patient selection should be done via standardised assessment such as the neurological-oncological-mechanical systemic (NOMS) framework; and  The assessment should be carried out by a multidisciplinary team (MDT), which may be inclusive of, but not limited to, radiation oncologists, spine surgeons and interventional radiologists, among others.
Orthopaedics | Spine - Thoracolumbar (TL) and sacral surgery | TL and sacral fusion and fixation implant | TL pedicle screw - Shank, tulip | MEDTRONIC | SCREW 7573740 CANN FA 7.5X40 TI | 7573740 | Standalone | DE0000758 | As per HSA registered indication(s) except for radiolucent implants which should be used as follows:  in patients with primary or metastatic spinal tumours who would benefit from post-operative high dose high precision beam therapy upon appropriate and stringent patient selection;  Patient selection should be done via standardised assessment such as the neurological-oncological-mechanical systemic (NOMS) framework; and  The assessment should be carried out by a multidisciplinary team (MDT), which may be inclusive of, but not limited to, radiation oncologists, spine surgeons and interventional radiologists, among others.
Orthopaedics | Spine - Thoracolumbar (TL) and sacral surgery | TL and sacral fusion and fixation implant | TL pedicle screw - Shank, tulip | MEDTRONIC | SCREW 7573745 CANN FA 7.5X45 TI | 7573745 | Standalone | DE0000758 | As per HSA registered indication(s) except for radiolucent implants which should be used as follows:  in patients with primary or metastatic spinal tumours who would benefit from post-operative high dose high precision beam therapy upon appropriate and stringent patient selection;  Patient selection should be done via standardised assessment such as the neurological-oncological-mechanical systemic (NOMS) framework; and  The assessment should be carried out by a multidisciplinary team (MDT), which may be inclusive of, but not limited to, radiation oncologists, spine surgeons and interventional radiologists, among others.
Orthopaedics | Spine - Thoracolumbar (TL) and sacral surgery | TL and sacral fusion and fixation implant | TL pedicle screw - Shank, tulip | MEDTRONIC | SCREW 7573750 CANN FA 7.5X50 TI | 7573750 | Standalone | DE0000758 | As per HSA registered indication(s) except for radiolucent implants which should be used as follows:  in patients with primary or metastatic spinal tumours who would benefit from post-operative high dose high precision beam therapy upon appropriate and stringent patient selection;  Patient selection should be done via standardised assessment such as the neurological-oncological-mechanical systemic (NOMS) framework; and  The assessment should be carried out by a multidisciplinary team (MDT), which may be inclusive of, but not limited to, radiation oncologists, spine surgeons and interventional radiologists, among others.
Orthopaedics | Spine - Thoracolumbar (TL) and sacral surgery | TL interbody cage | TL interbody fixation accessories | MEDTRONIC | SCREW 7975520 SOVEREIGN FA 5.5 X 20MM | 7975520 | Standalone | DE0502129 | As per HSA registered indication(s)
Orthopaedics | Spine - Thoracolumbar (TL) and sacral surgery | TL interbody cage | TL interbody fixation accessories | MEDTRONIC | SCREW 7975525 SOVEREIGN FA 5.5 X 25MM | 7975525 | Standalone | DE0502129 | As per HSA registered indication(s)
Orthopaedics | Spine - Thoracolumbar (TL) and sacral surgery | TL interbody cage | TL interbody fixation accessories | MEDTRONIC | SCREW 7975530 SOVEREIGN FA 5.5 X 30MM | 7975530 | Standalone | DE0502129 | As per HSA registered indication(s)
Orthopaedics | Spine - Thoracolumbar (TL) and sacral surgery | TL interbody cage | TL interbody fixation accessories | MEDTRONIC | SCREW 7975535 SOVEREIGN FA 5.5 X 35MM | 7975535 | Standalone | DE0502129 | As per HSA registered indication(s)
Orthopaedics | Spine - Thoracolumbar (TL) and sacral surgery | TL interbody cage | TL interbody fixation accessories | MEDTRONIC | SCREW 7976020 SOVEREIGN FA 6.0 X 20MM | 7976020 | Standalone | DE0502129 | As per HSA registered indication(s)
Orthopaedics | Spine - Thoracolumbar (TL) and sacral surgery | TL interbody cage | TL interbody fixation accessories | MEDTRONIC | SCREW 7976025 SOVEREIGN FA 6.0 X 25MM | 7976025 | Standalone | DE0502129 | As per HSA registered indication(s)
Orthopaedics | Spine - Thoracolumbar (TL) and sacral surgery | TL interbody cage | TL interbody fixation accessories | MEDTRONIC | SCREW 7976030 SOVEREIGN FA 6.0 X 30MM | 7976030 | Standalone | DE0502129 | As per HSA registered indication(s)
Orthopaedics | Spine - Thoracolumbar (TL) and sacral surgery | TL interbody cage | TL interbody fixation accessories | MEDTRONIC | SCREW 7976035 SOVEREIGN FA 6.0 X 35MM | 7976035 | Standalone | DE0502129 | As per HSA registered indication(s)
Orthopaedics | Spine - Thoracolumbar (TL) and sacral surgery | TL and sacral fusion and fixation implant | TL pedicle screw - Shank, tulip | ICOTEC | SCREW CF/PEEK, POLYAXIAL NON-CANNULATED D 5.5 X 25 MM | 16-5724-55525 | Standalone | DE0506357 | As per HSA registered indication(s) except for radiolucent implants which should be used as follows:  in patients with primary or metastatic spinal tumours who would benefit from post-operative high dose high precision beam therapy upon appropriate and stringent patient selection;  Patient selection should be done via standardised assessment such as the neurological-oncological-mechanical systemic (NOMS) framework; and  The assessment should be carried out by a multidisciplinary team (MDT), which may be inclusive of, but not limited to, radiation oncologists, spine surgeons and interventional radiologists, among others.
Orthopaedics | Spine - Thoracolumbar (TL) and sacral surgery | TL and sacral fusion and fixation implant | TL pedicle screw - Shank, tulip | ICOTEC | SCREW CF/PEEK, POLYAXIAL NON-CANNULATED D 5.5 X 30 MM | 16-5724-55530 | Standalone | DE0506357 | As per HSA registered indication(s) except for radiolucent implants which should be used as follows:  in patients with primary or metastatic spinal tumours who would benefit from post-operative high dose high precision beam therapy upon appropriate and stringent patient selection;  Patient selection should be done via standardised assessment such as the neurological-oncological-mechanical systemic (NOMS) framework; and  The assessment should be carried out by a multidisciplinary team (MDT), which may be inclusive of, but not limited to, radiation oncologists, spine surgeons and interventional radiologists, among others.
Orthopaedics | Spine - Thoracolumbar (TL) and sacral surgery | TL and sacral fusion and fixation implant | TL pedicle screw - Shank, tulip | ICOTEC | SCREW CF/PEEK, POLYAXIAL NON-CANNULATED D 5.5 X 35 MM | 16-5724-55535 | Standalone | DE0506357 | As per HSA registered indication(s) except for radiolucent implants which should be used as follows:  in patients with primary or metastatic spinal tumours who would benefit from post-operative high dose high precision beam therapy upon appropriate and stringent patient selection;  Patient selection should be done via standardised assessment such as the neurological-oncological-mechanical systemic (NOMS) framework; and  The assessment should be carried out by a multidisciplinary team (MDT), which may be inclusive of, but not limited to, radiation oncologists, spine surgeons and interventional radiologists, among others.
Orthopaedics | Spine - Thoracolumbar (TL) and sacral surgery | TL and sacral fusion and fixation implant | TL pedicle screw - Shank, tulip | ICOTEC | SCREW CF/PEEK, POLYAXIAL NON-CANNULATED D 5.5 X 40 MM | 16-5724-55540 | Standalone | DE0506357 | As per HSA registered indication(s) except for radiolucent implants which should be used as follows:  in patients with primary or metastatic spinal tumours who would benefit from post-operative high dose high precision beam therapy upon appropriate and stringent patient selection;  Patient selection should be done via standardised assessment such as the neurological-oncological-mechanical systemic (NOMS) framework; and  The assessment should be carried out by a multidisciplinary team (MDT), which may be inclusive of, but not limited to, radiation oncologists, spine surgeons and interventional radiologists, among others.
Orthopaedics | Spine - Thoracolumbar (TL) and sacral surgery | TL and sacral fusion and fixation implant | TL pedicle screw - Shank, tulip | ICOTEC | SCREW CF/PEEK, POLYAXIAL NON-CANNULATED D 5.5 X 45 MM | 16-5724-55545 | Standalone | DE0506357 | As per HSA registered indication(s) except for radiolucent implants which should be used as follows:  in patients with primary or metastatic spinal tumours who would benefit from post-operative high dose high precision beam therapy upon appropriate and stringent patient selection;  Patient selection should be done via standardised assessment such as the neurological-oncological-mechanical systemic (NOMS) framework; and  The assessment should be carried out by a multidisciplinary team (MDT), which may be inclusive of, but not limited to, radiation oncologists, spine surgeons and interventional radiologists, among others.
Orthopaedics | Spine - Thoracolumbar (TL) and sacral surgery | TL and sacral fusion and fixation implant | TL pedicle screw - Shank, tulip | ICOTEC | SCREW CF/PEEK, POLYAXIAL NON-CANNULATED D 5.5 X 50 MM | 16-5724-55550 | Standalone | DE0506357 | As per HSA registered indication(s) except for radiolucent implants which should be used as follows:  in patients with primary or metastatic spinal tumours who would benefit from post-operative high dose high precision beam therapy upon appropriate and stringent patient selection;  Patient selection should be done via standardised assessment such as the neurological-oncological-mechanical systemic (NOMS) framework; and  The assessment should be carried out by a multidisciplinary team (MDT), which may be inclusive of, but not limited to, radiation oncologists, spine surgeons and interventional radiologists, among others.
Orthopaedics | Spine - Thoracolumbar (TL) and sacral surgery | TL and sacral fusion and fixation implant | TL pedicle screw - Shank, tulip | ICOTEC | SCREW CF/PEEK, POLYAXIAL NON-CANNULATED D 5.5 X 55 MM | 16-5724-55555 | Standalone | DE0506357 | As per HSA registered indication(s) except for radiolucent implants which should be used as follows:  in patients with primary or metastatic spinal tumours who would benefit from post-operative high dose high precision beam therapy upon appropriate and stringent patient selection;  Patient selection should be done via standardised assessment such as the neurological-oncological-mechanical systemic (NOMS) framework; and  The assessment should be carried out by a multidisciplinary team (MDT), which may be inclusive of, but not limited to, radiation oncologists, spine surgeons and interventional radiologists, among others.
Orthopaedics | Spine - Thoracolumbar (TL) and sacral surgery | TL and sacral fusion and fixation implant | TL pedicle screw - Shank, tulip | ICOTEC | SCREW CF/PEEK, POLYAXIAL NON-CANNULATED D 6.5 X 30 MM | 16-5724-56530 | Standalone | DE0506357 | As per HSA registered indication(s) except for radiolucent implants which should be used as follows:  in patients with primary or metastatic spinal tumours who would benefit from post-operative high dose high precision beam therapy upon appropriate and stringent patient selection;  Patient selection should be done via standardised assessment such as the neurological-oncological-mechanical systemic (NOMS) framework; and  The assessment should be carried out by a multidisciplinary team (MDT), which may be inclusive of, but not limited to, radiation oncologists, spine surgeons and interventional radiologists, among others.
Orthopaedics | Spine - Thoracolumbar (TL) and sacral surgery | TL and sacral fusion and fixation implant | TL pedicle screw - Shank, tulip | ICOTEC | SCREW CF/PEEK, POLYAXIAL NON-CANNULATED D 6.5 X 35 MM | 16-5724-56535 | Standalone | DE0506357 | As per HSA registered indication(s) except for radiolucent implants which should be used as follows:  in patients with primary or metastatic spinal tumours who would benefit from post-operative high dose high precision beam therapy upon appropriate and stringent patient selection;  Patient selection should be done via standardised assessment such as the neurological-oncological-mechanical systemic (NOMS) framework; and  The assessment should be carried out by a multidisciplinary team (MDT), which may be inclusive of, but not limited to, radiation oncologists, spine surgeons and interventional radiologists, among others.
Orthopaedics | Spine - Thoracolumbar (TL) and sacral surgery | TL and sacral fusion and fixation implant | TL pedicle screw - Shank, tulip | ICOTEC | SCREW CF/PEEK, POLYAXIAL NON-CANNULATED D 6.5 X 40 MM | 16-5724-56540 | Standalone | DE0506357 | As per HSA registered indication(s) except for radiolucent implants which should be used as follows:  in patients with primary or metastatic spinal tumours who would benefit from post-operative high dose high precision beam therapy upon appropriate and stringent patient selection;  Patient selection should be done via standardised assessment such as the neurological-oncological-mechanical systemic (NOMS) framework; and  The assessment should be carried out by a multidisciplinary team (MDT), which may be inclusive of, but not limited to, radiation oncologists, spine surgeons and interventional radiologists, among others.
Orthopaedics | Spine - Thoracolumbar (TL) and sacral surgery | TL and sacral fusion and fixation implant | TL pedicle screw - Shank, tulip | ICOTEC | SCREW CF/PEEK, POLYAXIAL NON-CANNULATED D 6.5 X 45 MM | 16-5724-56545 | Standalone | DE0506357 | As per HSA registered indication(s) except for radiolucent implants which should be used as follows:  in patients with primary or metastatic spinal tumours who would benefit from post-operative high dose high precision beam therapy upon appropriate and stringent patient selection;  Patient selection should be done via standardised assessment such as the neurological-oncological-mechanical systemic (NOMS) framework; and  The assessment should be carried out by a multidisciplinary team (MDT), which may be inclusive of, but not limited to, radiation oncologists, spine surgeons and interventional radiologists, among others.
Orthopaedics | Spine - Thoracolumbar (TL) and sacral surgery | TL and sacral fusion and fixation implant | TL pedicle screw - Shank, tulip | ICOTEC | SCREW CF/PEEK, POLYAXIAL NON-CANNULATED D 6.5 X 50 MM | 16-5724-56550 | Standalone | DE0506357 | As per HSA registered indication(s) except for radiolucent implants which should be used as follows:  in patients with primary or metastatic spinal tumours who would benefit from post-operative high dose high precision beam therapy upon appropriate and stringent patient selection;  Patient selection should be done via standardised assessment such as the neurological-oncological-mechanical systemic (NOMS) framework; and  The assessment should be carried out by a multidisciplinary team (MDT), which may be inclusive of, but not limited to, radiation oncologists, spine surgeons and interventional radiologists, among others.
Orthopaedics | Spine - Thoracolumbar (TL) and sacral surgery | TL and sacral fusion and fixation implant | TL pedicle screw - Shank, tulip | ICOTEC | SCREW CF/PEEK, POLYAXIAL NON-CANNULATED D 6.5 X 55 MM | 16-5724-56555 | Standalone | DE0506357 | As per HSA registered indication(s) except for radiolucent implants which should be used as follows:  in patients with primary or metastatic spinal tumours who would benefit from post-operative high dose high precision beam therapy upon appropriate and stringent patient selection;  Patient selection should be done via standardised assessment such as the neurological-oncological-mechanical systemic (NOMS) framework; and  The assessment should be carried out by a multidisciplinary team (MDT), which may be inclusive of, but not limited to, radiation oncologists, spine surgeons and interventional radiologists, among others.
Orthopaedics | Spine - Thoracolumbar (TL) and sacral surgery | TL and sacral fusion and fixation implant | TL pedicle screw - Shank, tulip | ICOTEC | SCREW CF/PEEK, POLYAXIAL NON-CANNULATED D 7.5 X 35 MM | 16-5724-57535 | Standalone | DE0506357 | As per HSA registered indication(s) except for radiolucent implants which should be used as follows:  in patients with primary or metastatic spinal tumours who would benefit from post-operative high dose high precision beam therapy upon appropriate and stringent patient selection;  Patient selection should be done via standardised assessment such as the neurological-oncological-mechanical systemic (NOMS) framework; and  The assessment should be carried out by a multidisciplinary team (MDT), which may be inclusive of, but not limited to, radiation oncologists, spine surgeons and interventional radiologists, among others.
Orthopaedics | Spine - Thoracolumbar (TL) and sacral surgery | TL and sacral fusion and fixation implant | TL pedicle screw - Shank, tulip | ICOTEC | SCREW CF/PEEK, POLYAXIAL NON-CANNULATED D 7.5 X 40 MM | 16-5724-57540 | Standalone | DE0506357 | As per HSA registered indication(s) except for radiolucent implants which should be used as follows:  in patients with primary or metastatic spinal tumours who would benefit from post-operative high dose high precision beam therapy upon appropriate and stringent patient selection;  Patient selection should be done via standardised assessment such as the neurological-oncological-mechanical systemic (NOMS) framework; and  The assessment should be carried out by a multidisciplinary team (MDT), which may be inclusive of, but not limited to, radiation oncologists, spine surgeons and interventional radiologists, among others.
Orthopaedics | Spine - Thoracolumbar (TL) and sacral surgery | TL and sacral fusion and fixation implant | TL pedicle screw - Shank, tulip | ICOTEC | SCREW CF/PEEK, POLYAXIAL NON-CANNULATED D 7.5 X 45 MM | 16-5724-57545 | Standalone | DE0506357 | As per HSA registered indication(s) except for radiolucent implants which should be used as follows:  in patients with primary or metastatic spinal tumours who would benefit from post-operative high dose high precision beam therapy upon appropriate and stringent patient selection;  Patient selection should be done via standardised assessment such as the neurological-oncological-mechanical systemic (NOMS) framework; and  The assessment should be carried out by a multidisciplinary team (MDT), which may be inclusive of, but not limited to, radiation oncologists, spine surgeons and interventional radiologists, among others.
Orthopaedics | Spine - Thoracolumbar (TL) and sacral surgery | TL and sacral fusion and fixation implant | TL pedicle screw - Shank, tulip | ICOTEC | SCREW CF/PEEK, POLYAXIAL NON-CANNULATED D 7.5 X 50 MM | 16-5724-57550 | Standalone | DE0506357 | As per HSA registered indication(s) except for radiolucent implants which should be used as follows:  in patients with primary or metastatic spinal tumours who would benefit from post-operative high dose high precision beam therapy upon appropriate and stringent patient selection;  Patient selection should be done via standardised assessment such as the neurological-oncological-mechanical systemic (NOMS) framework; and  The assessment should be carried out by a multidisciplinary team (MDT), which may be inclusive of, but not limited to, radiation oncologists, spine surgeons and interventional radiologists, among others.
Orthopaedics | Spine - Thoracolumbar (TL) and sacral surgery | TL and sacral fusion and fixation implant | TL pedicle screw - Shank, tulip | ICOTEC | SCREW CF/PEEK, POLYAXIAL NON-CANNULATED D 7.5 X 55 MM | 16-5724-57555 | Standalone | DE0506357 | As per HSA registered indication(s) except for radiolucent implants which should be used as follows:  in patients with primary or metastatic spinal tumours who would benefit from post-operative high dose high precision beam therapy upon appropriate and stringent patient selection;  Patient selection should be done via standardised assessment such as the neurological-oncological-mechanical systemic (NOMS) framework; and  The assessment should be carried out by a multidisciplinary team (MDT), which may be inclusive of, but not limited to, radiation oncologists, spine surgeons and interventional radiologists, among others.
Orthopaedics | Spine - Occipito-cervical (OC) surgery | Cervical interbody cage | Cervical interbody fixation accessories | MEDTRONIC | SCREW G6634011 NoP S-T 4.0mm x 11mm | G6634011 | Package | DE0019068 | As per HSA registered indication(s)
Orthopaedics | Spine - Occipito-cervical (OC) surgery | Cervical interbody cage | Cervical interbody fixation accessories | MEDTRONIC | SCREW G6634013 NoP S-T 4.0mm x 13mm | G6634013 | Package | DE0019068 | As per HSA registered indication(s)
Orthopaedics | Spine - Occipito-cervical (OC) surgery | Cervical interbody cage | Cervical interbody fixation accessories | MEDTRONIC | SCREW G6634015 NoP S-T 4.0mm x 15mm | G6634015 | Package | DE0019068 | As per HSA registered indication(s)
Orthopaedics | Spine - Thoracolumbar (TL) and sacral surgery | TL and sacral fusion and fixation implant | TL pedicle screw - Shank, tulip | MEDTRONIC | SCREW MAS 4.0X25 CC | 55840004025 | Standalone | DE0008698 | As per HSA registered indication(s) except for radiolucent implants which should be used as follows:  in patients with primary or metastatic spinal tumours who would benefit from post-operative high dose high precision beam therapy upon appropriate and stringent patient selection;  Patient selection should be done via standardised assessment such as the neurological-oncological-mechanical systemic (NOMS) framework; and  The assessment should be carried out by a multidisciplinary team (MDT), which may be inclusive of, but not limited to, radiation oncologists, spine surgeons and interventional radiologists, among others.
Orthopaedics | Spine - Thoracolumbar (TL) and sacral surgery | TL and sacral fusion and fixation implant | TL pedicle screw - Shank, tulip | MEDTRONIC | SCREW MAS 4.0X30 CC | 55840004030 | Standalone | DE0008698 | As per HSA registered indication(s) except for radiolucent implants which should be used as follows:  in patients with primary or metastatic spinal tumours who would benefit from post-operative high dose high precision beam therapy upon appropriate and stringent patient selection;  Patient selection should be done via standardised assessment such as the neurological-oncological-mechanical systemic (NOMS) framework; and  The assessment should be carried out by a multidisciplinary team (MDT), which may be inclusive of, but not limited to, radiation oncologists, spine surgeons and interventional radiologists, among others.
Orthopaedics | Spine - Thoracolumbar (TL) and sacral surgery | TL and sacral fusion and fixation implant | TL pedicle screw - Shank, tulip | MEDTRONIC | SCREW MAS 4.0X35 CC | 55840004035 | Standalone | DE0008698 | As per HSA registered indication(s) except for radiolucent implants which should be used as follows:  in patients with primary or metastatic spinal tumours who would benefit from post-operative high dose high precision beam therapy upon appropriate and stringent patient selection;  Patient selection should be done via standardised assessment such as the neurological-oncological-mechanical systemic (NOMS) framework; and  The assessment should be carried out by a multidisciplinary team (MDT), which may be inclusive of, but not limited to, radiation oncologists, spine surgeons and interventional radiologists, among others.
Orthopaedics | Spine - Thoracolumbar (TL) and sacral surgery | TL and sacral fusion and fixation implant | TL pedicle screw - Shank, tulip | MEDTRONIC | SCREW MAS 4.0X40 CC | 55840004040 | Standalone | DE0008698 | As per HSA registered indication(s) except for radiolucent implants which should be used as follows:  in patients with primary or metastatic spinal tumours who would benefit from post-operative high dose high precision beam therapy upon appropriate and stringent patient selection;  Patient selection should be done via standardised assessment such as the neurological-oncological-mechanical systemic (NOMS) framework; and  The assessment should be carried out by a multidisciplinary team (MDT), which may be inclusive of, but not limited to, radiation oncologists, spine surgeons and interventional radiologists, among others.
Orthopaedics | Spine - Thoracolumbar (TL) and sacral surgery | TL and sacral fusion and fixation implant | TL pedicle screw - Shank, tulip | MEDTRONIC | SCREW MAS 4.0X45 CC | 55840004045 | Standalone | DE0008698 | As per HSA registered indication(s) except for radiolucent implants which should be used as follows:  in patients with primary or metastatic spinal tumours who would benefit from post-operative high dose high precision beam therapy upon appropriate and stringent patient selection;  Patient selection should be done via standardised assessment such as the neurological-oncological-mechanical systemic (NOMS) framework; and  The assessment should be carried out by a multidisciplinary team (MDT), which may be inclusive of, but not limited to, radiation oncologists, spine surgeons and interventional radiologists, among others.
Orthopaedics | Spine - Thoracolumbar (TL) and sacral surgery | TL and sacral fusion and fixation implant | TL pedicle screw - Shank, tulip | MEDTRONIC | SCREW MAS 4.5X25 CC | 55840004525 | Standalone | DE0008698 | As per HSA registered indication(s) except for radiolucent implants which should be used as follows:  in patients with primary or metastatic spinal tumours who would benefit from post-operative high dose high precision beam therapy upon appropriate and stringent patient selection;  Patient selection should be done via standardised assessment such as the neurological-oncological-mechanical systemic (NOMS) framework; and  The assessment should be carried out by a multidisciplinary team (MDT), which may be inclusive of, but not limited to, radiation oncologists, spine surgeons and interventional radiologists, among others.
Orthopaedics | Spine - Thoracolumbar (TL) and sacral surgery | TL and sacral fusion and fixation implant | TL pedicle screw - Shank, tulip | MEDTRONIC | SCREW MAS 4.5X30 CC | 55840004530 | Standalone | DE0008698 | As per HSA registered indication(s) except for radiolucent implants which should be used as follows:  in patients with primary or metastatic spinal tumours who would benefit from post-operative high dose high precision beam therapy upon appropriate and stringent patient selection;  Patient selection should be done via standardised assessment such as the neurological-oncological-mechanical systemic (NOMS) framework; and  The assessment should be carried out by a multidisciplinary team (MDT), which may be inclusive of, but not limited to, radiation oncologists, spine surgeons and interventional radiologists, among others.
Orthopaedics | Spine - Thoracolumbar (TL) and sacral surgery | TL and sacral fusion and fixation implant | TL pedicle screw - Shank, tulip | MEDTRONIC | SCREW MAS 4.5X35 CC | 55840004535 | Standalone | DE0008698 | As per HSA registered indication(s) except for radiolucent implants which should be used as follows:  in patients with primary or metastatic spinal tumours who would benefit from post-operative high dose high precision beam therapy upon appropriate and stringent patient selection;  Patient selection should be done via standardised assessment such as the neurological-oncological-mechanical systemic (NOMS) framework; and  The assessment should be carried out by a multidisciplinary team (MDT), which may be inclusive of, but not limited to, radiation oncologists, spine surgeons and interventional radiologists, among others.
Orthopaedics | Spine - Thoracolumbar (TL) and sacral surgery | TL and sacral fusion and fixation implant | TL pedicle screw - Shank, tulip | MEDTRONIC | SCREW MAS 4.5X40 CC | 55840004540 | Standalone | DE0008698 | As per HSA registered indication(s) except for radiolucent implants which should be used as follows:  in patients with primary or metastatic spinal tumours who would benefit from post-operative high dose high precision beam therapy upon appropriate and stringent patient selection;  Patient selection should be done via standardised assessment such as the neurological-oncological-mechanical systemic (NOMS) framework; and  The assessment should be carried out by a multidisciplinary team (MDT), which may be inclusive of, but not limited to, radiation oncologists, spine surgeons and interventional radiologists, among others.
Orthopaedics | Spine - Thoracolumbar (TL) and sacral surgery | TL and sacral fusion and fixation implant | TL pedicle screw - Shank, tulip | MEDTRONIC | SCREW MAS 4.5X45 CC | 55840004545 | Standalone | DE0008698 | As per HSA registered indication(s) except for radiolucent implants which should be used as follows:  in patients with primary or metastatic spinal tumours who would benefit from post-operative high dose high precision beam therapy upon appropriate and stringent patient selection;  Patient selection should be done via standardised assessment such as the neurological-oncological-mechanical systemic (NOMS) framework; and  The assessment should be carried out by a multidisciplinary team (MDT), which may be inclusive of, but not limited to, radiation oncologists, spine surgeons and interventional radiologists, among others.
Orthopaedics | Spine - Thoracolumbar (TL) and sacral surgery | TL and sacral fusion and fixation implant | TL pedicle screw - Shank, tulip | MEDTRONIC | SCREW MAS 4.5X50 CC | 55840004550 | Standalone | DE0008698 | As per HSA registered indication(s) except for radiolucent implants which should be used as follows:  in patients with primary or metastatic spinal tumours who would benefit from post-operative high dose high precision beam therapy upon appropriate and stringent patient selection;  Patient selection should be done via standardised assessment such as the neurological-oncological-mechanical systemic (NOMS) framework; and  The assessment should be carried out by a multidisciplinary team (MDT), which may be inclusive of, but not limited to, radiation oncologists, spine surgeons and interventional radiologists, among others.
Orthopaedics | Spine - Thoracolumbar (TL) and sacral surgery | TL and sacral fusion and fixation implant | TL pedicle screw - Shank, tulip | MEDTRONIC | SCREW MAS 5.0X25 CC | 55840005025 | Standalone | DE0008698 | As per HSA registered indication(s) except for radiolucent implants which should be used as follows:  in patients with primary or metastatic spinal tumours who would benefit from post-operative high dose high precision beam therapy upon appropriate and stringent patient selection;  Patient selection should be done via standardised assessment such as the neurological-oncological-mechanical systemic (NOMS) framework; and  The assessment should be carried out by a multidisciplinary team (MDT), which may be inclusive of, but not limited to, radiation oncologists, spine surgeons and interventional radiologists, among others.
Orthopaedics | Spine - Thoracolumbar (TL) and sacral surgery | TL and sacral fusion and fixation implant | TL pedicle screw - Shank, tulip | MEDTRONIC | SCREW MAS 5.0X30 CC | 55840005030 | Standalone | DE0008698 | As per HSA registered indication(s) except for radiolucent implants which should be used as follows:  in patients with primary or metastatic spinal tumours who would benefit from post-operative high dose high precision beam therapy upon appropriate and stringent patient selection;  Patient selection should be done via standardised assessment such as the neurological-oncological-mechanical systemic (NOMS) framework; and  The assessment should be carried out by a multidisciplinary team (MDT), which may be inclusive of, but not limited to, radiation oncologists, spine surgeons and interventional radiologists, among others.
Orthopaedics | Spine - Thoracolumbar (TL) and sacral surgery | TL and sacral fusion and fixation implant | TL pedicle screw - Shank, tulip | MEDTRONIC | SCREW MAS 5.0X35 CC | 55840005035 | Standalone | DE0008698 | As per HSA registered indication(s) except for radiolucent implants which should be used as follows:  in patients with primary or metastatic spinal tumours who would benefit from post-operative high dose high precision beam therapy upon appropriate and stringent patient selection;  Patient selection should be done via standardised assessment such as the neurological-oncological-mechanical systemic (NOMS) framework; and  The assessment should be carried out by a multidisciplinary team (MDT), which may be inclusive of, but not limited to, radiation oncologists, spine surgeons and interventional radiologists, among others.
Orthopaedics | Spine - Thoracolumbar (TL) and sacral surgery | TL and sacral fusion and fixation implant | TL pedicle screw - Shank, tulip | MEDTRONIC | SCREW MAS 5.0X40 CC | 55840005040 | Standalone | DE0008698 | As per HSA registered indication(s) except for radiolucent implants which should be used as follows:  in patients with primary or metastatic spinal tumours who would benefit from post-operative high dose high precision beam therapy upon appropriate and stringent patient selection;  Patient selection should be done via standardised assessment such as the neurological-oncological-mechanical systemic (NOMS) framework; and  The assessment should be carried out by a multidisciplinary team (MDT), which may be inclusive of, but not limited to, radiation oncologists, spine surgeons and interventional radiologists, among others.
Orthopaedics | Spine - Thoracolumbar (TL) and sacral surgery | TL and sacral fusion and fixation implant | TL pedicle screw - Shank, tulip | MEDTRONIC | SCREW MAS 5.0X45 CC | 55840005045 | Standalone | DE0008698 | As per HSA registered indication(s) except for radiolucent implants which should be used as follows:  in patients with primary or metastatic spinal tumours who would benefit from post-operative high dose high precision beam therapy upon appropriate and stringent patient selection;  Patient selection should be done via standardised assessment such as the neurological-oncological-mechanical systemic (NOMS) framework; and  The assessment should be carried out by a multidisciplinary team (MDT), which may be inclusive of, but not limited to, radiation oncologists, spine surgeons and interventional radiologists, among others.
Orthopaedics | Spine - Thoracolumbar (TL) and sacral surgery | TL and sacral fusion and fixation implant | TL pedicle screw - Shank, tulip | MEDTRONIC | SCREW MAS 5.0X50 CC | 55840005050 | Standalone | DE0008698 | As per HSA registered indication(s) except for radiolucent implants which should be used as follows:  in patients with primary or metastatic spinal tumours who would benefit from post-operative high dose high precision beam therapy upon appropriate and stringent patient selection;  Patient selection should be done via standardised assessment such as the neurological-oncological-mechanical systemic (NOMS) framework; and  The assessment should be carried out by a multidisciplinary team (MDT), which may be inclusive of, but not limited to, radiation oncologists, spine surgeons and interventional radiologists, among others.
Orthopaedics | Spine - Thoracolumbar (TL) and sacral surgery | TL and sacral fusion and fixation implant | TL pedicle screw - Shank, tulip | MEDTRONIC | SCREW MAS 5.5X25 CC | 55840005525 | Standalone | DE0008698 | As per HSA registered indication(s) except for radiolucent implants which should be used as follows:  in patients with primary or metastatic spinal tumours who would benefit from post-operative high dose high precision beam therapy upon appropriate and stringent patient selection;  Patient selection should be done via standardised assessment such as the neurological-oncological-mechanical systemic (NOMS) framework; and  The assessment should be carried out by a multidisciplinary team (MDT), which may be inclusive of, but not limited to, radiation oncologists, spine surgeons and interventional radiologists, among others.
Orthopaedics | Spine - Thoracolumbar (TL) and sacral surgery | TL and sacral fusion and fixation implant | TL pedicle screw - Shank, tulip | MEDTRONIC | SCREW MAS 5.5X30 CC | 55840005530 | Standalone | DE0008698 | As per HSA registered indication(s) except for radiolucent implants which should be used as follows:  in patients with primary or metastatic spinal tumours who would benefit from post-operative high dose high precision beam therapy upon appropriate and stringent patient selection;  Patient selection should be done via standardised assessment such as the neurological-oncological-mechanical systemic (NOMS) framework; and  The assessment should be carried out by a multidisciplinary team (MDT), which may be inclusive of, but not limited to, radiation oncologists, spine surgeons and interventional radiologists, among others.
Orthopaedics | Spine - Thoracolumbar (TL) and sacral surgery | TL and sacral fusion and fixation implant | TL pedicle screw - Shank, tulip | MEDTRONIC | SCREW MAS 5.5X35 CC | 55840005535 | Standalone | DE0008698 | As per HSA registered indication(s) except for radiolucent implants which should be used as follows:  in patients with primary or metastatic spinal tumours who would benefit from post-operative high dose high precision beam therapy upon appropriate and stringent patient selection;  Patient selection should be done via standardised assessment such as the neurological-oncological-mechanical systemic (NOMS) framework; and  The assessment should be carried out by a multidisciplinary team (MDT), which may be inclusive of, but not limited to, radiation oncologists, spine surgeons and interventional radiologists, among others.
Orthopaedics | Spine - Thoracolumbar (TL) and sacral surgery | TL and sacral fusion and fixation implant | TL pedicle screw - Shank, tulip | MEDTRONIC | SCREW MAS 5.5X40 CC | 55840005540 | Standalone | DE0008698 | As per HSA registered indication(s) except for radiolucent implants which should be used as follows:  in patients with primary or metastatic spinal tumours who would benefit from post-operative high dose high precision beam therapy upon appropriate and stringent patient selection;  Patient selection should be done via standardised assessment such as the neurological-oncological-mechanical systemic (NOMS) framework; and  The assessment should be carried out by a multidisciplinary team (MDT), which may be inclusive of, but not limited to, radiation oncologists, spine surgeons and interventional radiologists, among others.
Orthopaedics | Spine - Thoracolumbar (TL) and sacral surgery | TL and sacral fusion and fixation implant | TL pedicle screw - Shank, tulip | MEDTRONIC | SCREW MAS 5.5X45 CC | 55840005545 | Standalone | DE0008698 | As per HSA registered indication(s) except for radiolucent implants which should be used as follows:  in patients with primary or metastatic spinal tumours who would benefit from post-operative high dose high precision beam therapy upon appropriate and stringent patient selection;  Patient selection should be done via standardised assessment such as the neurological-oncological-mechanical systemic (NOMS) framework; and  The assessment should be carried out by a multidisciplinary team (MDT), which may be inclusive of, but not limited to, radiation oncologists, spine surgeons and interventional radiologists, among others.
Orthopaedics | Spine - Thoracolumbar (TL) and sacral surgery | TL and sacral fusion and fixation implant | TL pedicle screw - Shank, tulip | MEDTRONIC | SCREW MAS 5.5X50 CC | 55840005550 | Standalone | DE0008698 | As per HSA registered indication(s) except for radiolucent implants which should be used as follows:  in patients with primary or metastatic spinal tumours who would benefit from post-operative high dose high precision beam therapy upon appropriate and stringent patient selection;  Patient selection should be done via standardised assessment such as the neurological-oncological-mechanical systemic (NOMS) framework; and  The assessment should be carried out by a multidisciplinary team (MDT), which may be inclusive of, but not limited to, radiation oncologists, spine surgeons and interventional radiologists, among others.
Orthopaedics | Spine - Thoracolumbar (TL) and sacral surgery | TL and sacral fusion and fixation implant | TL pedicle screw - Shank, tulip | MEDTRONIC | SCREW MAS 5.5X55 CC | 55840005555 | Standalone | DE0008698 | As per HSA registered indication(s) except for radiolucent implants which should be used as follows:  in patients with primary or metastatic spinal tumours who would benefit from post-operative high dose high precision beam therapy upon appropriate and stringent patient selection;  Patient selection should be done via standardised assessment such as the neurological-oncological-mechanical systemic (NOMS) framework; and  The assessment should be carried out by a multidisciplinary team (MDT), which may be inclusive of, but not limited to, radiation oncologists, spine surgeons and interventional radiologists, among others.
Orthopaedics | Spine - Thoracolumbar (TL) and sacral surgery | TL and sacral fusion and fixation implant | TL pedicle screw - Shank, tulip | MEDTRONIC | SCREW MAS 6.5X30 CC | 55840006530 | Standalone | DE0008698 | As per HSA registered indication(s) except for radiolucent implants which should be used as follows:  in patients with primary or metastatic spinal tumours who would benefit from post-operative high dose high precision beam therapy upon appropriate and stringent patient selection;  Patient selection should be done via standardised assessment such as the neurological-oncological-mechanical systemic (NOMS) framework; and  The assessment should be carried out by a multidisciplinary team (MDT), which may be inclusive of, but not limited to, radiation oncologists, spine surgeons and interventional radiologists, among others.
Orthopaedics | Spine - Thoracolumbar (TL) and sacral surgery | TL and sacral fusion and fixation implant | TL pedicle screw - Shank, tulip | MEDTRONIC | SCREW MAS 6.5X35 CC | 55840006535 | Standalone | DE0008698 | As per HSA registered indication(s) except for radiolucent implants which should be used as follows:  in patients with primary or metastatic spinal tumours who would benefit from post-operative high dose high precision beam therapy upon appropriate and stringent patient selection;  Patient selection should be done via standardised assessment such as the neurological-oncological-mechanical systemic (NOMS) framework; and  The assessment should be carried out by a multidisciplinary team (MDT), which may be inclusive of, but not limited to, radiation oncologists, spine surgeons and interventional radiologists, among others.
Orthopaedics | Spine - Thoracolumbar (TL) and sacral surgery | TL and sacral fusion and fixation implant | TL pedicle screw - Shank, tulip | MEDTRONIC | SCREW MAS 6.5X40 CC | 55840006540 | Standalone | DE0008698 | As per HSA registered indication(s) except for radiolucent implants which should be used as follows:  in patients with primary or metastatic spinal tumours who would benefit from post-operative high dose high precision beam therapy upon appropriate and stringent patient selection;  Patient selection should be done via standardised assessment such as the neurological-oncological-mechanical systemic (NOMS) framework; and  The assessment should be carried out by a multidisciplinary team (MDT), which may be inclusive of, but not limited to, radiation oncologists, spine surgeons and interventional radiologists, among others.
Orthopaedics | Spine - Thoracolumbar (TL) and sacral surgery | TL and sacral fusion and fixation implant | TL pedicle screw - Shank, tulip | MEDTRONIC | SCREW MAS 6.5X45 CC | 55840006545 | Standalone | DE0008698 | As per HSA registered indication(s) except for radiolucent implants which should be used as follows:  in patients with primary or metastatic spinal tumours who would benefit from post-operative high dose high precision beam therapy upon appropriate and stringent patient selection;  Patient selection should be done via standardised assessment such as the neurological-oncological-mechanical systemic (NOMS) framework; and  The assessment should be carried out by a multidisciplinary team (MDT), which may be inclusive of, but not limited to, radiation oncologists, spine surgeons and interventional radiologists, among others.
Orthopaedics | Spine - Thoracolumbar (TL) and sacral surgery | TL and sacral fusion and fixation implant | TL pedicle screw - Shank, tulip | MEDTRONIC | SCREW MAS 6.5X50 CC | 55840006550 | Standalone | DE0008698 | As per HSA registered indication(s) except for radiolucent implants which should be used as follows:  in patients with primary or metastatic spinal tumours who would benefit from post-operative high dose high precision beam therapy upon appropriate and stringent patient selection;  Patient selection should be done via standardised assessment such as the neurological-oncological-mechanical systemic (NOMS) framework; and  The assessment should be carried out by a multidisciplinary team (MDT), which may be inclusive of, but not limited to, radiation oncologists, spine surgeons and interventional radiologists, among others.
Orthopaedics | Spine - Thoracolumbar (TL) and sacral surgery | TL and sacral fusion and fixation implant | TL pedicle screw - Shank, tulip | MEDTRONIC | SCREW MAS 6.5X55 CC | 55840006555 | Standalone | DE0008698 | As per HSA registered indication(s) except for radiolucent implants which should be used as follows:  in patients with primary or metastatic spinal tumours who would benefit from post-operative high dose high precision beam therapy upon appropriate and stringent patient selection;  Patient selection should be done via standardised assessment such as the neurological-oncological-mechanical systemic (NOMS) framework; and  The assessment should be carried out by a multidisciplinary team (MDT), which may be inclusive of, but not limited to, radiation oncologists, spine surgeons and interventional radiologists, among others.
Orthopaedics | Spine - Thoracolumbar (TL) and sacral surgery | TL and sacral fusion and fixation implant | TL pedicle screw - Shank, tulip | MEDTRONIC | SCREW MAS 6.5X60 CC | 55840006560 | Standalone | DE0008698 | As per HSA registered indication(s) except for radiolucent implants which should be used as follows:  in patients with primary or metastatic spinal tumours who would benefit from post-operative high dose high precision beam therapy upon appropriate and stringent patient selection;  Patient selection should be done via standardised assessment such as the neurological-oncological-mechanical systemic (NOMS) framework; and  The assessment should be carried out by a multidisciplinary team (MDT), which may be inclusive of, but not limited to, radiation oncologists, spine surgeons and interventional radiologists, among others.
Orthopaedics | Spine - Thoracolumbar (TL) and sacral surgery | TL and sacral fusion and fixation implant | TL pedicle screw - Shank, tulip | MEDTRONIC | SCREW MAS 7.5X30 CC | 55840007530 | Standalone | DE0008698 | As per HSA registered indication(s) except for radiolucent implants which should be used as follows:  in patients with primary or metastatic spinal tumours who would benefit from post-operative high dose high precision beam therapy upon appropriate and stringent patient selection;  Patient selection should be done via standardised assessment such as the neurological-oncological-mechanical systemic (NOMS) framework; and  The assessment should be carried out by a multidisciplinary team (MDT), which may be inclusive of, but not limited to, radiation oncologists, spine surgeons and interventional radiologists, among others.
Orthopaedics | Spine - Thoracolumbar (TL) and sacral surgery | TL and sacral fusion and fixation implant | TL pedicle screw - Shank, tulip | MEDTRONIC | SCREW MAS 7.5X35 CC | 55840007535 | Standalone | DE0008698 | As per HSA registered indication(s) except for radiolucent implants which should be used as follows:  in patients with primary or metastatic spinal tumours who would benefit from post-operative high dose high precision beam therapy upon appropriate and stringent patient selection;  Patient selection should be done via standardised assessment such as the neurological-oncological-mechanical systemic (NOMS) framework; and  The assessment should be carried out by a multidisciplinary team (MDT), which may be inclusive of, but not limited to, radiation oncologists, spine surgeons and interventional radiologists, among others.
Orthopaedics | Spine - Thoracolumbar (TL) and sacral surgery | TL and sacral fusion and fixation implant | TL pedicle screw - Shank, tulip | MEDTRONIC | SCREW MAS 7.5X40 CC | 55840007540 | Standalone | DE0008698 | As per HSA registered indication(s) except for radiolucent implants which should be used as follows:  in patients with primary or metastatic spinal tumours who would benefit from post-operative high dose high precision beam therapy upon appropriate and stringent patient selection;  Patient selection should be done via standardised assessment such as the neurological-oncological-mechanical systemic (NOMS) framework; and  The assessment should be carried out by a multidisciplinary team (MDT), which may be inclusive of, but not limited to, radiation oncologists, spine surgeons and interventional radiologists, among others.
Orthopaedics | Spine - Thoracolumbar (TL) and sacral surgery | TL and sacral fusion and fixation implant | TL pedicle screw - Shank, tulip | MEDTRONIC | SCREW MAS 7.5X45 CC | 55840007545 | Standalone | DE0008698 | As per HSA registered indication(s) except for radiolucent implants which should be used as follows:  in patients with primary or metastatic spinal tumours who would benefit from post-operative high dose high precision beam therapy upon appropriate and stringent patient selection;  Patient selection should be done via standardised assessment such as the neurological-oncological-mechanical systemic (NOMS) framework; and  The assessment should be carried out by a multidisciplinary team (MDT), which may be inclusive of, but not limited to, radiation oncologists, spine surgeons and interventional radiologists, among others.
Orthopaedics | Spine - Thoracolumbar (TL) and sacral surgery | TL and sacral fusion and fixation implant | TL pedicle screw - Shank, tulip | MEDTRONIC | SCREW MAS 7.5X50 CC | 55840007550 | Standalone | DE0008698 | As per HSA registered indication(s) except for radiolucent implants which should be used as follows:  in patients with primary or metastatic spinal tumours who would benefit from post-operative high dose high precision beam therapy upon appropriate and stringent patient selection;  Patient selection should be done via standardised assessment such as the neurological-oncological-mechanical systemic (NOMS) framework; and  The assessment should be carried out by a multidisciplinary team (MDT), which may be inclusive of, but not limited to, radiation oncologists, spine surgeons and interventional radiologists, among others.
Orthopaedics | Spine - Thoracolumbar (TL) and sacral surgery | TL and sacral fusion and fixation implant | TL pedicle screw - Shank, tulip | MEDTRONIC | SCREW MAS 7.5X55 CC | 55840007555 | Standalone | DE0008698 | As per HSA registered indication(s) except for radiolucent implants which should be used as follows:  in patients with primary or metastatic spinal tumours who would benefit from post-operative high dose high precision beam therapy upon appropriate and stringent patient selection;  Patient selection should be done via standardised assessment such as the neurological-oncological-mechanical systemic (NOMS) framework; and  The assessment should be carried out by a multidisciplinary team (MDT), which may be inclusive of, but not limited to, radiation oncologists, spine surgeons and interventional radiologists, among others.
Orthopaedics | Spine - Thoracolumbar (TL) and sacral surgery | TL and sacral fusion and fixation implant | TL pedicle screw - Shank, tulip | MEDTRONIC | SCREW MAS 7.5X60 CC | 55840007560 | Standalone | DE0008698 | As per HSA registered indication(s) except for radiolucent implants which should be used as follows:  in patients with primary or metastatic spinal tumours who would benefit from post-operative high dose high precision beam therapy upon appropriate and stringent patient selection;  Patient selection should be done via standardised assessment such as the neurological-oncological-mechanical systemic (NOMS) framework; and  The assessment should be carried out by a multidisciplinary team (MDT), which may be inclusive of, but not limited to, radiation oncologists, spine surgeons and interventional radiologists, among others.
Orthopaedics | Spine - Thoracolumbar (TL) and sacral surgery | TL and sacral fusion and fixation implant | TL pedicle screw - Shank, tulip | MEDTRONIC | SCREW MAS 8.5X25 CC | 55840008525 | Standalone | DE0008698 | As per HSA registered indication(s) except for radiolucent implants which should be used as follows:  in patients with primary or metastatic spinal tumours who would benefit from post-operative high dose high precision beam therapy upon appropriate and stringent patient selection;  Patient selection should be done via standardised assessment such as the neurological-oncological-mechanical systemic (NOMS) framework; and  The assessment should be carried out by a multidisciplinary team (MDT), which may be inclusive of, but not limited to, radiation oncologists, spine surgeons and interventional radiologists, among others.
Orthopaedics | Spine - Thoracolumbar (TL) and sacral surgery | TL and sacral fusion and fixation implant | TL pedicle screw - Shank, tulip | MEDTRONIC | SCREW MAS 8.5X30 CC | 55840008530 | Standalone | DE0008698 | As per HSA registered indication(s) except for radiolucent implants which should be used as follows:  in patients with primary or metastatic spinal tumours who would benefit from post-operative high dose high precision beam therapy upon appropriate and stringent patient selection;  Patient selection should be done via standardised assessment such as the neurological-oncological-mechanical systemic (NOMS) framework; and  The assessment should be carried out by a multidisciplinary team (MDT), which may be inclusive of, but not limited to, radiation oncologists, spine surgeons and interventional radiologists, among others.
Orthopaedics | Spine - Thoracolumbar (TL) and sacral surgery | TL and sacral fusion and fixation implant | TL pedicle screw - Shank, tulip | MEDTRONIC | SCREW MAS 8.5X35 CC | 55840008535 | Standalone | DE0008698 | As per HSA registered indication(s) except for radiolucent implants which should be used as follows:  in patients with primary or metastatic spinal tumours who would benefit from post-operative high dose high precision beam therapy upon appropriate and stringent patient selection;  Patient selection should be done via standardised assessment such as the neurological-oncological-mechanical systemic (NOMS) framework; and  The assessment should be carried out by a multidisciplinary team (MDT), which may be inclusive of, but not limited to, radiation oncologists, spine surgeons and interventional radiologists, among others.
Orthopaedics | Spine - Thoracolumbar (TL) and sacral surgery | TL and sacral fusion and fixation implant | TL pedicle screw - Shank, tulip | MEDTRONIC | SCREW MAS 8.5X40 CC | 55840008540 | Standalone | DE0008698 | As per HSA registered indication(s) except for radiolucent implants which should be used as follows:  in patients with primary or metastatic spinal tumours who would benefit from post-operative high dose high precision beam therapy upon appropriate and stringent patient selection;  Patient selection should be done via standardised assessment such as the neurological-oncological-mechanical systemic (NOMS) framework; and  The assessment should be carried out by a multidisciplinary team (MDT), which may be inclusive of, but not limited to, radiation oncologists, spine surgeons and interventional radiologists, among others.
Orthopaedics | Spine - Thoracolumbar (TL) and sacral surgery | TL and sacral fusion and fixation implant | TL pedicle screw - Shank, tulip | MEDTRONIC | SCREW MAS 8.5X45 CC | 55840008545 | Standalone | DE0008698 | As per HSA registered indication(s) except for radiolucent implants which should be used as follows:  in patients with primary or metastatic spinal tumours who would benefit from post-operative high dose high precision beam therapy upon appropriate and stringent patient selection;  Patient selection should be done via standardised assessment such as the neurological-oncological-mechanical systemic (NOMS) framework; and  The assessment should be carried out by a multidisciplinary team (MDT), which may be inclusive of, but not limited to, radiation oncologists, spine surgeons and interventional radiologists, among others.
Orthopaedics | Spine - Thoracolumbar (TL) and sacral surgery | TL and sacral fusion and fixation implant | TL pedicle screw - Shank, tulip | MEDTRONIC | SCREW MAS 8.5X50 CC | 55840008550 | Standalone | DE0008698 | As per HSA registered indication(s) except for radiolucent implants which should be used as follows:  in patients with primary or metastatic spinal tumours who would benefit from post-operative high dose high precision beam therapy upon appropriate and stringent patient selection;  Patient selection should be done via standardised assessment such as the neurological-oncological-mechanical systemic (NOMS) framework; and  The assessment should be carried out by a multidisciplinary team (MDT), which may be inclusive of, but not limited to, radiation oncologists, spine surgeons and interventional radiologists, among others.
Orthopaedics | Spine - Thoracolumbar (TL) and sacral surgery | TL and sacral fusion and fixation implant | TL pedicle screw - Shank, tulip | MEDTRONIC | SCREW MAS 8.5X55 CC | 55840008555 | Standalone | DE0008698 | As per HSA registered indication(s) except for radiolucent implants which should be used as follows:  in patients with primary or metastatic spinal tumours who would benefit from post-operative high dose high precision beam therapy upon appropriate and stringent patient selection;  Patient selection should be done via standardised assessment such as the neurological-oncological-mechanical systemic (NOMS) framework; and  The assessment should be carried out by a multidisciplinary team (MDT), which may be inclusive of, but not limited to, radiation oncologists, spine surgeons and interventional radiologists, among others.
Orthopaedics | Spine - Thoracolumbar (TL) and sacral surgery | TL and sacral fusion and fixation implant | TL pedicle screw - Shank, tulip | MEDTRONIC | SCREW MAS 9.5X25 CC | 55840009525 | Standalone | DE0008698 | As per HSA registered indication(s) except for radiolucent implants which should be used as follows:  in patients with primary or metastatic spinal tumours who would benefit from post-operative high dose high precision beam therapy upon appropriate and stringent patient selection;  Patient selection should be done via standardised assessment such as the neurological-oncological-mechanical systemic (NOMS) framework; and  The assessment should be carried out by a multidisciplinary team (MDT), which may be inclusive of, but not limited to, radiation oncologists, spine surgeons and interventional radiologists, among others.
Orthopaedics | Spine - Thoracolumbar (TL) and sacral surgery | TL and sacral fusion and fixation implant | TL pedicle screw - Shank, tulip | MEDTRONIC | SCREW MAS 9.5X30 CC | 55840009530 | Standalone | DE0008698 | As per HSA registered indication(s) except for radiolucent implants which should be used as follows:  in patients with primary or metastatic spinal tumours who would benefit from post-operative high dose high precision beam therapy upon appropriate and stringent patient selection;  Patient selection should be done via standardised assessment such as the neurological-oncological-mechanical systemic (NOMS) framework; and  The assessment should be carried out by a multidisciplinary team (MDT), which may be inclusive of, but not limited to, radiation oncologists, spine surgeons and interventional radiologists, among others.
Orthopaedics | Spine - Thoracolumbar (TL) and sacral surgery | TL and sacral fusion and fixation implant | TL pedicle screw - Shank, tulip | MEDTRONIC | SCREW MAS 9.5X35 CC | 55840009535 | Standalone | DE0008698 | As per HSA registered indication(s) except for radiolucent implants which should be used as follows:  in patients with primary or metastatic spinal tumours who would benefit from post-operative high dose high precision beam therapy upon appropriate and stringent patient selection;  Patient selection should be done via standardised assessment such as the neurological-oncological-mechanical systemic (NOMS) framework; and  The assessment should be carried out by a multidisciplinary team (MDT), which may be inclusive of, but not limited to, radiation oncologists, spine surgeons and interventional radiologists, among others.
Orthopaedics | Spine - Thoracolumbar (TL) and sacral surgery | TL and sacral fusion and fixation implant | TL pedicle screw - Shank, tulip | MEDTRONIC | SCREW MAS 9.5X40 CC | 55840009540 | Standalone | DE0008698 | As per HSA registered indication(s) except for radiolucent implants which should be used as follows:  in patients with primary or metastatic spinal tumours who would benefit from post-operative high dose high precision beam therapy upon appropriate and stringent patient selection;  Patient selection should be done via standardised assessment such as the neurological-oncological-mechanical systemic (NOMS) framework; and  The assessment should be carried out by a multidisciplinary team (MDT), which may be inclusive of, but not limited to, radiation oncologists, spine surgeons and interventional radiologists, among others.
Orthopaedics | Spine - Thoracolumbar (TL) and sacral surgery | TL and sacral fusion and fixation implant | TL pedicle screw - Shank, tulip | MEDTRONIC | SCREW MAS 9.5X45 CC | 55840009545 | Standalone | DE0008698 | As per HSA registered indication(s) except for radiolucent implants which should be used as follows:  in patients with primary or metastatic spinal tumours who would benefit from post-operative high dose high precision beam therapy upon appropriate and stringent patient selection;  Patient selection should be done via standardised assessment such as the neurological-oncological-mechanical systemic (NOMS) framework; and  The assessment should be carried out by a multidisciplinary team (MDT), which may be inclusive of, but not limited to, radiation oncologists, spine surgeons and interventional radiologists, among others.
Orthopaedics | Spine - Thoracolumbar (TL) and sacral surgery | TL and sacral fusion and fixation implant | TL pedicle screw - Shank, tulip | MEDTRONIC | SCREW MAS 9.5X50 CC | 55840009550 | Standalone | DE0008698 | As per HSA registered indication(s) except for radiolucent implants which should be used as follows:  in patients with primary or metastatic spinal tumours who would benefit from post-operative high dose high precision beam therapy upon appropriate and stringent patient selection;  Patient selection should be done via standardised assessment such as the neurological-oncological-mechanical systemic (NOMS) framework; and  The assessment should be carried out by a multidisciplinary team (MDT), which may be inclusive of, but not limited to, radiation oncologists, spine surgeons and interventional radiologists, among others.
Orthopaedics | Spine - Thoracolumbar (TL) and sacral surgery | TL and sacral fusion and fixation implant | TL pedicle screw - Shank, tulip | MEDTRONIC | SCREW MAS 9.5X55 CC | 55840009555 | Standalone | DE0008698 | As per HSA registered indication(s) except for radiolucent implants which should be used as follows:  in patients with primary or metastatic spinal tumours who would benefit from post-operative high dose high precision beam therapy upon appropriate and stringent patient selection;  Patient selection should be done via standardised assessment such as the neurological-oncological-mechanical systemic (NOMS) framework; and  The assessment should be carried out by a multidisciplinary team (MDT), which may be inclusive of, but not limited to, radiation oncologists, spine surgeons and interventional radiologists, among others.
Orthopaedics | Spine - Occipito-cervical (OC) surgery | Cervical interbody cage | Cervical interbody fixation accessories | MEDTRONIC | SCREW PK2 G6633511 SA S-T 3.5mm x 11mm | G6633511 | Package | DE0019068 | As per HSA registered indication(s)
Orthopaedics | Spine - Occipito-cervical (OC) surgery | Cervical interbody cage | Cervical interbody fixation accessories | MEDTRONIC | SCREW PK2 G6633513 SA S-T 3.5mm x 13mm | G6633513 | Package | DE0019068 | As per HSA registered indication(s)
Orthopaedics | Spine - Occipito-cervical (OC) surgery | Cervical interbody cage | Cervical interbody fixation accessories | MEDTRONIC | SCREW PK2 G6633515 SA S-T 3.5mm x 15mm | G6633515 | Package | DE0019068 | As per HSA registered indication(s)
Orthopaedics | Spine - Occipito-cervical (OC) surgery | OC fusion and fixation implant | Fixation screw for plates | MEDTRONIC | SCREW ZEVO 4.5MM X 15MM, SLOT SCREW | 7710015 | Standalone | DE0501023 | As per HSA registered indication(s)
Orthopaedics | Spine - Occipito-cervical (OC) surgery | Cervical artificial disc replacement (C-ADR) package | C-ADR package | GLOBUS MEDICAL | SECURE-C Core, 11x12, 7mm | 414.107S | Standalone | DE0504133 | - Skeletally mature patients with symptomatic single level or two contiguous level of cervical and arm or neck pain and/or neurologic deficit confirmed by radiographic imaging, who failed to respond to conservative medical management, who require reconstruction of the cervical spinal disc, and who have at least one of the following conditions: - herniated nucleus pulposus; - spondylosis (defined by the presence of osteophytes); - visible loss of disc height compared to adjacent levels; or - symptomatic spinal stenosis with radiculopathy.
Orthopaedics | Spine - Occipito-cervical (OC) surgery | Cervical artificial disc replacement (C-ADR) package | C-ADR package | GLOBUS MEDICAL | SECURE-C Core, 11x12, 8mm | 414.108S | Standalone | DE0504133 | - Skeletally mature patients with symptomatic single level or two contiguous level of cervical and arm or neck pain and/or neurologic deficit confirmed by radiographic imaging, who failed to respond to conservative medical management, who require reconstruction of the cervical spinal disc, and who have at least one of the following conditions: - herniated nucleus pulposus; - spondylosis (defined by the presence of osteophytes); - visible loss of disc height compared to adjacent levels; or - symptomatic spinal stenosis with radiculopathy.
Orthopaedics | Spine - Occipito-cervical (OC) surgery | Cervical artificial disc replacement (C-ADR) package | C-ADR package | GLOBUS MEDICAL | SECURE-C Core, 11x12, 9mm | 414.109S | Standalone | DE0504133 | - Skeletally mature patients with symptomatic single level or two contiguous level of cervical and arm or neck pain and/or neurologic deficit confirmed by radiographic imaging, who failed to respond to conservative medical management, who require reconstruction of the cervical spinal disc, and who have at least one of the following conditions: - herniated nucleus pulposus; - spondylosis (defined by the presence of osteophytes); - visible loss of disc height compared to adjacent levels; or - symptomatic spinal stenosis with radiculopathy.
Orthopaedics | Spine - Occipito-cervical (OC) surgery | Cervical artificial disc replacement (C-ADR) package | C-ADR package | GLOBUS MEDICAL | SECURE-C Core, 13x14, 7mm | 414.207S | Standalone | DE0504133 | - Skeletally mature patients with symptomatic single level or two contiguous level of cervical and arm or neck pain and/or neurologic deficit confirmed by radiographic imaging, who failed to respond to conservative medical management, who require reconstruction of the cervical spinal disc, and who have at least one of the following conditions: - herniated nucleus pulposus; - spondylosis (defined by the presence of osteophytes); - visible loss of disc height compared to adjacent levels; or - symptomatic spinal stenosis with radiculopathy.
Orthopaedics | Spine - Occipito-cervical (OC) surgery | Cervical artificial disc replacement (C-ADR) package | C-ADR package | GLOBUS MEDICAL | SECURE-C Core, 13x14, 8mm | 414.208S | Standalone | DE0504133 | - Skeletally mature patients with symptomatic single level or two contiguous level of cervical and arm or neck pain and/or neurologic deficit confirmed by radiographic imaging, who failed to respond to conservative medical management, who require reconstruction of the cervical spinal disc, and who have at least one of the following conditions: - herniated nucleus pulposus; - spondylosis (defined by the presence of osteophytes); - visible loss of disc height compared to adjacent levels; or - symptomatic spinal stenosis with radiculopathy.
Orthopaedics | Spine - Occipito-cervical (OC) surgery | Cervical artificial disc replacement (C-ADR) package | C-ADR package | GLOBUS MEDICAL | SECURE-C Core, 13x14, 9mm | 414.209S | Standalone | DE0504133 | - Skeletally mature patients with symptomatic single level or two contiguous level of cervical and arm or neck pain and/or neurologic deficit confirmed by radiographic imaging, who failed to respond to conservative medical management, who require reconstruction of the cervical spinal disc, and who have at least one of the following conditions: - herniated nucleus pulposus; - spondylosis (defined by the presence of osteophytes); - visible loss of disc height compared to adjacent levels; or - symptomatic spinal stenosis with radiculopathy.
Orthopaedics | Spine - Occipito-cervical (OC) surgery | Cervical artificial disc replacement (C-ADR) package | C-ADR package | GLOBUS MEDICAL | SECURE-C Core, 14x16, 7mm | 414.307S | Standalone | DE0504133 | - Skeletally mature patients with symptomatic single level or two contiguous level of cervical and arm or neck pain and/or neurologic deficit confirmed by radiographic imaging, who failed to respond to conservative medical management, who require reconstruction of the cervical spinal disc, and who have at least one of the following conditions: - herniated nucleus pulposus; - spondylosis (defined by the presence of osteophytes); - visible loss of disc height compared to adjacent levels; or - symptomatic spinal stenosis with radiculopathy.
Orthopaedics | Spine - Occipito-cervical (OC) surgery | Cervical artificial disc replacement (C-ADR) package | C-ADR package | GLOBUS MEDICAL | SECURE-C Core, 14x16, 8mm | 414.308S | Standalone | DE0504133 | - Skeletally mature patients with symptomatic single level or two contiguous level of cervical and arm or neck pain and/or neurologic deficit confirmed by radiographic imaging, who failed to respond to conservative medical management, who require reconstruction of the cervical spinal disc, and who have at least one of the following conditions: - herniated nucleus pulposus; - spondylosis (defined by the presence of osteophytes); - visible loss of disc height compared to adjacent levels; or - symptomatic spinal stenosis with radiculopathy.
Orthopaedics | Spine - Occipito-cervical (OC) surgery | Cervical artificial disc replacement (C-ADR) package | C-ADR package | GLOBUS MEDICAL | SECURE-C Core, 14x16, 9mm | 414.309S | Standalone | DE0504133 | - Skeletally mature patients with symptomatic single level or two contiguous level of cervical and arm or neck pain and/or neurologic deficit confirmed by radiographic imaging, who failed to respond to conservative medical management, who require reconstruction of the cervical spinal disc, and who have at least one of the following conditions: - herniated nucleus pulposus; - spondylosis (defined by the presence of osteophytes); - visible loss of disc height compared to adjacent levels; or - symptomatic spinal stenosis with radiculopathy.
Orthopaedics | Spine - Occipito-cervical (OC) surgery | Cervical artificial disc replacement (C-ADR) package | C-ADR package | GLOBUS MEDICAL | SECURE-C Endplate Assembly, 11x12, 0DEG | 714.100S | Standalone | DE0504133 | - Skeletally mature patients with symptomatic single level or two contiguous level of cervical and arm or neck pain and/or neurologic deficit confirmed by radiographic imaging, who failed to respond to conservative medical management, who require reconstruction of the cervical spinal disc, and who have at least one of the following conditions: - herniated nucleus pulposus; - spondylosis (defined by the presence of osteophytes); - visible loss of disc height compared to adjacent levels; or - symptomatic spinal stenosis with radiculopathy.
Orthopaedics | Spine - Occipito-cervical (OC) surgery | Cervical artificial disc replacement (C-ADR) package | C-ADR package | GLOBUS MEDICAL | SECURE-C Endplate Assembly, 11x12, 0DEG with SECURE-C Core, 11x12, 7mm | SC01 | Package | DE0504133 | - Skeletally mature patients with symptomatic single level or two contiguous level of cervical and arm or neck pain and/or neurologic deficit confirmed by radiographic imaging, who failed to respond to conservative medical management, who require reconstruction of the cervical spinal disc, and who have at least one of the following conditions: - herniated nucleus pulposus; - spondylosis (defined by the presence of osteophytes); - visible loss of disc height compared to adjacent levels; or - symptomatic spinal stenosis with radiculopathy.
Orthopaedics | Spine - Occipito-cervical (OC) surgery | Cervical artificial disc replacement (C-ADR) package | C-ADR package | GLOBUS MEDICAL | SECURE-C Endplate Assembly, 11x12, 0DEG with SECURE-C Core, 11x12, 8mm | SC02 | Package | DE0504133 | - Skeletally mature patients with symptomatic single level or two contiguous level of cervical and arm or neck pain and/or neurologic deficit confirmed by radiographic imaging, who failed to respond to conservative medical management, who require reconstruction of the cervical spinal disc, and who have at least one of the following conditions: - herniated nucleus pulposus; - spondylosis (defined by the presence of osteophytes); - visible loss of disc height compared to adjacent levels; or - symptomatic spinal stenosis with radiculopathy.
Orthopaedics | Spine - Occipito-cervical (OC) surgery | Cervical artificial disc replacement (C-ADR) package | C-ADR package | GLOBUS MEDICAL | SECURE-C Endplate Assembly, 11x12, 0DEG with SECURE-C Core, 11x12, 9mm | SC03 | Package | DE0504133 | - Skeletally mature patients with symptomatic single level or two contiguous level of cervical and arm or neck pain and/or neurologic deficit confirmed by radiographic imaging, who failed to respond to conservative medical management, who require reconstruction of the cervical spinal disc, and who have at least one of the following conditions: - herniated nucleus pulposus; - spondylosis (defined by the presence of osteophytes); - visible loss of disc height compared to adjacent levels; or - symptomatic spinal stenosis with radiculopathy.
Orthopaedics | Spine - Occipito-cervical (OC) surgery | Cervical artificial disc replacement (C-ADR) package | C-ADR package | GLOBUS MEDICAL | SECURE-C Endplate Assembly, 11x12, 6DEG | 714.106S | Standalone | DE0504133 | - Skeletally mature patients with symptomatic single level or two contiguous level of cervical and arm or neck pain and/or neurologic deficit confirmed by radiographic imaging, who failed to respond to conservative medical management, who require reconstruction of the cervical spinal disc, and who have at least one of the following conditions: - herniated nucleus pulposus; - spondylosis (defined by the presence of osteophytes); - visible loss of disc height compared to adjacent levels; or - symptomatic spinal stenosis with radiculopathy.
Orthopaedics | Spine - Occipito-cervical (OC) surgery | Cervical artificial disc replacement (C-ADR) package | C-ADR package | GLOBUS MEDICAL | SECURE-C Endplate Assembly, 11x12, 6DEG with SECURE-C Core, 11x12, 7mm | SC04 | Package | DE0504133 | - Skeletally mature patients with symptomatic single level or two contiguous level of cervical and arm or neck pain and/or neurologic deficit confirmed by radiographic imaging, who failed to respond to conservative medical management, who require reconstruction of the cervical spinal disc, and who have at least one of the following conditions: - herniated nucleus pulposus; - spondylosis (defined by the presence of osteophytes); - visible loss of disc height compared to adjacent levels; or - symptomatic spinal stenosis with radiculopathy.
Orthopaedics | Spine - Occipito-cervical (OC) surgery | Cervical artificial disc replacement (C-ADR) package | C-ADR package | GLOBUS MEDICAL | SECURE-C Endplate Assembly, 11x12, 6DEG with SECURE-C Core, 11x12, 8mm | SC05 | Package | DE0504133 | - Skeletally mature patients with symptomatic single level or two contiguous level of cervical and arm or neck pain and/or neurologic deficit confirmed by radiographic imaging, who failed to respond to conservative medical management, who require reconstruction of the cervical spinal disc, and who have at least one of the following conditions: - herniated nucleus pulposus; - spondylosis (defined by the presence of osteophytes); - visible loss of disc height compared to adjacent levels; or - symptomatic spinal stenosis with radiculopathy.
Orthopaedics | Spine - Occipito-cervical (OC) surgery | Cervical artificial disc replacement (C-ADR) package | C-ADR package | GLOBUS MEDICAL | SECURE-C Endplate Assembly, 11x12, 6DEG with SECURE-C Core, 11x12, 9mm | SC06 | Package | DE0504133 | - Skeletally mature patients with symptomatic single level or two contiguous level of cervical and arm or neck pain and/or neurologic deficit confirmed by radiographic imaging, who failed to respond to conservative medical management, who require reconstruction of the cervical spinal disc, and who have at least one of the following conditions: - herniated nucleus pulposus; - spondylosis (defined by the presence of osteophytes); - visible loss of disc height compared to adjacent levels; or - symptomatic spinal stenosis with radiculopathy.
Orthopaedics | Spine - Occipito-cervical (OC) surgery | Cervical artificial disc replacement (C-ADR) package | C-ADR package | GLOBUS MEDICAL | SECURE-C Endplate Assembly, 13x14, 0DEG | 714.200S | Standalone | DE0504133 | - Skeletally mature patients with symptomatic single level or two contiguous level of cervical and arm or neck pain and/or neurologic deficit confirmed by radiographic imaging, who failed to respond to conservative medical management, who require reconstruction of the cervical spinal disc, and who have at least one of the following conditions: - herniated nucleus pulposus; - spondylosis (defined by the presence of osteophytes); - visible loss of disc height compared to adjacent levels; or - symptomatic spinal stenosis with radiculopathy.
Orthopaedics | Spine - Occipito-cervical (OC) surgery | Cervical artificial disc replacement (C-ADR) package | C-ADR package | GLOBUS MEDICAL | SECURE-C Endplate Assembly, 13x14, 0DEG with SECURE-C Core, 13x14, 7mm | SC07 | Package | DE0504133 | - Skeletally mature patients with symptomatic single level or two contiguous level of cervical and arm or neck pain and/or neurologic deficit confirmed by radiographic imaging, who failed to respond to conservative medical management, who require reconstruction of the cervical spinal disc, and who have at least one of the following conditions: - herniated nucleus pulposus; - spondylosis (defined by the presence of osteophytes); - visible loss of disc height compared to adjacent levels; or - symptomatic spinal stenosis with radiculopathy.
Orthopaedics | Spine - Occipito-cervical (OC) surgery | Cervical artificial disc replacement (C-ADR) package | C-ADR package | GLOBUS MEDICAL | SECURE-C Endplate Assembly, 13x14, 0DEG with SECURE-C Core, 13x14, 8mm | SC08 | Package | DE0504133 | - Skeletally mature patients with symptomatic single level or two contiguous level of cervical and arm or neck pain and/or neurologic deficit confirmed by radiographic imaging, who failed to respond to conservative medical management, who require reconstruction of the cervical spinal disc, and who have at least one of the following conditions: - herniated nucleus pulposus; - spondylosis (defined by the presence of osteophytes); - visible loss of disc height compared to adjacent levels; or - symptomatic spinal stenosis with radiculopathy.
Orthopaedics | Spine - Occipito-cervical (OC) surgery | Cervical artificial disc replacement (C-ADR) package | C-ADR package | GLOBUS MEDICAL | SECURE-C Endplate Assembly, 13x14, 0DEG with SECURE-C Core, 13x14, 9mm | SC09 | Package | DE0504133 | - Skeletally mature patients with symptomatic single level or two contiguous level of cervical and arm or neck pain and/or neurologic deficit confirmed by radiographic imaging, who failed to respond to conservative medical management, who require reconstruction of the cervical spinal disc, and who have at least one of the following conditions: - herniated nucleus pulposus; - spondylosis (defined by the presence of osteophytes); - visible loss of disc height compared to adjacent levels; or - symptomatic spinal stenosis with radiculopathy.
Orthopaedics | Spine - Occipito-cervical (OC) surgery | Cervical artificial disc replacement (C-ADR) package | C-ADR package | GLOBUS MEDICAL | SECURE-C Endplate Assembly, 13x14, 6DEG | 714.206S | Standalone | DE0504133 | - Skeletally mature patients with symptomatic single level or two contiguous level of cervical and arm or neck pain and/or neurologic deficit confirmed by radiographic imaging, who failed to respond to conservative medical management, who require reconstruction of the cervical spinal disc, and who have at least one of the following conditions: - herniated nucleus pulposus; - spondylosis (defined by the presence of osteophytes); - visible loss of disc height compared to adjacent levels; or - symptomatic spinal stenosis with radiculopathy.
Orthopaedics | Spine - Occipito-cervical (OC) surgery | Cervical artificial disc replacement (C-ADR) package | C-ADR package | GLOBUS MEDICAL | SECURE-C Endplate Assembly, 13x14, 6DEG with SECURE-C Core, 13x14, 7mm | SC10 | Package | DE0504133 | - Skeletally mature patients with symptomatic single level or two contiguous level of cervical and arm or neck pain and/or neurologic deficit confirmed by radiographic imaging, who failed to respond to conservative medical management, who require reconstruction of the cervical spinal disc, and who have at least one of the following conditions: - herniated nucleus pulposus; - spondylosis (defined by the presence of osteophytes); - visible loss of disc height compared to adjacent levels; or - symptomatic spinal stenosis with radiculopathy.
Orthopaedics | Spine - Occipito-cervical (OC) surgery | Cervical artificial disc replacement (C-ADR) package | C-ADR package | GLOBUS MEDICAL | SECURE-C Endplate Assembly, 13x14, 6DEG with SECURE-C Core, 13x14, 8mm | SC11 | Package | DE0504133 | - Skeletally mature patients with symptomatic single level or two contiguous level of cervical and arm or neck pain and/or neurologic deficit confirmed by radiographic imaging, who failed to respond to conservative medical management, who require reconstruction of the cervical spinal disc, and who have at least one of the following conditions: - herniated nucleus pulposus; - spondylosis (defined by the presence of osteophytes); - visible loss of disc height compared to adjacent levels; or - symptomatic spinal stenosis with radiculopathy.
Orthopaedics | Spine - Occipito-cervical (OC) surgery | Cervical artificial disc replacement (C-ADR) package | C-ADR package | GLOBUS MEDICAL | SECURE-C Endplate Assembly, 13x14, 6DEG with SECURE-C Core, 13x14, 9mm | SC12 | Package | DE0504133 | - Skeletally mature patients with symptomatic single level or two contiguous level of cervical and arm or neck pain and/or neurologic deficit confirmed by radiographic imaging, who failed to respond to conservative medical management, who require reconstruction of the cervical spinal disc, and who have at least one of the following conditions: - herniated nucleus pulposus; - spondylosis (defined by the presence of osteophytes); - visible loss of disc height compared to adjacent levels; or - symptomatic spinal stenosis with radiculopathy.
Orthopaedics | Spine - Occipito-cervical (OC) surgery | Cervical artificial disc replacement (C-ADR) package | C-ADR package | GLOBUS MEDICAL | SECURE-C Endplate Assembly, 14x16, 0DEG | 714.300S | Standalone | DE0504133 | - Skeletally mature patients with symptomatic single level or two contiguous level of cervical and arm or neck pain and/or neurologic deficit confirmed by radiographic imaging, who failed to respond to conservative medical management, who require reconstruction of the cervical spinal disc, and who have at least one of the following conditions: - herniated nucleus pulposus; - spondylosis (defined by the presence of osteophytes); - visible loss of disc height compared to adjacent levels; or - symptomatic spinal stenosis with radiculopathy.
Orthopaedics | Spine - Occipito-cervical (OC) surgery | Cervical artificial disc replacement (C-ADR) package | C-ADR package | GLOBUS MEDICAL | SECURE-C Endplate Assembly, 14x16, 0DEG with SECURE-C Core, 14x16, 7mm | SC13 | Package | DE0504133 | - Skeletally mature patients with symptomatic single level or two contiguous level of cervical and arm or neck pain and/or neurologic deficit confirmed by radiographic imaging, who failed to respond to conservative medical management, who require reconstruction of the cervical spinal disc, and who have at least one of the following conditions: - herniated nucleus pulposus; - spondylosis (defined by the presence of osteophytes); - visible loss of disc height compared to adjacent levels; or - symptomatic spinal stenosis with radiculopathy.
Orthopaedics | Spine - Occipito-cervical (OC) surgery | Cervical artificial disc replacement (C-ADR) package | C-ADR package | GLOBUS MEDICAL | SECURE-C Endplate Assembly, 14x16, 0DEG with SECURE-C Core, 14x16, 8mm | SC14 | Package | DE0504133 | - Skeletally mature patients with symptomatic single level or two contiguous level of cervical and arm or neck pain and/or neurologic deficit confirmed by radiographic imaging, who failed to respond to conservative medical management, who require reconstruction of the cervical spinal disc, and who have at least one of the following conditions: - herniated nucleus pulposus; - spondylosis (defined by the presence of osteophytes); - visible loss of disc height compared to adjacent levels; or - symptomatic spinal stenosis with radiculopathy.
Orthopaedics | Spine - Occipito-cervical (OC) surgery | Cervical artificial disc replacement (C-ADR) package | C-ADR package | GLOBUS MEDICAL | SECURE-C Endplate Assembly, 14x16, 0DEG with SECURE-C Core, 14x16, 9mm | SC15 | Package | DE0504133 | - Skeletally mature patients with symptomatic single level or two contiguous level of cervical and arm or neck pain and/or neurologic deficit confirmed by radiographic imaging, who failed to respond to conservative medical management, who require reconstruction of the cervical spinal disc, and who have at least one of the following conditions: - herniated nucleus pulposus; - spondylosis (defined by the presence of osteophytes); - visible loss of disc height compared to adjacent levels; or - symptomatic spinal stenosis with radiculopathy.
Orthopaedics | Spine - Occipito-cervical (OC) surgery | Cervical artificial disc replacement (C-ADR) package | C-ADR package | GLOBUS MEDICAL | SECURE-C Endplate Assembly, 14x16mm, 6DEG | 714.306S | Standalone | DE0504133 | - Skeletally mature patients with symptomatic single level or two contiguous level of cervical and arm or neck pain and/or neurologic deficit confirmed by radiographic imaging, who failed to respond to conservative medical management, who require reconstruction of the cervical spinal disc, and who have at least one of the following conditions: - herniated nucleus pulposus; - spondylosis (defined by the presence of osteophytes); - visible loss of disc height compared to adjacent levels; or - symptomatic spinal stenosis with radiculopathy.
Orthopaedics | Spine - Occipito-cervical (OC) surgery | Cervical artificial disc replacement (C-ADR) package | C-ADR package | GLOBUS MEDICAL | SECURE-C Endplate Assembly, 14x16mm, 6DEG with SECURE-C Core, 14x16, 7mm | SC16 | Package | DE0504133 | - Skeletally mature patients with symptomatic single level or two contiguous level of cervical and arm or neck pain and/or neurologic deficit confirmed by radiographic imaging, who failed to respond to conservative medical management, who require reconstruction of the cervical spinal disc, and who have at least one of the following conditions: - herniated nucleus pulposus; - spondylosis (defined by the presence of osteophytes); - visible loss of disc height compared to adjacent levels; or - symptomatic spinal stenosis with radiculopathy.
Orthopaedics | Spine - Occipito-cervical (OC) surgery | Cervical artificial disc replacement (C-ADR) package | C-ADR package | GLOBUS MEDICAL | SECURE-C Endplate Assembly, 14x16mm, 6DEG with SECURE-C Core, 14x16, 8mm | SC17 | Package | DE0504133 | - Skeletally mature patients with symptomatic single level or two contiguous level of cervical and arm or neck pain and/or neurologic deficit confirmed by radiographic imaging, who failed to respond to conservative medical management, who require reconstruction of the cervical spinal disc, and who have at least one of the following conditions: - herniated nucleus pulposus; - spondylosis (defined by the presence of osteophytes); - visible loss of disc height compared to adjacent levels; or - symptomatic spinal stenosis with radiculopathy.
Orthopaedics | Spine - Occipito-cervical (OC) surgery | Cervical artificial disc replacement (C-ADR) package | C-ADR package | GLOBUS MEDICAL | SECURE-C Endplate Assembly, 14x16mm, 6DEG with SECURE-C Core, 14x16, 9mm | SC18 | Package | DE0504133 | - Skeletally mature patients with symptomatic single level or two contiguous level of cervical and arm or neck pain and/or neurologic deficit confirmed by radiographic imaging, who failed to respond to conservative medical management, who require reconstruction of the cervical spinal disc, and who have at least one of the following conditions: - herniated nucleus pulposus; - spondylosis (defined by the presence of osteophytes); - visible loss of disc height compared to adjacent levels; or - symptomatic spinal stenosis with radiculopathy.
Orthopaedics | Spine - Thoracolumbar (TL) and sacral surgery | TL and sacral fusion and fixation implant | TL fixation screw | K2M | Self Starting Screw, D5.0 x 28 mm | 4501-15028 | Standalone | DE0014118 | As per HSA registered indication(s)
Orthopaedics | Spine - Thoracolumbar (TL) and sacral surgery | TL and sacral fusion and fixation implant | TL fixation screw | K2M | Self Starting Screw, D5.0 x 40 mm | 4501-15040 | Standalone | DE0014118 | As per HSA registered indication(s)
Orthopaedics | Spine - Thoracolumbar (TL) and sacral surgery | TL and sacral fusion and fixation implant | TL fixation screw | K2M | Self Starting Screw, D5.0 x 44 mm | 4501-15044 | Standalone | DE0014118 | As per HSA registered indication(s)
Orthopaedics | Spine - Thoracolumbar (TL) and sacral surgery | TL and sacral fusion and fixation implant | TL fixation screw | K2M | Self Starting Screw, D5.0 x 48 mm | 4501-15048 | Standalone | DE0014118 | As per HSA registered indication(s)
Orthopaedics | Spine - Thoracolumbar (TL) and sacral surgery | TL and sacral fusion and fixation implant | TL fixation screw | K2M | Self Starting Screw, D5.0 x 52 mm | 4501-15052 | Standalone | DE0014118 | As per HSA registered indication(s)
Orthopaedics | Spine - Thoracolumbar (TL) and sacral surgery | TL and sacral fusion and fixation implant | TL fixation screw | K2M | Self Starting Screw, D5.0 x 56 mm | 4501-15056 | Standalone | DE0014118 | As per HSA registered indication(s)
Orthopaedics | Spine - Thoracolumbar (TL) and sacral surgery | TL and sacral fusion and fixation implant | TL fixation screw | K2M | Self Starting Screw, D5.0 x 60 mm | 4501-15060 | Standalone | DE0014118 | As per HSA registered indication(s)
Orthopaedics | Spine - Thoracolumbar (TL) and sacral surgery | TL and sacral fusion and fixation implant | TL fixation screw | K2M | Self Starting Screw, D5.5 x 28 mm | 4501-15528 | Standalone | DE0014118 | As per HSA registered indication(s)
Orthopaedics | Spine - Thoracolumbar (TL) and sacral surgery | TL and sacral fusion and fixation implant | TL fixation screw | K2M | Self Starting Screw, D5.5 x 40 mm | 4501-15540 | Standalone | DE0014118 | As per HSA registered indication(s)
Orthopaedics | Spine - Thoracolumbar (TL) and sacral surgery | TL and sacral fusion and fixation implant | TL fixation screw | K2M | Self Starting Screw, D5.5 x 44 mm | 4501-15544 | Standalone | DE0014118 | As per HSA registered indication(s)
Orthopaedics | Spine - Thoracolumbar (TL) and sacral surgery | TL and sacral fusion and fixation implant | TL fixation screw | K2M | Self Starting Screw, D5.5 x 48 mm | 4501-15548 | Standalone | DE0014118 | As per HSA registered indication(s)
Orthopaedics | Spine - Thoracolumbar (TL) and sacral surgery | TL and sacral fusion and fixation implant | TL fixation screw | K2M | Self Starting Screw, D5.5 x 52 mm | 4501-15552 | Standalone | DE0014118 | As per HSA registered indication(s)
Orthopaedics | Spine - Thoracolumbar (TL) and sacral surgery | TL and sacral fusion and fixation implant | TL fixation screw | K2M | Self Starting Screw, D5.5 x 56 mm | 4501-15556 | Standalone | DE0014118 | As per HSA registered indication(s)
Orthopaedics | Spine - Thoracolumbar (TL) and sacral surgery | TL and sacral fusion and fixation implant | TL fixation screw | K2M | Self Starting Screw, D5.5 x 60 mm | 4501-15560 | Standalone | DE0014118 | As per HSA registered indication(s)
Orthopaedics | Spine - Occipito-cervical (OC) surgery | OC fusion and fixation implant | Cervical pedicle/lateral mass screw - Locking screw | K2M | SET SCREW | 1101-10001 | Standalone | DE0014119 | As per HSA registered indication(s)
Orthopaedics | Spine - Occipito-cervical (OC) surgery | OC fusion and fixation implant | Cervical pedicle/lateral mass screw - Locking screw | MEDTRONIC | SET SCREW 3600215 STANDARD (NEW) | 3600215 | Standalone | DE0503897 | As per HSA registered indication(s)
Orthopaedics | Spine - Occipito-cervical (OC) surgery | OC fusion and fixation implant | Cervical pedicle/lateral mass screw - Locking screw | MEDTRONIC | SET SCREW 3600315 STANDARD (OLD) | 3600315 | Standalone | DE0503897 | As per HSA registered indication(s)
Orthopaedics | Spine - Thoracolumbar (TL) and sacral surgery | TL and sacral fusion and fixation implant | TL pedicle screw - Locking screw | MEDTRONIC | SET SCREW 5440030 4.75 TI NS BRK OFF | 5440030 | Standalone | DE0008698 | As per HSA registered indication(s) except for radiolucent implants which should be used as follows:  in patients with primary or metastatic spinal tumours who would benefit from post-operative high dose high precision beam therapy upon appropriate and stringent patient selection;  Patient selection should be done via standardised assessment such as the neurological-oncological-mechanical systemic (NOMS) framework; and  The assessment should be carried out by a multidisciplinary team (MDT), which may be inclusive of, but not limited to, radiation oncologists, spine surgeons and interventional radiologists, among others.
Orthopaedics | Spine - Thoracolumbar (TL) and sacral surgery | TL and sacral fusion and fixation implant | TL pedicle screw - Locking screw | MEDTRONIC | SET SCREW 5440430 4.75 TI NS SXT BRK OFF | 5440430 | Standalone | DE0008698 | As per HSA registered indication(s) except for radiolucent implants which should be used as follows:  in patients with primary or metastatic spinal tumours who would benefit from post-operative high dose high precision beam therapy upon appropriate and stringent patient selection;  Patient selection should be done via standardised assessment such as the neurological-oncological-mechanical systemic (NOMS) framework; and  The assessment should be carried out by a multidisciplinary team (MDT), which may be inclusive of, but not limited to, radiation oncologists, spine surgeons and interventional radiologists, among others.
Orthopaedics | Spine - Thoracolumbar (TL) and sacral surgery | TL and sacral fusion and fixation implant | TL pedicle screw - Locking screw | MEDTRONIC | SET SCREW 5540030 5.5 TI NS BRK OFF | 5540030 | Standalone | DE0500843 | As per HSA registered indication(s) except for radiolucent implants which should be used as follows:  in patients with primary or metastatic spinal tumours who would benefit from post-operative high dose high precision beam therapy upon appropriate and stringent patient selection;  Patient selection should be done via standardised assessment such as the neurological-oncological-mechanical systemic (NOMS) framework; and  The assessment should be carried out by a multidisciplinary team (MDT), which may be inclusive of, but not limited to, radiation oncologists, spine surgeons and interventional radiologists, among others.
Orthopaedics | Spine - Thoracolumbar (TL) and sacral surgery | TL and sacral fusion and fixation implant | TL pedicle screw - Locking screw | MEDTRONIC | SET SCREW 5540130 5.5/6.0 TI NS NON BO | 5540130 | Standalone | DE0008698 | As per HSA registered indication(s) except for radiolucent implants which should be used as follows:  in patients with primary or metastatic spinal tumours who would benefit from post-operative high dose high precision beam therapy upon appropriate and stringent patient selection;  Patient selection should be done via standardised assessment such as the neurological-oncological-mechanical systemic (NOMS) framework; and  The assessment should be carried out by a multidisciplinary team (MDT), which may be inclusive of, but not limited to, radiation oncologists, spine surgeons and interventional radiologists, among others.
Orthopaedics | Spine - Thoracolumbar (TL) and sacral surgery | TL and sacral fusion and fixation implant | TL pedicle screw - Locking screw | MEDTRONIC | SET SCREW 6440530 4.75 SOLERA PERC TI | 6440530 | Standalone | DE0019316 | As per HSA registered indication(s) except for radiolucent implants which should be used as follows:  in patients with primary or metastatic spinal tumours who would benefit from post-operative high dose high precision beam therapy upon appropriate and stringent patient selection;  Patient selection should be done via standardised assessment such as the neurological-oncological-mechanical systemic (NOMS) framework; and  The assessment should be carried out by a multidisciplinary team (MDT), which may be inclusive of, but not limited to, radiation oncologists, spine surgeons and interventional radiologists, among others.
Orthopaedics | Spine - Thoracolumbar (TL) and sacral surgery | TL and sacral fusion and fixation implant | TL pedicle screw - Locking screw | Medtronic | SET SCREW 6530530 5/6 SOLERA VOYAGER ST | 6530530 | Standalone | DE0506989 | As per HSA registered indication(s) except for radiolucent implants which should be used as follows:  in patients with primary or metastatic spinal tumours who would benefit from post-operative high dose high precision beam therapy upon appropriate and stringent patient selection;  Patient selection should be done via standardised assessment such as the neurological-oncological-mechanical systemic (NOMS) framework; and  The assessment should be carried out by a multidisciplinary team (MDT), which may be inclusive of, but not limited to, radiation oncologists, spine surgeons and interventional radiologists, among others.
Orthopaedics | Spine - Thoracolumbar (TL) and sacral surgery | TL and sacral fusion and fixation implant | TL pedicle screw - Locking screw | Medtronic | SET SCREW 6541101 STERILE BREAK OFF | 6541101 | Standalone | DE0507512 | As per HSA registered indication(s) except for radiolucent implants which should be used as follows:  in patients with primary or metastatic spinal tumours who would benefit from post-operative high dose high precision beam therapy upon appropriate and stringent patient selection;  Patient selection should be done via standardised assessment such as the neurological-oncological-mechanical systemic (NOMS) framework; and  The assessment should be carried out by a multidisciplinary team (MDT), which may be inclusive of, but not limited to, radiation oncologists, spine surgeons and interventional radiologists, among others.
Orthopaedics | Spine - Thoracolumbar (TL) and sacral surgery | TL and sacral fusion and fixation implant | TL rod connector - Locking screw | MEDTRONIC | SET SCREW 7440020 BREAKOFF TI | 7440020 | Standalone | DE0012449 | As per HSA registered indication(s)
Orthopaedics | Spine - Thoracolumbar (TL) and sacral surgery | TL and sacral fusion and fixation implant | TL pedicle screw - Locking screw | MEDTRONIC | SET SCREW 7540120 NON BREAK OFF TI | 7540120 | Standalone | DE0000758 | As per HSA registered indication(s) except for radiolucent implants which should be used as follows:  in patients with primary or metastatic spinal tumours who would benefit from post-operative high dose high precision beam therapy upon appropriate and stringent patient selection;  Patient selection should be done via standardised assessment such as the neurological-oncological-mechanical systemic (NOMS) framework; and  The assessment should be carried out by a multidisciplinary team (MDT), which may be inclusive of, but not limited to, radiation oncologists, spine surgeons and interventional radiologists, among others.
Orthopaedics | Spine - Thoracolumbar (TL) and sacral surgery | TL and sacral fusion and fixation implant | TL pedicle screw - Locking screw | MEDTRONIC | SET SCREW 7540220 LEGACY 5.5 RED PLUG TI | 7540220 | Standalone | DE0000758 | As per HSA registered indication(s) except for radiolucent implants which should be used as follows:  in patients with primary or metastatic spinal tumours who would benefit from post-operative high dose high precision beam therapy upon appropriate and stringent patient selection;  Patient selection should be done via standardised assessment such as the neurological-oncological-mechanical systemic (NOMS) framework; and  The assessment should be carried out by a multidisciplinary team (MDT), which may be inclusive of, but not limited to, radiation oncologists, spine surgeons and interventional radiologists, among others.
Orthopaedics | Spine - Thoracolumbar (TL) and sacral surgery | TL and sacral fusion and fixation implant | TL hook set, clamp, staple, staple locking screw | MEDTRONIC | SET SCREW 7640020 BREAKOFF TI | 7640020 | Standalone | DE0000758 | As per HSA registered indication(s)
Orthopaedics | Spine - Thoracolumbar (TL) and sacral surgery | TL and sacral fusion and fixation implant | TL rod connector - Locking screw | MEDTRONIC | SET SCREW 779170005 TI STD 1/4-32 | 779170005 | Standalone | DE0012449 | As per HSA registered indication(s)
Orthopaedics | Spine - Occipito-cervical (OC) surgery | OC fusion and fixation implant | Cervical pedicle/lateral mass screw - Locking screw | MEDTRONIC | SET SCREW CLOSED CONNECTOR FLAT | 3602615 | Standalone | DE0503897 | As per HSA registered indication(s)
Orthopaedics | Spine - Thoracolumbar (TL) and sacral surgery | TL and sacral fusion and fixation implant | TL pedicle screw - Locking screw | MEDTRONIC | SET SCREW PACK 6534530 4 PACK SET SCREW | 6534530 | Package | DE0506989 | As per HSA registered indication(s) except for radiolucent implants which should be used as follows:  in patients with primary or metastatic spinal tumours who would benefit from post-operative high dose high precision beam therapy upon appropriate and stringent patient selection;  Patient selection should be done via standardised assessment such as the neurological-oncological-mechanical systemic (NOMS) framework; and  The assessment should be carried out by a multidisciplinary team (MDT), which may be inclusive of, but not limited to, radiation oncologists, spine surgeons and interventional radiologists, among others.
Orthopaedics | Spine - Occipito-cervical (OC) surgery | OC fusion and fixation implant | Cervical pedicle/lateral mass screw - Locking screw | MEDTRONIC | Set Screws | 6950315 | Standalone | DE0007725 | As per HSA registered indication(s)
Orthopaedics | Spine - Thoracolumbar (TL) and sacral surgery | TL and sacral fusion and fixation implant | TL pedicle screw - Locking screw | MEDTRONIC | Sextant II Set Screws | 7570955 | Standalone | DE0006694 | As per HSA registered indication(s) except for radiolucent implants which should be used as follows:  in patients with primary or metastatic spinal tumours who would benefit from post-operative high dose high precision beam therapy upon appropriate and stringent patient selection;  Patient selection should be done via standardised assessment such as the neurological-oncological-mechanical systemic (NOMS) framework; and  The assessment should be carried out by a multidisciplinary team (MDT), which may be inclusive of, but not limited to, radiation oncologists, spine surgeons and interventional radiologists, among others.
Orthopaedics | Spine - Thoracolumbar (TL) and sacral surgery | TL and sacral fusion and fixation implant | TL rod | MEDTRONIC | SEXTANT PRE-BENT CP ROD 115MM | 8672115 | Standalone | DE0000741 | As per HSA registered indication(s) except for radiolucent implants which should be used as follows:  in patients with primary or metastatic spinal tumours who would benefit from post-operative high dose high precision beam therapy upon appropriate and stringent patient selection;  Patient selection should be done via standardised assessment such as the neurological-oncological-mechanical systemic (NOMS) framework; and  The assessment should be carried out by a multidisciplinary team (MDT), which may be inclusive of, but not limited to, radiation oncologists, spine surgeons and interventional radiologists, among others.
Orthopaedics | Spine - Thoracolumbar (TL) and sacral surgery | TL and sacral fusion and fixation implant | TL rod | MEDTRONIC | SEXTANT PRE-BENT CP ROD 120MM | 8672120 | Standalone | DE0000741 | As per HSA registered indication(s) except for radiolucent implants which should be used as follows:  in patients with primary or metastatic spinal tumours who would benefit from post-operative high dose high precision beam therapy upon appropriate and stringent patient selection;  Patient selection should be done via standardised assessment such as the neurological-oncological-mechanical systemic (NOMS) framework; and  The assessment should be carried out by a multidisciplinary team (MDT), which may be inclusive of, but not limited to, radiation oncologists, spine surgeons and interventional radiologists, among others.
Orthopaedics | Spine - Thoracolumbar (TL) and sacral surgery | TL and sacral fusion and fixation implant | TL rod | MEDTRONIC | SEXTANT PRE-BENT CP ROD 125MM | 8672125 | Standalone | DE0000741 | As per HSA registered indication(s) except for radiolucent implants which should be used as follows:  in patients with primary or metastatic spinal tumours who would benefit from post-operative high dose high precision beam therapy upon appropriate and stringent patient selection;  Patient selection should be done via standardised assessment such as the neurological-oncological-mechanical systemic (NOMS) framework; and  The assessment should be carried out by a multidisciplinary team (MDT), which may be inclusive of, but not limited to, radiation oncologists, spine surgeons and interventional radiologists, among others.
Orthopaedics | Spine - Thoracolumbar (TL) and sacral surgery | TL and sacral fusion and fixation implant | TL rod | MEDTRONIC | SEXTANT PRE-BENT CP ROD 130MM | 8672130 | Standalone | DE0000741 | As per HSA registered indication(s) except for radiolucent implants which should be used as follows:  in patients with primary or metastatic spinal tumours who would benefit from post-operative high dose high precision beam therapy upon appropriate and stringent patient selection;  Patient selection should be done via standardised assessment such as the neurological-oncological-mechanical systemic (NOMS) framework; and  The assessment should be carried out by a multidisciplinary team (MDT), which may be inclusive of, but not limited to, radiation oncologists, spine surgeons and interventional radiologists, among others.
Orthopaedics | Spine - Occipito-cervical (OC) surgery | Cervical artificial disc replacement (C-ADR) package | C-ADR package | NuVasive Inc. | Simplify Disc Size 1, Ht 4 | 5708914P2 | Standalone | DE0019351 | - Skeletally mature patients with symptomatic single level or two contiguous level of cervical and arm or neck pain and/or neurologic deficit confirmed by radiographic imaging, who failed to respond to conservative medical management, who require reconstruction of the cervical spinal disc, and who have at least one of the following conditions: - herniated nucleus pulposus; - spondylosis (defined by the presence of osteophytes); - visible loss of disc height compared to adjacent levels; or - symptomatic spinal stenosis with radiculopathy.
Orthopaedics | Spine - Occipito-cervical (OC) surgery | Cervical artificial disc replacement (C-ADR) package | C-ADR package | NuVasive Inc. | Simplify Disc Size 1, Ht 4, 5DEG | 57090145P2 | Standalone | DE0019351 | - Skeletally mature patients with symptomatic single level or two contiguous level of cervical and arm or neck pain and/or neurologic deficit confirmed by radiographic imaging, who failed to respond to conservative medical management, who require reconstruction of the cervical spinal disc, and who have at least one of the following conditions: - herniated nucleus pulposus; - spondylosis (defined by the presence of osteophytes); - visible loss of disc height compared to adjacent levels; or - symptomatic spinal stenosis with radiculopathy.
Orthopaedics | Spine - Occipito-cervical (OC) surgery | Cervical artificial disc replacement (C-ADR) package | C-ADR package | NuVasive Inc. | Simplify Disc Size 1, Ht 5 | 5709115P2 | Standalone | DE0019351 | - Skeletally mature patients with symptomatic single level or two contiguous level of cervical and arm or neck pain and/or neurologic deficit confirmed by radiographic imaging, who failed to respond to conservative medical management, who require reconstruction of the cervical spinal disc, and who have at least one of the following conditions: - herniated nucleus pulposus; - spondylosis (defined by the presence of osteophytes); - visible loss of disc height compared to adjacent levels; or - symptomatic spinal stenosis with radiculopathy.
Orthopaedics | Spine - Occipito-cervical (OC) surgery | Cervical artificial disc replacement (C-ADR) package | C-ADR package | NuVasive Inc. | Simplify Disc Size 1, Ht 5, 5DEG | 57092155P2 | Standalone | DE0019351 | - Skeletally mature patients with symptomatic single level or two contiguous level of cervical and arm or neck pain and/or neurologic deficit confirmed by radiographic imaging, who failed to respond to conservative medical management, who require reconstruction of the cervical spinal disc, and who have at least one of the following conditions: - herniated nucleus pulposus; - spondylosis (defined by the presence of osteophytes); - visible loss of disc height compared to adjacent levels; or - symptomatic spinal stenosis with radiculopathy.
Orthopaedics | Spine - Occipito-cervical (OC) surgery | Cervical artificial disc replacement (C-ADR) package | C-ADR package | NuVasive Inc. | Simplify Disc Size 1, Ht 6 | 5709316P2 | Standalone | DE0019351 | - Skeletally mature patients with symptomatic single level or two contiguous level of cervical and arm or neck pain and/or neurologic deficit confirmed by radiographic imaging, who failed to respond to conservative medical management, who require reconstruction of the cervical spinal disc, and who have at least one of the following conditions: - herniated nucleus pulposus; - spondylosis (defined by the presence of osteophytes); - visible loss of disc height compared to adjacent levels; or - symptomatic spinal stenosis with radiculopathy.
Orthopaedics | Spine - Occipito-cervical (OC) surgery | Cervical artificial disc replacement (C-ADR) package | C-ADR package | NuVasive Inc. | Simplify Disc Size 2, Ht 4 | 5709424P2 | Standalone | DE0019351 | - Skeletally mature patients with symptomatic single level or two contiguous level of cervical and arm or neck pain and/or neurologic deficit confirmed by radiographic imaging, who failed to respond to conservative medical management, who require reconstruction of the cervical spinal disc, and who have at least one of the following conditions: - herniated nucleus pulposus; - spondylosis (defined by the presence of osteophytes); - visible loss of disc height compared to adjacent levels; or - symptomatic spinal stenosis with radiculopathy.
Orthopaedics | Spine - Occipito-cervical (OC) surgery | Cervical artificial disc replacement (C-ADR) package | C-ADR package | NuVasive Inc. | Simplify Disc Size 2, Ht 5 | 5709525P2 | Standalone | DE0019351 | - Skeletally mature patients with symptomatic single level or two contiguous level of cervical and arm or neck pain and/or neurologic deficit confirmed by radiographic imaging, who failed to respond to conservative medical management, who require reconstruction of the cervical spinal disc, and who have at least one of the following conditions: - herniated nucleus pulposus; - spondylosis (defined by the presence of osteophytes); - visible loss of disc height compared to adjacent levels; or - symptomatic spinal stenosis with radiculopathy.
Orthopaedics | Spine - Occipito-cervical (OC) surgery | Cervical artificial disc replacement (C-ADR) package | C-ADR package | NuVasive Inc. | Simplify Disc Size 2, Ht 5, 5DEG | 57096255P2 | Standalone | DE0019351 | - Skeletally mature patients with symptomatic single level or two contiguous level of cervical and arm or neck pain and/or neurologic deficit confirmed by radiographic imaging, who failed to respond to conservative medical management, who require reconstruction of the cervical spinal disc, and who have at least one of the following conditions: - herniated nucleus pulposus; - spondylosis (defined by the presence of osteophytes); - visible loss of disc height compared to adjacent levels; or - symptomatic spinal stenosis with radiculopathy.
Orthopaedics | Spine - Occipito-cervical (OC) surgery | Cervical artificial disc replacement (C-ADR) package | C-ADR package | NuVasive Inc. | Simplify Disc Size 2, Ht 6 | 5709726P2 | Standalone | DE0019351 | - Skeletally mature patients with symptomatic single level or two contiguous level of cervical and arm or neck pain and/or neurologic deficit confirmed by radiographic imaging, who failed to respond to conservative medical management, who require reconstruction of the cervical spinal disc, and who have at least one of the following conditions: - herniated nucleus pulposus; - spondylosis (defined by the presence of osteophytes); - visible loss of disc height compared to adjacent levels; or - symptomatic spinal stenosis with radiculopathy.
Orthopaedics | Spine - Occipito-cervical (OC) surgery | Cervical artificial disc replacement (C-ADR) package | C-ADR package | NuVasive Inc. | Simplify Disc Size 2, Ht 6, 5DEG | 57098265P2 | Standalone | DE0019351 | - Skeletally mature patients with symptomatic single level or two contiguous level of cervical and arm or neck pain and/or neurologic deficit confirmed by radiographic imaging, who failed to respond to conservative medical management, who require reconstruction of the cervical spinal disc, and who have at least one of the following conditions: - herniated nucleus pulposus; - spondylosis (defined by the presence of osteophytes); - visible loss of disc height compared to adjacent levels; or - symptomatic spinal stenosis with radiculopathy.
Orthopaedics | Spine - Occipito-cervical (OC) surgery | Cervical artificial disc replacement (C-ADR) package | C-ADR package | NuVasive Inc. | Simplify Disc Size 3, Ht 5 | 5709935P2 | Standalone | DE0019351 | - Skeletally mature patients with symptomatic single level or two contiguous level of cervical and arm or neck pain and/or neurologic deficit confirmed by radiographic imaging, who failed to respond to conservative medical management, who require reconstruction of the cervical spinal disc, and who have at least one of the following conditions: - herniated nucleus pulposus; - spondylosis (defined by the presence of osteophytes); - visible loss of disc height compared to adjacent levels; or - symptomatic spinal stenosis with radiculopathy.
Orthopaedics | Spine - Occipito-cervical (OC) surgery | Cervical artificial disc replacement (C-ADR) package | C-ADR package | NuVasive Inc. | Simplify Disc Size 3, Ht 5, 5DEG | 57100355P2 | Standalone | DE0019351 | - Skeletally mature patients with symptomatic single level or two contiguous level of cervical and arm or neck pain and/or neurologic deficit confirmed by radiographic imaging, who failed to respond to conservative medical management, who require reconstruction of the cervical spinal disc, and who have at least one of the following conditions: - herniated nucleus pulposus; - spondylosis (defined by the presence of osteophytes); - visible loss of disc height compared to adjacent levels; or - symptomatic spinal stenosis with radiculopathy.
Orthopaedics | Spine - Occipito-cervical (OC) surgery | Cervical artificial disc replacement (C-ADR) package | C-ADR package | NuVasive Inc. | Simplify Disc Size 3, Ht 6 | 5710136P2 | Standalone | DE0019351 | - Skeletally mature patients with symptomatic single level or two contiguous level of cervical and arm or neck pain and/or neurologic deficit confirmed by radiographic imaging, who failed to respond to conservative medical management, who require reconstruction of the cervical spinal disc, and who have at least one of the following conditions: - herniated nucleus pulposus; - spondylosis (defined by the presence of osteophytes); - visible loss of disc height compared to adjacent levels; or - symptomatic spinal stenosis with radiculopathy.
Orthopaedics | Spine - Occipito-cervical (OC) surgery | Cervical artificial disc replacement (C-ADR) package | C-ADR package | NuVasive Inc. | Simplify Disc Size 3, Ht 6, 5DEG | 57102365P2 | Standalone | DE0019351 | - Skeletally mature patients with symptomatic single level or two contiguous level of cervical and arm or neck pain and/or neurologic deficit confirmed by radiographic imaging, who failed to respond to conservative medical management, who require reconstruction of the cervical spinal disc, and who have at least one of the following conditions: - herniated nucleus pulposus; - spondylosis (defined by the presence of osteophytes); - visible loss of disc height compared to adjacent levels; or - symptomatic spinal stenosis with radiculopathy.
Orthopaedics | Spine - Occipito-cervical (OC) surgery | OC fusion and fixation implant | OC hook set, clamp, staple, staple locking screw | MEDTRONIC | Single Wire w/integral | 826-213 | Standalone | DE0000673 | As per HSA registered indication(s)
Orthopaedics | Spine - Occipito-cervical (OC) surgery | OC fusion and fixation implant | Occipital plate | Zimmer Biomet | SM OCCIPITAL PLATE VIRAGE | 07.01693.004 | Standalone | DE0506515 | As per HSA registered indication(s)
Orthopaedics | Spine - Thoracolumbar (TL) and sacral surgery | TL and sacral fusion and fixation implant | TL pedicle screw - Locking screw | MEDTRONIC | SOLERA 5.5 ST SCRW, BRK-OFF, Ti, SEXTANT | 5540430 | Standalone | DE0008698 | As per HSA registered indication(s) except for radiolucent implants which should be used as follows:  in patients with primary or metastatic spinal tumours who would benefit from post-operative high dose high precision beam therapy upon appropriate and stringent patient selection;  Patient selection should be done via standardised assessment such as the neurological-oncological-mechanical systemic (NOMS) framework; and  The assessment should be carried out by a multidisciplinary team (MDT), which may be inclusive of, but not limited to, radiation oncologists, spine surgeons and interventional radiologists, among others.
Orthopaedics | Spine - Occipito-cervical (OC) surgery | Cervical interbody cage | Cervical interbody core - Non-integrated | STRYKER | SOLIS Cervical Cage 12/4 | 6741204 | Standalone | DE0000881 | As per HSA registered indication(s)
Orthopaedics | Spine - Occipito-cervical (OC) surgery | Cervical interbody cage | Cervical interbody core - Non-integrated | STRYKER | SOLIS Cervical Cage 12/5 | 6741205 | Standalone | DE0000881 | As per HSA registered indication(s)
Orthopaedics | Spine - Occipito-cervical (OC) surgery | Cervical interbody cage | Cervical interbody core - Non-integrated | STRYKER | SOLIS Cervical Cage 12/6 | 6741206 | Standalone | DE0000881 | As per HSA registered indication(s)
Orthopaedics | Spine - Occipito-cervical (OC) surgery | Cervical interbody cage | Cervical interbody core - Non-integrated | STRYKER | SOLIS Cervical Cage 12/7 | 6741207 | Standalone | DE0000881 | As per HSA registered indication(s)
Orthopaedics | Spine - Occipito-cervical (OC) surgery | Cervical interbody cage | Cervical interbody core - Non-integrated | STRYKER | SOLIS Cervical Cage 12/8 | 6741208 | Standalone | DE0000881 | As per HSA registered indication(s)
Orthopaedics | Spine - Occipito-cervical (OC) surgery | Cervical interbody cage | Cervical interbody core - Non-integrated | STRYKER | SOLIS Cervical Cage 12/9 | 6741209 | Standalone | DE0000881 | As per HSA registered indication(s)
Orthopaedics | Spine - Occipito-cervical (OC) surgery | Cervical interbody cage | Cervical interbody core - Non-integrated | STRYKER | SOLIS Cervical Cage 14/4 | 6741404 | Standalone | DE0000881 | As per HSA registered indication(s)
Orthopaedics | Spine - Occipito-cervical (OC) surgery | Cervical interbody cage | Cervical interbody core - Non-integrated | STRYKER | SOLIS Cervical Cage 14/5 | 6741405 | Standalone | DE0000881 | As per HSA registered indication(s)
Orthopaedics | Spine - Occipito-cervical (OC) surgery | Cervical interbody cage | Cervical interbody core - Non-integrated | STRYKER | SOLIS Cervical Cage 14/6 | 6741406 | Standalone | DE0000881 | As per HSA registered indication(s)
Orthopaedics | Spine - Occipito-cervical (OC) surgery | Cervical interbody cage | Cervical interbody core - Non-integrated | STRYKER | SOLIS Cervical Cage 14/7 | 6741407 | Standalone | DE0000881 | As per HSA registered indication(s)
Orthopaedics | Spine - Occipito-cervical (OC) surgery | Cervical interbody cage | Cervical interbody core - Non-integrated | STRYKER | SOLIS Cervical Cage 14/8 | 6741408 | Standalone | DE0000881 | As per HSA registered indication(s)
Orthopaedics | Spine - Occipito-cervical (OC) surgery | Cervical interbody cage | Cervical interbody core - Non-integrated | STRYKER | SOLIS Cervical Cage 14/9 | 6741409 | Standalone | DE0000881 | As per HSA registered indication(s)
Orthopaedics | Spine - Thoracolumbar (TL) and sacral surgery | TL interbody cage | TL interbody core - Integrated | MEDTRONIC | SOVERIGN L 42x30x14 18DEG and CP | 9010002030 | Standalone | DE0502129 | As per HSA registered indication(s)
Orthopaedics | Spine - Thoracolumbar (TL) and sacral surgery | TL interbody cage | TL interbody core - Integrated | MEDTRONIC | SOVERIGN L 42x30x16 18DEG and CP | 9010002031 | Standalone | DE0502129 | As per HSA registered indication(s)
Orthopaedics | Spine - Thoracolumbar (TL) and sacral surgery | TL interbody cage | TL interbody core - Integrated | MEDTRONIC | SOVERIGN L 42x30x16 24DEG and CP | 9010002035 | Standalone | DE0502129 | As per HSA registered indication(s)
Orthopaedics | Spine - Thoracolumbar (TL) and sacral surgery | TL interbody cage | TL interbody core - Integrated | MEDTRONIC | SOVERIGN L 42x30x18 18DEG and CP | 9010002032 | Standalone | DE0502129 | As per HSA registered indication(s)
Orthopaedics | Spine - Thoracolumbar (TL) and sacral surgery | TL interbody cage | TL interbody core - Integrated | MEDTRONIC | SOVERIGN L 42x30x18 24DEG and CP | 9010002036 | Standalone | DE0502129 | As per HSA registered indication(s)
Orthopaedics | Spine - Thoracolumbar (TL) and sacral surgery | TL interbody cage | TL interbody core - Integrated | MEDTRONIC | SOVERIGN L 42x30x20 18DEG and CP | 9010002033 | Standalone | DE0502129 | As per HSA registered indication(s)
Orthopaedics | Spine - Thoracolumbar (TL) and sacral surgery | TL interbody cage | TL interbody core - Integrated | MEDTRONIC | SOVERIGN L 42x30x20 24DEG and CP | 9010002037 | Standalone | DE0502129 | As per HSA registered indication(s)
Orthopaedics | Spine - Thoracolumbar (TL) and sacral surgery | TL interbody cage | TL interbody core - Integrated | MEDTRONIC | SOVERIGN L 42x30x22 18DEG and CP | 9010002034 | Standalone | DE0502129 | As per HSA registered indication(s)
Orthopaedics | Spine - Thoracolumbar (TL) and sacral surgery | TL interbody cage | TL interbody core - Integrated | MEDTRONIC | SOVERIGN L 42x30x22 24DEG and CP | 9010002038 | Standalone | DE0502129 | As per HSA registered indication(s)
Orthopaedics | Spine - Thoracolumbar (TL) and sacral surgery | TL interbody cage | TL interbody core - Integrated | MEDTRONIC | SOVERIGN L 42x30x24 24DEG and CP | 9010002039 | Standalone | DE0502129 | As per HSA registered indication(s)
Orthopaedics | Spine - Thoracolumbar (TL) and sacral surgery | TL interbody cage | TL interbody core - Integrated | MEDTRONIC | SOVERIGN M 37x27x14 18DEG and CP | 9010002015 | Standalone | DE0502129 | As per HSA registered indication(s)
Orthopaedics | Spine - Thoracolumbar (TL) and sacral surgery | TL interbody cage | TL interbody core - Integrated | MEDTRONIC | SOVERIGN M 37x27x16 18DEG and CP | 9010002016 | Standalone | DE0502129 | As per HSA registered indication(s)
Orthopaedics | Spine - Thoracolumbar (TL) and sacral surgery | TL interbody cage | TL interbody core - Integrated | MEDTRONIC | SOVERIGN M 37x27x16 24DEG and CP | 9010002020 | Standalone | DE0502129 | As per HSA registered indication(s)
Orthopaedics | Spine - Thoracolumbar (TL) and sacral surgery | TL interbody cage | TL interbody core - Integrated | MEDTRONIC | SOVERIGN M 37x27x18 18DEG and CP | 9010002017 | Standalone | DE0502129 | As per HSA registered indication(s)
Orthopaedics | Spine - Thoracolumbar (TL) and sacral surgery | TL interbody cage | TL interbody core - Integrated | MEDTRONIC | SOVERIGN M 37x27x18 24DEG and CP | 9010002021 | Standalone | DE0502129 | As per HSA registered indication(s)
Orthopaedics | Spine - Thoracolumbar (TL) and sacral surgery | TL interbody cage | TL interbody core - Integrated | MEDTRONIC | SOVERIGN M 37x27x20 18DEG and CP | 9010002018 | Standalone | DE0502129 | As per HSA registered indication(s)
Orthopaedics | Spine - Thoracolumbar (TL) and sacral surgery | TL interbody cage | TL interbody core - Integrated | MEDTRONIC | SOVERIGN M 37x27x20 24DEG and CP | 9010002022 | Standalone | DE0502129 | As per HSA registered indication(s)
Orthopaedics | Spine - Thoracolumbar (TL) and sacral surgery | TL interbody cage | TL interbody core - Integrated | MEDTRONIC | SOVERIGN M 37x27x22 18DEG and CP | 9010002019 | Standalone | DE0502129 | As per HSA registered indication(s)
Orthopaedics | Spine - Thoracolumbar (TL) and sacral surgery | TL interbody cage | TL interbody core - Integrated | MEDTRONIC | SOVERIGN M 37x27x22 24DEG and CP | 9010002023 | Standalone | DE0502129 | As per HSA registered indication(s)
Orthopaedics | Spine - Thoracolumbar (TL) and sacral surgery | TL interbody cage | TL interbody core - Integrated | MEDTRONIC | SOVERIGN M 37x27x24 24DEG and CP | 9010002024 | Standalone | DE0502129 | As per HSA registered indication(s)
Orthopaedics | Spine - Thoracolumbar (TL) and sacral surgery | TL interbody cage | TL interbody core - Integrated | MEDTRONIC | SOVERIGN S 32x23x14 18DEG and CP | 9010002000 | Standalone | DE0502129 | As per HSA registered indication(s)
Orthopaedics | Spine - Thoracolumbar (TL) and sacral surgery | TL interbody cage | TL interbody core - Integrated | MEDTRONIC | SOVERIGN S 32x23x16 18DEG and CP | 9010002001 | Standalone | DE0502129 | As per HSA registered indication(s)
Orthopaedics | Spine - Thoracolumbar (TL) and sacral surgery | TL interbody cage | TL interbody core - Integrated | MEDTRONIC | SOVERIGN S 32x23x16 24DEG and CP | 9010002005 | Standalone | DE0502129 | As per HSA registered indication(s)
Orthopaedics | Spine - Thoracolumbar (TL) and sacral surgery | TL interbody cage | TL interbody core - Integrated | MEDTRONIC | SOVERIGN S 32x23x18 18DEG and CP | 9010002002 | Standalone | DE0502129 | As per HSA registered indication(s)
Orthopaedics | Spine - Thoracolumbar (TL) and sacral surgery | TL interbody cage | TL interbody core - Integrated | MEDTRONIC | SOVERIGN S 32x23x18 24DEG and CP | 9010002006 | Standalone | DE0502129 | As per HSA registered indication(s)
Orthopaedics | Spine - Thoracolumbar (TL) and sacral surgery | TL interbody cage | TL interbody core - Integrated | MEDTRONIC | SOVERIGN S 32x23x20 18DEG and CP | 9010002003 | Standalone | DE0502129 | As per HSA registered indication(s)
Orthopaedics | Spine - Thoracolumbar (TL) and sacral surgery | TL interbody cage | TL interbody core - Integrated | MEDTRONIC | SOVERIGN S 32x23x20 24DEG and CP | 9010002007 | Standalone | DE0502129 | As per HSA registered indication(s)
Orthopaedics | Spine - Thoracolumbar (TL) and sacral surgery | TL interbody cage | TL interbody core - Integrated | MEDTRONIC | SOVERIGN S 32x23x22 18DEG and CP | 9010002004 | Standalone | DE0502129 | As per HSA registered indication(s)
Orthopaedics | Spine - Thoracolumbar (TL) and sacral surgery | TL interbody cage | TL interbody core - Integrated | MEDTRONIC | SOVERIGN S 32x23x22 24DEG and CP | 9010002008 | Standalone | DE0502129 | As per HSA registered indication(s)
Orthopaedics | Spine - Thoracolumbar (TL) and sacral surgery | TL interbody cage | TL interbody core - Integrated | MEDTRONIC | SOVERIGN S 32x23x24 24DEG and CP | 9010002009 | Standalone | DE0502129 | As per HSA registered indication(s)
Orthopaedics | Spine - Thoracolumbar (TL) and sacral surgery | TL interbody cage | TL interbody core - Integrated | MEDTRONIC | SPACER 2110140 OLIF25 20MM 0 DEG 8X40 | 2110140 | Standalone | DE0019408 | As per HSA registered indication(s)
Orthopaedics | Spine - Thoracolumbar (TL) and sacral surgery | TL interbody cage | TL interbody core - Integrated | MEDTRONIC | SPACER 2110145 OLIF25 20MM 0 DEG 8X45 | 2110145 | Standalone | DE0019408 | As per HSA registered indication(s)
Orthopaedics | Spine - Thoracolumbar (TL) and sacral surgery | TL interbody cage | TL interbody core - Integrated | MEDTRONIC | SPACER 2110150 OLIF25 20MM 0 DEG 8X50 | 2110150 | Standalone | DE0019408 | As per HSA registered indication(s)
Orthopaedics | Spine - Thoracolumbar (TL) and sacral surgery | TL interbody cage | TL interbody core - Integrated | MEDTRONIC | SPACER 2110155 OLIF25 20MM 0 DEG 8X55 | 2110155 | Standalone | DE0019408 | As per HSA registered indication(s)
Orthopaedics | Spine - Thoracolumbar (TL) and sacral surgery | TL interbody cage | TL interbody core - Integrated | MEDTRONIC | SPACER 2110160 OLIF25 20MM 0 DEG 8X60 | 2110160 | Standalone | DE0019408 | As per HSA registered indication(s)
Orthopaedics | Spine - Thoracolumbar (TL) and sacral surgery | TL interbody cage | TL interbody core - Integrated | MEDTRONIC | SPACER 2110240 OLIF25 20MM 0 DEG 10X40 | 2110240 | Standalone | DE0019408 | As per HSA registered indication(s)
Orthopaedics | Spine - Thoracolumbar (TL) and sacral surgery | TL interbody cage | TL interbody core - Integrated | MEDTRONIC | SPACER 2110245 OLIF25 20MM 0 DEG 10X45 | 2110245 | Standalone | DE0019408 | As per HSA registered indication(s)
Orthopaedics | Spine - Thoracolumbar (TL) and sacral surgery | TL interbody cage | TL interbody core - Integrated | MEDTRONIC | SPACER 2110250 OLIF25 20MM 0 DEG 10X50 | 2110250 | Standalone | DE0019408 | As per HSA registered indication(s)
Orthopaedics | Spine - Thoracolumbar (TL) and sacral surgery | TL interbody cage | TL interbody core - Integrated | MEDTRONIC | SPACER 2110255 OLIF25 20MM 0 DEG 10X55 | 2110255 | Standalone | DE0019408 | As per HSA registered indication(s)
Orthopaedics | Spine - Thoracolumbar (TL) and sacral surgery | TL interbody cage | TL interbody core - Integrated | MEDTRONIC | SPACER 2110260 OLIF25 20MM 0 DEG 10X60 | 2110260 | Standalone | DE0019408 | As per HSA registered indication(s)
Orthopaedics | Spine - Thoracolumbar (TL) and sacral surgery | TL interbody cage | TL interbody core - Integrated | MEDTRONIC | SPACER 2110340 OLIF25 20MM 0 DEG 12X40 | 2110340 | Standalone | DE0019408 | As per HSA registered indication(s)
Orthopaedics | Spine - Thoracolumbar (TL) and sacral surgery | TL interbody cage | TL interbody core - Integrated | MEDTRONIC | SPACER 2110345 OLIF25 20MM 0 DEG 12X45 | 2110345 | Standalone | DE0019408 | As per HSA registered indication(s)
Orthopaedics | Spine - Thoracolumbar (TL) and sacral surgery | TL interbody cage | TL interbody core - Integrated | MEDTRONIC | SPACER 2110350 OLIF25 20MM 0 DEG 12X50 | 2110350 | Standalone | DE0019408 | As per HSA registered indication(s)
Orthopaedics | Spine - Thoracolumbar (TL) and sacral surgery | TL interbody cage | TL interbody core - Integrated | MEDTRONIC | SPACER 2110355 OLIF25 20MM 0 DEG 12X55 | 2110355 | Standalone | DE0019408 | As per HSA registered indication(s)
Orthopaedics | Spine - Thoracolumbar (TL) and sacral surgery | TL interbody cage | TL interbody core - Integrated | MEDTRONIC | SPACER 2110360 OLIF25 20MM 0 DEG 12X60 | 2110360 | Standalone | DE0019408 | As per HSA registered indication(s)
Orthopaedics | Spine - Thoracolumbar (TL) and sacral surgery | TL interbody cage | TL interbody core - Integrated | MEDTRONIC | SPACER 2110440 OLIF25 20MM 0 DEG 14X40 | 2110440 | Standalone | DE0019408 | As per HSA registered indication(s)
Orthopaedics | Spine - Thoracolumbar (TL) and sacral surgery | TL interbody cage | TL interbody core - Integrated | MEDTRONIC | SPACER 2110445 OLIF25 20MM 0 DEG 14X45 | 2110445 | Standalone | DE0019408 | As per HSA registered indication(s)
Orthopaedics | Spine - Thoracolumbar (TL) and sacral surgery | TL interbody cage | TL interbody core - Integrated | MEDTRONIC | SPACER 2110450 OLIF25 20MM 0 DEG 14X50 | 2110450 | Standalone | DE0019408 | As per HSA registered indication(s)
Orthopaedics | Spine - Thoracolumbar (TL) and sacral surgery | TL interbody cage | TL interbody core - Integrated | MEDTRONIC | SPACER 2110455 OLIF25 20MM 0 DEG 14X55 | 2110455 | Standalone | DE0019408 | As per HSA registered indication(s)
Orthopaedics | Spine - Thoracolumbar (TL) and sacral surgery | TL interbody cage | TL interbody core - Integrated | MEDTRONIC | SPACER 2110460 OLIF25 20MM 0 DEG 14X60 | 2110460 | Standalone | DE0019408 | As per HSA registered indication(s)
Orthopaedics | Spine - Thoracolumbar (TL) and sacral surgery | TL interbody cage | TL interbody core - Integrated | MEDTRONIC | SPACER 2110540 OLIF25 20MM 0 DEG 16X40 | 2110540 | Standalone | DE0019408 | As per HSA registered indication(s)
Orthopaedics | Spine - Thoracolumbar (TL) and sacral surgery | TL interbody cage | TL interbody core - Integrated | MEDTRONIC | SPACER 2110545 OLIF25 20MM 0 DEG 16X45 | 2110545 | Standalone | DE0019408 | As per HSA registered indication(s)
Orthopaedics | Spine - Thoracolumbar (TL) and sacral surgery | TL interbody cage | TL interbody core - Integrated | MEDTRONIC | SPACER 2110550 OLIF25 20MM 0 DEG 16X50 | 2110550 | Standalone | DE0019408 | As per HSA registered indication(s)
Orthopaedics | Spine - Thoracolumbar (TL) and sacral surgery | TL interbody cage | TL interbody core - Integrated | MEDTRONIC | SPACER 2110555 OLIF25 20MM 0 DEG 16X55 | 2110555 | Standalone | DE0019408 | As per HSA registered indication(s)
Orthopaedics | Spine - Thoracolumbar (TL) and sacral surgery | TL interbody cage | TL interbody core - Integrated | MEDTRONIC | SPACER 2110560 OLIF25 20MM 0 DEG 16X60 | 2110560 | Standalone | DE0019408 | As per HSA registered indication(s)
Orthopaedics | Spine - Thoracolumbar (TL) and sacral surgery | TL interbody cage | TL interbody core - Integrated | MEDTRONIC | SPACER 2111140 OLIF25 20MM 6 DEG 8X40 | 2111140 | Standalone | DE0019408 | As per HSA registered indication(s)
Orthopaedics | Spine - Thoracolumbar (TL) and sacral surgery | TL interbody cage | TL interbody core - Integrated | MEDTRONIC | SPACER 2111145 OLIF25 20MM 6 DEG 8X45 | 2111145 | Standalone | DE0019408 | As per HSA registered indication(s)
Orthopaedics | Spine - Thoracolumbar (TL) and sacral surgery | TL interbody cage | TL interbody core - Integrated | MEDTRONIC | SPACER 2111150 OLIF25 20MM 6 DEG 8X50 | 2111150 | Standalone | DE0019408 | As per HSA registered indication(s)
Orthopaedics | Spine - Thoracolumbar (TL) and sacral surgery | TL interbody cage | TL interbody core - Integrated | MEDTRONIC | SPACER 2111155 OLIF25 20MM 6 DEG 8X55 | 2111155 | Standalone | DE0019408 | As per HSA registered indication(s)
Orthopaedics | Spine - Thoracolumbar (TL) and sacral surgery | TL interbody cage | TL interbody core - Integrated | MEDTRONIC | SPACER 2111160 OLIF25 20MM 6 DEG 8X60 | 2111160 | Standalone | DE0019408 | As per HSA registered indication(s)
Orthopaedics | Spine - Thoracolumbar (TL) and sacral surgery | TL interbody cage | TL interbody core - Integrated | MEDTRONIC | SPACER 2111240 OLIF25 20MM 6 DEG 10X40 | 2111240 | Standalone | DE0019408 | As per HSA registered indication(s)
Orthopaedics | Spine - Thoracolumbar (TL) and sacral surgery | TL interbody cage | TL interbody core - Integrated | MEDTRONIC | SPACER 2111245 OLIF25 20MM 6 DEG 10X45 | 2111245 | Standalone | DE0019408 | As per HSA registered indication(s)
Orthopaedics | Spine - Thoracolumbar (TL) and sacral surgery | TL interbody cage | TL interbody core - Integrated | MEDTRONIC | SPACER 2111250 OLIF25 20MM 6 DEG 10X50 | 2111250 | Standalone | DE0019408 | As per HSA registered indication(s)
Orthopaedics | Spine - Thoracolumbar (TL) and sacral surgery | TL interbody cage | TL interbody core - Integrated | MEDTRONIC | SPACER 2111255 OLIF25 20MM 6 DEG 10X55 | 2111255 | Standalone | DE0019408 | As per HSA registered indication(s)
Orthopaedics | Spine - Thoracolumbar (TL) and sacral surgery | TL interbody cage | TL interbody core - Integrated | MEDTRONIC | SPACER 2111260 OLIF25 20MM 6 DEG 10X60 | 2111260 | Standalone | DE0019408 | As per HSA registered indication(s)
Orthopaedics | Spine - Thoracolumbar (TL) and sacral surgery | TL interbody cage | TL interbody core - Integrated | MEDTRONIC | SPACER 2111340 OLIF25 20MM 6 DEG 12X40 | 2111340 | Standalone | DE0019408 | As per HSA registered indication(s)
Orthopaedics | Spine - Thoracolumbar (TL) and sacral surgery | TL interbody cage | TL interbody core - Integrated | MEDTRONIC | SPACER 2111345 OLIF25 20MM 6 DEG 12X45 | 2111345 | Standalone | DE0019408 | As per HSA registered indication(s)
Orthopaedics | Spine - Thoracolumbar (TL) and sacral surgery | TL interbody cage | TL interbody core - Integrated | MEDTRONIC | SPACER 2111350 OLIF25 20MM 6 DEG 12X50 | 2111350 | Standalone | DE0019408 | As per HSA registered indication(s)
Orthopaedics | Spine - Thoracolumbar (TL) and sacral surgery | TL interbody cage | TL interbody core - Integrated | MEDTRONIC | SPACER 2111355 OLIF25 20MM 6 DEG 12X55 | 2111355 | Standalone | DE0019408 | As per HSA registered indication(s)
Orthopaedics | Spine - Thoracolumbar (TL) and sacral surgery | TL interbody cage | TL interbody core - Integrated | MEDTRONIC | SPACER 2111360 OLIF25 20MM 6 DEG 12X60 | 2111360 | Standalone | DE0019408 | As per HSA registered indication(s)
Orthopaedics | Spine - Thoracolumbar (TL) and sacral surgery | TL interbody cage | TL interbody core - Integrated | MEDTRONIC | SPACER 2111440 OLIF25 20MM 6 DEG 14X40 | 2111440 | Standalone | DE0019408 | As per HSA registered indication(s)
Orthopaedics | Spine - Thoracolumbar (TL) and sacral surgery | TL interbody cage | TL interbody core - Integrated | MEDTRONIC | SPACER 2111445 OLIF25 20MM 6 DEG 14X45 | 2111445 | Standalone | DE0019408 | As per HSA registered indication(s)
Orthopaedics | Spine - Thoracolumbar (TL) and sacral surgery | TL interbody cage | TL interbody core - Integrated | MEDTRONIC | SPACER 2111450 OLIF25 20MM 6 DEG 14X50 | 2111450 | Standalone | DE0019408 | As per HSA registered indication(s)
Orthopaedics | Spine - Thoracolumbar (TL) and sacral surgery | TL interbody cage | TL interbody core - Integrated | MEDTRONIC | SPACER 2111455 OLIF25 20MM 6 DEG 14X55 | 2111455 | Standalone | DE0019408 | As per HSA registered indication(s)
Orthopaedics | Spine - Thoracolumbar (TL) and sacral surgery | TL interbody cage | TL interbody core - Integrated | MEDTRONIC | SPACER 2111460 OLIF25 20MM 6 DEG 14X60 | 2111460 | Standalone | DE0019408 | As per HSA registered indication(s)
Orthopaedics | Spine - Thoracolumbar (TL) and sacral surgery | TL interbody cage | TL interbody core - Integrated | MEDTRONIC | SPACER 2111540 OLIF25 20MM 6 DEG 16X40 | 2111540 | Standalone | DE0019408 | As per HSA registered indication(s)
Orthopaedics | Spine - Thoracolumbar (TL) and sacral surgery | TL interbody cage | TL interbody core - Integrated | MEDTRONIC | SPACER 2111545 OLIF25 20MM 6 DEG 16X45 | 2111545 | Standalone | DE0019408 | As per HSA registered indication(s)
Orthopaedics | Spine - Thoracolumbar (TL) and sacral surgery | TL interbody cage | TL interbody core - Integrated | MEDTRONIC | SPACER 2111550 OLIF25 20MM 6 DEG 16X50 | 2111550 | Standalone | DE0019408 | As per HSA registered indication(s)
Orthopaedics | Spine - Thoracolumbar (TL) and sacral surgery | TL interbody cage | TL interbody core - Integrated | MEDTRONIC | SPACER 2111555 OLIF25 20MM 6 DEG 16X55 | 2111555 | Standalone | DE0019408 | As per HSA registered indication(s)
Orthopaedics | Spine - Thoracolumbar (TL) and sacral surgery | TL interbody cage | TL interbody core - Integrated | MEDTRONIC | SPACER 2111560 OLIF25 20MM 6 DEG 16X60 | 2111560 | Standalone | DE0019408 | As per HSA registered indication(s)
Orthopaedics | Spine - Thoracolumbar (TL) and sacral surgery | TL interbody cage | TL interbody core - Integrated | MEDTRONIC | SPACER 2112240 OLIF25 20MM 12 DEG 10X40 | 2112240 | Standalone | DE0019408 | As per HSA registered indication(s)
Orthopaedics | Spine - Thoracolumbar (TL) and sacral surgery | TL interbody cage | TL interbody core - Integrated | MEDTRONIC | SPACER 2112245 OLIF25 20MM 12 DEG 10X45 | 2112245 | Standalone | DE0019408 | As per HSA registered indication(s)
Orthopaedics | Spine - Thoracolumbar (TL) and sacral surgery | TL interbody cage | TL interbody core - Integrated | MEDTRONIC | SPACER 2112250 OLIF25 20MM 12 DEG 10X50 | 2112250 | Standalone | DE0019408 | As per HSA registered indication(s)
Orthopaedics | Spine - Thoracolumbar (TL) and sacral surgery | TL interbody cage | TL interbody core - Integrated | MEDTRONIC | SPACER 2112255 OLIF25 20MM 12 DEG 10X55 | 2112255 | Standalone | DE0019408 | As per HSA registered indication(s)
Orthopaedics | Spine - Thoracolumbar (TL) and sacral surgery | TL interbody cage | TL interbody core - Integrated | MEDTRONIC | SPACER 2112260 OLIF25 20MM 12 DEG 10X60 | 2112260 | Standalone | DE0019408 | As per HSA registered indication(s)
Orthopaedics | Spine - Thoracolumbar (TL) and sacral surgery | TL interbody cage | TL interbody core - Integrated | MEDTRONIC | SPACER 2112340 OLIF25 20MM 12 DEG 12X40 | 2112340 | Standalone | DE0019408 | As per HSA registered indication(s)
Orthopaedics | Spine - Thoracolumbar (TL) and sacral surgery | TL interbody cage | TL interbody core - Integrated | MEDTRONIC | SPACER 2112345 OLIF25 20MM 12 DEG 12X45 | 2112345 | Standalone | DE0019408 | As per HSA registered indication(s)
Orthopaedics | Spine - Thoracolumbar (TL) and sacral surgery | TL interbody cage | TL interbody core - Integrated | MEDTRONIC | SPACER 2112350 OLIF25 20MM 12 DEG 12X50 | 2112350 | Standalone | DE0019408 | As per HSA registered indication(s)
Orthopaedics | Spine - Thoracolumbar (TL) and sacral surgery | TL interbody cage | TL interbody core - Integrated | MEDTRONIC | SPACER 2112355 OLIF25 20MM 12 DEG 12X55 | 2112355 | Standalone | DE0019408 | As per HSA registered indication(s)
Orthopaedics | Spine - Thoracolumbar (TL) and sacral surgery | TL interbody cage | TL interbody core - Integrated | MEDTRONIC | SPACER 2112360 OLIF25 20MM 12 DEG 12X60 | 2112360 | Standalone | DE0019408 | As per HSA registered indication(s)
Orthopaedics | Spine - Thoracolumbar (TL) and sacral surgery | TL interbody cage | TL interbody core - Integrated | MEDTRONIC | SPACER 2112440 OLIF25 20MM 12 DEG 14X40 | 2112440 | Standalone | DE0019408 | As per HSA registered indication(s)
Orthopaedics | Spine - Thoracolumbar (TL) and sacral surgery | TL interbody cage | TL interbody core - Integrated | MEDTRONIC | SPACER 2112445 OLIF25 20MM 12 DEG 14X45 | 2112445 | Standalone | DE0019408 | As per HSA registered indication(s)
Orthopaedics | Spine - Thoracolumbar (TL) and sacral surgery | TL interbody cage | TL interbody core - Integrated | MEDTRONIC | SPACER 2112450 OLIF25 20MM 12 DEG 14X50 | 2112450 | Standalone | DE0019408 | As per HSA registered indication(s)
Orthopaedics | Spine - Thoracolumbar (TL) and sacral surgery | TL interbody cage | TL interbody core - Integrated | MEDTRONIC | SPACER 2112455 OLIF25 20MM 12 DEG 14X55 | 2112455 | Standalone | DE0019408 | As per HSA registered indication(s)
Orthopaedics | Spine - Thoracolumbar (TL) and sacral surgery | TL interbody cage | TL interbody core - Integrated | MEDTRONIC | SPACER 2112460 OLIF25 20MM 12 DEG 14X60 | 2112460 | Standalone | DE0019408 | As per HSA registered indication(s)
Orthopaedics | Spine - Thoracolumbar (TL) and sacral surgery | TL interbody cage | TL interbody core - Integrated | MEDTRONIC | SPACER 2112540 OLIF25 20MM 12 DEG 16X40 | 2112540 | Standalone | DE0019408 | As per HSA registered indication(s)
Orthopaedics | Spine - Thoracolumbar (TL) and sacral surgery | TL interbody cage | TL interbody core - Integrated | MEDTRONIC | SPACER 2112545 OLIF25 20MM 12 DEG 16X45 | 2112545 | Standalone | DE0019408 | As per HSA registered indication(s)
Orthopaedics | Spine - Thoracolumbar (TL) and sacral surgery | TL interbody cage | TL interbody core - Integrated | MEDTRONIC | SPACER 2112550 OLIF25 20MM 12 DEG 16X50 | 2112550 | Standalone | DE0019408 | As per HSA registered indication(s)
Orthopaedics | Spine - Thoracolumbar (TL) and sacral surgery | TL interbody cage | TL interbody core - Integrated | MEDTRONIC | SPACER 2112555 OLIF25 20MM 12 DEG 16X55 | 2112555 | Standalone | DE0019408 | As per HSA registered indication(s)
Orthopaedics | Spine - Thoracolumbar (TL) and sacral surgery | TL interbody cage | TL interbody core - Integrated | MEDTRONIC | SPACER 2112560 OLIF25 20MM 12 DEG 16X60 | 2112560 | Standalone | DE0019408 | As per HSA registered indication(s)
Orthopaedics | Spine - Thoracolumbar (TL) and sacral surgery | TL interbody cage | TL interbody core - Integrated | MEDTRONIC | SPACER 2112640 OLIF25 20MM 12 DEG 18X40 | 2112640 | Standalone | DE0019408 | As per HSA registered indication(s)
Orthopaedics | Spine - Thoracolumbar (TL) and sacral surgery | TL interbody cage | TL interbody core - Integrated | MEDTRONIC | SPACER 2112645 OLIF25 20MM 12 DEG 18X45 | 2112645 | Standalone | DE0019408 | As per HSA registered indication(s)
Orthopaedics | Spine - Thoracolumbar (TL) and sacral surgery | TL interbody cage | TL interbody core - Integrated | MEDTRONIC | SPACER 2112650 OLIF25 20MM 12 DEG 18X50 | 2112650 | Standalone | DE0019408 | As per HSA registered indication(s)
Orthopaedics | Spine - Thoracolumbar (TL) and sacral surgery | TL interbody cage | TL interbody core - Integrated | MEDTRONIC | SPACER 2112655 OLIF25 20MM 12 DEG 18X55 | 2112655 | Standalone | DE0019408 | As per HSA registered indication(s)
Orthopaedics | Spine - Thoracolumbar (TL) and sacral surgery | TL interbody cage | TL interbody core - Integrated | MEDTRONIC | SPACER 2112660 OLIF25 20MM 12 DEG 18X60 | 2112660 | Standalone | DE0019408 | As per HSA registered indication(s)
Orthopaedics | Spine - Thoracolumbar (TL) and sacral surgery | TL interbody cage | TL interbody core - Integrated | MEDTRONIC | SPACER 2113340 OLIF25 20MM 18 DEG 12X40 | 2113340 | Standalone | DE0019408 | As per HSA registered indication(s)
Orthopaedics | Spine - Thoracolumbar (TL) and sacral surgery | TL interbody cage | TL interbody core - Integrated | MEDTRONIC | SPACER 2113345 OLIF25 20MM 18 DEG 12X45 | 2113345 | Standalone | DE0019408 | As per HSA registered indication(s)
Orthopaedics | Spine - Thoracolumbar (TL) and sacral surgery | TL interbody cage | TL interbody core - Integrated | MEDTRONIC | SPACER 2113350 OLIF25 20MM 18 DEG 12X50 | 2113350 | Standalone | DE0019408 | As per HSA registered indication(s)
Orthopaedics | Spine - Thoracolumbar (TL) and sacral surgery | TL interbody cage | TL interbody core - Integrated | MEDTRONIC | SPACER 2113355 OLIF25 20MM 18 DEG 12X55 | 2113355 | Standalone | DE0019408 | As per HSA registered indication(s)
Orthopaedics | Spine - Thoracolumbar (TL) and sacral surgery | TL interbody cage | TL interbody core - Integrated | MEDTRONIC | SPACER 2113360 OLIF25 20MM 18 DEG 12X60 | 2113360 | Standalone | DE0019408 | As per HSA registered indication(s)
Orthopaedics | Spine - Thoracolumbar (TL) and sacral surgery | TL interbody cage | TL interbody core - Integrated | MEDTRONIC | SPACER 2113440 OLIF25 20MM 18 DEG 14X40 | 2113440 | Standalone | DE0019408 | As per HSA registered indication(s)
Orthopaedics | Spine - Thoracolumbar (TL) and sacral surgery | TL interbody cage | TL interbody core - Integrated | MEDTRONIC | SPACER 2113445 OLIF25 20MM 18 DEG 14X45 | 2113445 | Standalone | DE0019408 | As per HSA registered indication(s)
Orthopaedics | Spine - Thoracolumbar (TL) and sacral surgery | TL interbody cage | TL interbody core - Integrated | MEDTRONIC | SPACER 2113450 OLIF25 20MM 18 DEG 14X50 | 2113450 | Standalone | DE0019408 | As per HSA registered indication(s)
Orthopaedics | Spine - Thoracolumbar (TL) and sacral surgery | TL interbody cage | TL interbody core - Integrated | MEDTRONIC | SPACER 2113455 OLIF25 20MM 18 DEG 14X55 | 2113455 | Standalone | DE0019408 | As per HSA registered indication(s)
Orthopaedics | Spine - Thoracolumbar (TL) and sacral surgery | TL interbody cage | TL interbody core - Integrated | MEDTRONIC | SPACER 2113460 OLIF25 20MM 18 DEG 14X60 | 2113460 | Standalone | DE0019408 | As per HSA registered indication(s)
Orthopaedics | Spine - Thoracolumbar (TL) and sacral surgery | TL interbody cage | TL interbody core - Integrated | MEDTRONIC | SPACER 2113540 OLIF25 20MM 18 DEG 16X40 | 2113540 | Standalone | DE0019408 | As per HSA registered indication(s)
Orthopaedics | Spine - Thoracolumbar (TL) and sacral surgery | TL interbody cage | TL interbody core - Integrated | MEDTRONIC | SPACER 2113545 OLIF25 20MM 18 DEG 16X45 | 2113545 | Standalone | DE0019408 | As per HSA registered indication(s)
Orthopaedics | Spine - Thoracolumbar (TL) and sacral surgery | TL interbody cage | TL interbody core - Integrated | MEDTRONIC | SPACER 2113550 OLIF25 20MM 18 DEG 16X50 | 2113550 | Standalone | DE0019408 | As per HSA registered indication(s)
Orthopaedics | Spine - Thoracolumbar (TL) and sacral surgery | TL interbody cage | TL interbody core - Integrated | MEDTRONIC | SPACER 2113555 OLIF25 20MM 18 DEG 16X55 | 2113555 | Standalone | DE0019408 | As per HSA registered indication(s)
Orthopaedics | Spine - Thoracolumbar (TL) and sacral surgery | TL interbody cage | TL interbody core - Integrated | MEDTRONIC | SPACER 2113645 OLIF25 20MM 18 DEG 18X45 | 2113645 | Standalone | DE0019408 | As per HSA registered indication(s)
Orthopaedics | Spine - Thoracolumbar (TL) and sacral surgery | TL interbody cage | TL interbody core - Integrated | MEDTRONIC | SPACER 2113650 OLIF25 20MM 18 DEG 18X50 | 2113650 | Standalone | DE0019408 | As per HSA registered indication(s)
Orthopaedics | Spine - Thoracolumbar (TL) and sacral surgery | TL interbody cage | TL interbody core - Integrated | MEDTRONIC | SPACER 2113655 OLIF25 20MM 18 DEG 18X55 | 2113655 | Standalone | DE0019408 | As per HSA registered indication(s)
Orthopaedics | Spine - Thoracolumbar (TL) and sacral surgery | TL interbody cage | TL interbody core - Integrated | MEDTRONIC | SPACER 2131245 OLIF25 27MM 6 DEG 10X45 | 2131245 | Standalone | DE0019408 | As per HSA registered indication(s)
Orthopaedics | Spine - Thoracolumbar (TL) and sacral surgery | TL interbody cage | TL interbody core - Integrated | MEDTRONIC | SPACER 2131250 OLIF25 27MM 6 DEG 10X50 | 2131250 | Standalone | DE0019408 | As per HSA registered indication(s)
Orthopaedics | Spine - Thoracolumbar (TL) and sacral surgery | TL interbody cage | TL interbody core - Integrated | MEDTRONIC | SPACER 2131255 OLIF25 27MM 6 DEG 10X55 | 2131255 | Standalone | DE0019408 | As per HSA registered indication(s)
Orthopaedics | Spine - Thoracolumbar (TL) and sacral surgery | TL interbody cage | TL interbody core - Integrated | MEDTRONIC | SPACER 2131345 OLIF25 27MM 6 DEG 12X45 | 2131345 | Standalone | DE0019408 | As per HSA registered indication(s)
Orthopaedics | Spine - Thoracolumbar (TL) and sacral surgery | TL interbody cage | TL interbody core - Integrated | MEDTRONIC | SPACER 2131350 OLIF25 27MM 6 DEG 12X50 | 2131350 | Standalone | DE0019408 | As per HSA registered indication(s)
Orthopaedics | Spine - Thoracolumbar (TL) and sacral surgery | TL interbody cage | TL interbody core - Integrated | MEDTRONIC | SPACER 2131355 OLIF25 27MM 6 DEG 12X55 | 2131355 | Standalone | DE0019408 | As per HSA registered indication(s)
Orthopaedics | Spine - Thoracolumbar (TL) and sacral surgery | TL interbody cage | TL interbody core - Integrated | MEDTRONIC | SPACER 2131445 OLIF25 27MM 6 DEG 14X45 | 2131445 | Standalone | DE0019408 | As per HSA registered indication(s)
Orthopaedics | Spine - Thoracolumbar (TL) and sacral surgery | TL interbody cage | TL interbody core - Integrated | MEDTRONIC | SPACER 2131450 OLIF25 27MM 6 DEG 14X50 | 2131450 | Standalone | DE0019408 | As per HSA registered indication(s)
Orthopaedics | Spine - Thoracolumbar (TL) and sacral surgery | TL interbody cage | TL interbody core - Integrated | MEDTRONIC | SPACER 2131455 OLIF25 27MM 6 DEG 14X55 | 2131455 | Standalone | DE0019408 | As per HSA registered indication(s)
Orthopaedics | Spine - Thoracolumbar (TL) and sacral surgery | TL interbody cage | TL interbody core - Integrated | MEDTRONIC | SPACER 2131545 OLIF25 27MM 6 DEG 16X45 | 2131545 | Standalone | DE0019408 | As per HSA registered indication(s)
Orthopaedics | Spine - Thoracolumbar (TL) and sacral surgery | TL interbody cage | TL interbody core - Integrated | MEDTRONIC | SPACER 2131550 OLIF25 27MM 6 DEG 16X50 | 2131550 | Standalone | DE0019408 | As per HSA registered indication(s)
Orthopaedics | Spine - Thoracolumbar (TL) and sacral surgery | TL interbody cage | TL interbody core - Integrated | MEDTRONIC | SPACER 2131555 OLIF25 27MM 6 DEG 16X55 | 2131555 | Standalone | DE0019408 | As per HSA registered indication(s)
Orthopaedics | Spine - Thoracolumbar (TL) and sacral surgery | TL interbody cage | TL interbody core - Integrated | MEDTRONIC | SPACER 2132345 OLIF25 27MM 12 DEG 12X45 | 2132345 | Standalone | DE0019408 | As per HSA registered indication(s)
Orthopaedics | Spine - Thoracolumbar (TL) and sacral surgery | TL interbody cage | TL interbody core - Integrated | MEDTRONIC | SPACER 2132350 OLIF25 27MM 12 DEG 12X50 | 2132350 | Standalone | DE0019408 | As per HSA registered indication(s)
Orthopaedics | Spine - Thoracolumbar (TL) and sacral surgery | TL interbody cage | TL interbody core - Integrated | MEDTRONIC | SPACER 2132355 OLIF25 27MM 12 DEG 12X55 | 2132355 | Standalone | DE0019408 | As per HSA registered indication(s)
Orthopaedics | Spine - Thoracolumbar (TL) and sacral surgery | TL interbody cage | TL interbody core - Integrated | MEDTRONIC | SPACER 2132445 OLIF25 27MM 12 DEG 14X45 | 2132445 | Standalone | DE0019408 | As per HSA registered indication(s)
Orthopaedics | Spine - Thoracolumbar (TL) and sacral surgery | TL interbody cage | TL interbody core - Integrated | MEDTRONIC | SPACER 2132450 OLIF25 27MM 12 DEG 14X50 | 2132450 | Standalone | DE0019408 | As per HSA registered indication(s)
Orthopaedics | Spine - Thoracolumbar (TL) and sacral surgery | TL interbody cage | TL interbody core - Integrated | MEDTRONIC | SPACER 2132455 OLIF25 27MM 12 DEG 14X55 | 2132455 | Standalone | DE0019408 | As per HSA registered indication(s)
Orthopaedics | Spine - Thoracolumbar (TL) and sacral surgery | TL interbody cage | TL interbody core - Integrated | MEDTRONIC | SPACER 2132545 OLIF25 27MM 12 DEG 16X45 | 2132545 | Standalone | DE0019408 | As per HSA registered indication(s)
Orthopaedics | Spine - Thoracolumbar (TL) and sacral surgery | TL interbody cage | TL interbody core - Integrated | MEDTRONIC | SPACER 2132550 OLIF25 27MM 12 DEG 16X50 | 2132550 | Standalone | DE0019408 | As per HSA registered indication(s)
Orthopaedics | Spine - Thoracolumbar (TL) and sacral surgery | TL interbody cage | TL interbody core - Integrated | MEDTRONIC | SPACER 2132555 OLIF25 27MM 12 DEG 16X55 | 2132555 | Standalone | DE0019408 | As per HSA registered indication(s)
Orthopaedics | Spine - Thoracolumbar (TL) and sacral surgery | TL interbody cage | TL interbody core - Integrated | MEDTRONIC | SPACER 2132645 OLIF25 27MM 12 DEG 18X45 | 2132645 | Standalone | DE0019408 | As per HSA registered indication(s)
Orthopaedics | Spine - Thoracolumbar (TL) and sacral surgery | TL interbody cage | TL interbody core - Integrated | MEDTRONIC | SPACER 2132650 OLIF25 27MM 12 DEG 18X50 | 2132650 | Standalone | DE0019408 | As per HSA registered indication(s)
Orthopaedics | Spine - Thoracolumbar (TL) and sacral surgery | TL interbody cage | TL interbody core - Integrated | MEDTRONIC | SPACER 2132655 OLIF25 27MM 12 DEG 18X55 | 2132655 | Standalone | DE0019408 | As per HSA registered indication(s)
Orthopaedics | Spine - Thoracolumbar (TL) and sacral surgery | TL interbody cage | TL interbody core - Integrated | MEDTRONIC | SPACER 2133445 OLIF25 27MM 18 DEG 14X45 | 2133445 | Standalone | DE0019408 | As per HSA registered indication(s)
Orthopaedics | Spine - Thoracolumbar (TL) and sacral surgery | TL interbody cage | TL interbody core - Integrated | MEDTRONIC | SPACER 2133450 OLIF25 27MM 18 DEG 14X50 | 2133450 | Standalone | DE0019408 | As per HSA registered indication(s)
Orthopaedics | Spine - Thoracolumbar (TL) and sacral surgery | TL interbody cage | TL interbody core - Integrated | MEDTRONIC | SPACER 2133455 OLIF25 27MM 18 DEG 14X55 | 2133455 | Standalone | DE0019408 | As per HSA registered indication(s)
Orthopaedics | Spine - Thoracolumbar (TL) and sacral surgery | TL interbody cage | TL interbody core - Integrated | MEDTRONIC | SPACER 2133545 OLIF25 27MM 18 DEG 16X45 | 2133545 | Standalone | DE0019408 | As per HSA registered indication(s)
Orthopaedics | Spine - Thoracolumbar (TL) and sacral surgery | TL interbody cage | TL interbody core - Integrated | MEDTRONIC | SPACER 2133550 OLIF25 27MM 18 DEG 16X50 | 2133550 | Standalone | DE0019408 | As per HSA registered indication(s)
Orthopaedics | Spine - Thoracolumbar (TL) and sacral surgery | TL interbody cage | TL interbody core - Integrated | MEDTRONIC | SPACER 2133555 OLIF25 27MM 18 DEG 16X55 | 2133555 | Standalone | DE0019408 | As per HSA registered indication(s)
Orthopaedics | Spine - Thoracolumbar (TL) and sacral surgery | TL interbody cage | TL interbody core - Integrated | MEDTRONIC | SPACER 2133645 OLIF25 27MM 18 DEG 18X45 | 2133645 | Standalone | DE0019408 | As per HSA registered indication(s)
Orthopaedics | Spine - Thoracolumbar (TL) and sacral surgery | TL interbody cage | TL interbody core - Integrated | MEDTRONIC | SPACER 2133650 OLIF25 27MM 18 DEG 18X50 | 2133650 | Standalone | DE0019408 | As per HSA registered indication(s)
Orthopaedics | Spine - Thoracolumbar (TL) and sacral surgery | TL interbody cage | TL interbody core - Integrated | MEDTRONIC | SPACER 2133655 OLIF25 27MM 18 DEG 18X55 | 2133655 | Standalone | DE0019408 | As per HSA registered indication(s)
Orthopaedics | Spine - Thoracolumbar (TL) and sacral surgery | TL interbody cage | TL interbody core - Non-integrated | MEDTRONIC | SPACER 3491208 PRMTR SM 4DEG 8MM | 3491208 | Standalone | DE0019256 | As per HSA registered indication(s)
Orthopaedics | Spine - Thoracolumbar (TL) and sacral surgery | TL interbody cage | TL interbody core - Non-integrated | MEDTRONIC | SPACER 3491210 PRMTR SM 4DEG 10MM | 3491210 | Standalone | DE0019256 | As per HSA registered indication(s)
Orthopaedics | Spine - Thoracolumbar (TL) and sacral surgery | TL interbody cage | TL interbody core - Non-integrated | MEDTRONIC | SPACER 3491212 PRMTR SM 4DEG 12MM | 3491212 | Standalone | DE0019256 | As per HSA registered indication(s)
Orthopaedics | Spine - Thoracolumbar (TL) and sacral surgery | TL interbody cage | TL interbody core - Non-integrated | MEDTRONIC | SPACER 3491214 PRMTR SM 4DEG 14MM | 3491214 | Standalone | DE0019256 | As per HSA registered indication(s)
Orthopaedics | Spine - Thoracolumbar (TL) and sacral surgery | TL interbody cage | TL interbody core - Non-integrated | MEDTRONIC | SPACER 3492308 PRMTR MED 8DEG 8MM | 3492308 | Standalone | DE0019256 | As per HSA registered indication(s)
Orthopaedics | Spine - Thoracolumbar (TL) and sacral surgery | TL interbody cage | TL interbody core - Non-integrated | MEDTRONIC | SPACER 3492310 PRMTR MED 8DEG 10MM | 3492310 | Standalone | DE0019256 | As per HSA registered indication(s)
Orthopaedics | Spine - Thoracolumbar (TL) and sacral surgery | TL interbody cage | TL interbody core - Non-integrated | MEDTRONIC | SPACER 3492312 PRMTR MED 8DEG 12MM | 3492312 | Standalone | DE0019256 | As per HSA registered indication(s)
Orthopaedics | Spine - Thoracolumbar (TL) and sacral surgery | TL interbody cage | TL interbody core - Non-integrated | MEDTRONIC | SPACER 3492314 PRMTR MED 8DEG 14MM | 3492314 | Standalone | DE0019256 | As per HSA registered indication(s)
Orthopaedics | Spine - Thoracolumbar (TL) and sacral surgery | TL interbody cage | TL interbody core - Non-integrated | MEDTRONIC | SPACER 3492316 PRMTR MED 8DEG 16MM | 3492316 | Standalone | DE0019256 | As per HSA registered indication(s)
Orthopaedics | Spine - Thoracolumbar (TL) and sacral surgery | TL interbody cage | TL interbody core - Non-integrated | MEDTRONIC | SPACER 3492318 PRMTR MED 8DEG 18MM | 3492318 | Standalone | DE0019256 | As per HSA registered indication(s)
Orthopaedics | Spine - Thoracolumbar (TL) and sacral surgery | TL interbody cage | TL interbody core - Non-integrated | MEDTRONIC | SPACER 3492320 PRMTR MED 8DEG 20MM | 3492320 | Standalone | DE0019256 | As per HSA registered indication(s)
Orthopaedics | Spine - Thoracolumbar (TL) and sacral surgery | TL interbody cage | TL interbody core - Non-integrated | MEDTRONIC | SPACER 3493308 PRMTR LG 8DEG 8MM | 3493308 | Standalone | DE0019256 | As per HSA registered indication(s)
Orthopaedics | Spine - Thoracolumbar (TL) and sacral surgery | TL interbody cage | TL interbody core - Non-integrated | MEDTRONIC | SPACER 3493310 PRMTR LG 8DEG 10MM | 3493310 | Standalone | DE0019256 | As per HSA registered indication(s)
Orthopaedics | Spine - Thoracolumbar (TL) and sacral surgery | TL interbody cage | TL interbody core - Non-integrated | MEDTRONIC | SPACER 3493312 PRMTR LG 8DEG 12MM | 3493312 | Standalone | DE0019256 | As per HSA registered indication(s)
Orthopaedics | Spine - Thoracolumbar (TL) and sacral surgery | TL interbody cage | TL interbody core - Non-integrated | MEDTRONIC | SPACER 3493314 PRMTR LG 8DEG 14MM | 3493314 | Standalone | DE0019256 | As per HSA registered indication(s)
Orthopaedics | Spine - Thoracolumbar (TL) and sacral surgery | TL interbody cage | TL interbody core - Non-integrated | MEDTRONIC | SPACER 3493316 PRMTR LG 8DEG 16MM | 3493316 | Standalone | DE0019256 | As per HSA registered indication(s)
Orthopaedics | Spine - Thoracolumbar (TL) and sacral surgery | TL interbody cage | TL interbody core - Non-integrated | MEDTRONIC | SPACER 3493318 PRMTR LG 8DEG 18MM | 3493318 | Standalone | DE0019256 | As per HSA registered indication(s)
Orthopaedics | Spine - Thoracolumbar (TL) and sacral surgery | TL interbody cage | TL interbody core - Non-integrated | MEDTRONIC | SPACER 3493320 PRMTR LG 8DEG 20MM | 3493320 | Standalone | DE0019256 | As per HSA registered indication(s)
Orthopaedics | Spine - Thoracolumbar (TL) and sacral surgery | TL interbody cage | TL interbody core - Non-integrated | MEDTRONIC | SPACER 3493412 PRMTR LG 12DEG 12MM | 3493412 | Standalone | DE0019256 | As per HSA registered indication(s)
Orthopaedics | Spine - Thoracolumbar (TL) and sacral surgery | TL interbody cage | TL interbody core - Non-integrated | MEDTRONIC | SPACER 3493414 PRMTR LG 12DEG 14MM | 3493414 | Standalone | DE0019256 | As per HSA registered indication(s)
Orthopaedics | Spine - Thoracolumbar (TL) and sacral surgery | TL interbody cage | TL interbody core - Non-integrated | MEDTRONIC | SPACER 3493416 PRMTR LG 12DEG 16MM | 3493416 | Standalone | DE0019256 | As per HSA registered indication(s)
Orthopaedics | Spine - Thoracolumbar (TL) and sacral surgery | TL interbody cage | TL interbody core - Non-integrated | MEDTRONIC | SPACER 3493418 PRMTR LG 12DEG 18MM | 3493418 | Standalone | DE0019256 | As per HSA registered indication(s)
Orthopaedics | Spine - Thoracolumbar (TL) and sacral surgery | TL interbody cage | TL interbody core - Non-integrated | MEDTRONIC | SPACER 3493420 PRMTR LG 12DEG 20MM | 3493420 | Standalone | DE0019256 | As per HSA registered indication(s)
Orthopaedics | Spine - Thoracolumbar (TL) and sacral surgery | TL interbody cage | TL interbody core - Non-integrated | MEDTRONIC | SPACER 3494310 PRMTR XLG 8DEG 10MM | 3494310 | Standalone | DE0019256 | As per HSA registered indication(s)
Orthopaedics | Spine - Thoracolumbar (TL) and sacral surgery | TL interbody cage | TL interbody core - Non-integrated | MEDTRONIC | SPACER 3494312 PRMTR XLG 8DEG 12MM | 3494312 | Standalone | DE0019256 | As per HSA registered indication(s)
Orthopaedics | Spine - Thoracolumbar (TL) and sacral surgery | TL interbody cage | TL interbody core - Non-integrated | MEDTRONIC | SPACER 3494314 PRMTR XLG 8DEG 14MM | 3494314 | Standalone | DE0019256 | As per HSA registered indication(s)
Orthopaedics | Spine - Thoracolumbar (TL) and sacral surgery | TL interbody cage | TL interbody core - Non-integrated | MEDTRONIC | SPACER 3992208 22MM X 8MM | 3992208 | Standalone | DE0501183 | As per HSA registered indication(s)
Orthopaedics | Spine - Thoracolumbar (TL) and sacral surgery | TL interbody cage | TL interbody core - Non-integrated | MEDTRONIC | SPACER 3992209 22MM X 9MM | 3992209 | Standalone | DE0501183 | As per HSA registered indication(s)
Orthopaedics | Spine - Thoracolumbar (TL) and sacral surgery | TL interbody cage | TL interbody core - Non-integrated | MEDTRONIC | SPACER 3992210 22MM X 10MM | 3992210 | Standalone | DE0501183 | As per HSA registered indication(s)
Orthopaedics | Spine - Thoracolumbar (TL) and sacral surgery | TL interbody cage | TL interbody core - Non-integrated | MEDTRONIC | SPACER 3992211 22MM X 11MM | 3992211 | Standalone | DE0501183 | As per HSA registered indication(s)
Orthopaedics | Spine - Thoracolumbar (TL) and sacral surgery | TL interbody cage | TL interbody core - Non-integrated | MEDTRONIC | SPACER 3992212 22MM X 12MM | 3992212 | Standalone | DE0501183 | As per HSA registered indication(s)
Orthopaedics | Spine - Thoracolumbar (TL) and sacral surgery | TL interbody cage | TL interbody core - Non-integrated | MEDTRONIC | SPACER 3992213 22MM X 13MM | 3992213 | Standalone | DE0501183 | As per HSA registered indication(s)
Orthopaedics | Spine - Thoracolumbar (TL) and sacral surgery | TL interbody cage | TL interbody core - Non-integrated | MEDTRONIC | SPACER 3992214 22MM X 14MM | 3992214 | Standalone | DE0501183 | As per HSA registered indication(s)
Orthopaedics | Spine - Thoracolumbar (TL) and sacral surgery | TL interbody cage | TL interbody core - Non-integrated | MEDTRONIC | SPACER 3992608 26MM X 8MM | 3992608 | Standalone | DE0501183 | As per HSA registered indication(s)
Orthopaedics | Spine - Thoracolumbar (TL) and sacral surgery | TL interbody cage | TL interbody core - Non-integrated | MEDTRONIC | SPACER 3992609 26MM X 9MM | 3992609 | Standalone | DE0501183 | As per HSA registered indication(s)
Orthopaedics | Spine - Thoracolumbar (TL) and sacral surgery | TL interbody cage | TL interbody core - Non-integrated | MEDTRONIC | SPACER 3992610 26MM X 10MM | 3992610 | Standalone | DE0501183 | As per HSA registered indication(s)
Orthopaedics | Spine - Thoracolumbar (TL) and sacral surgery | TL interbody cage | TL interbody core - Non-integrated | MEDTRONIC | SPACER 3992611 26MM X 11MM | 3992611 | Standalone | DE0501183 | As per HSA registered indication(s)
Orthopaedics | Spine - Thoracolumbar (TL) and sacral surgery | TL interbody cage | TL interbody core - Non-integrated | MEDTRONIC | SPACER 3992612 26MM X 12MM | 3992612 | Standalone | DE0501183 | As per HSA registered indication(s)
Orthopaedics | Spine - Thoracolumbar (TL) and sacral surgery | TL interbody cage | TL interbody core - Non-integrated | MEDTRONIC | SPACER 3992613 26MM X 13MM | 3992613 | Standalone | DE0501183 | As per HSA registered indication(s)
Orthopaedics | Spine - Thoracolumbar (TL) and sacral surgery | TL interbody cage | TL interbody core - Non-integrated | MEDTRONIC | SPACER 3992614 26MM X 14MM | 3992614 | Standalone | DE0501183 | As per HSA registered indication(s)
Orthopaedics | Spine - Thoracolumbar (TL) and sacral surgery | TL interbody cage | TL interbody core - Non-integrated | MEDTRONIC | SPACER 3993208 32MM X 8MM | 3993208 | Standalone | DE0501183 | As per HSA registered indication(s)
Orthopaedics | Spine - Thoracolumbar (TL) and sacral surgery | TL interbody cage | TL interbody core - Non-integrated | MEDTRONIC | SPACER 3993209 32MM X 9MM | 3993209 | Standalone | DE0501183 | As per HSA registered indication(s)
Orthopaedics | Spine - Thoracolumbar (TL) and sacral surgery | TL interbody cage | TL interbody core - Non-integrated | MEDTRONIC | SPACER 3993210 32MM X 10MM | 3993210 | Standalone | DE0501183 | As per HSA registered indication(s)
Orthopaedics | Spine - Thoracolumbar (TL) and sacral surgery | TL interbody cage | TL interbody core - Non-integrated | MEDTRONIC | SPACER 3993211 32MM X 11MM | 3993211 | Standalone | DE0501183 | As per HSA registered indication(s)
Orthopaedics | Spine - Thoracolumbar (TL) and sacral surgery | TL interbody cage | TL interbody core - Non-integrated | MEDTRONIC | SPACER 3993212 32MM X 12MM | 3993212 | Standalone | DE0501183 | As per HSA registered indication(s)
Orthopaedics | Spine - Thoracolumbar (TL) and sacral surgery | TL interbody cage | TL interbody core - Non-integrated | MEDTRONIC | SPACER 3993213 32MM X 13MM | 3993213 | Standalone | DE0501183 | As per HSA registered indication(s)
Orthopaedics | Spine - Thoracolumbar (TL) and sacral surgery | TL interbody cage | TL interbody core - Non-integrated | MEDTRONIC | SPACER 3993214 32MM X 14MM | 3993214 | Standalone | DE0501183 | As per HSA registered indication(s)
Orthopaedics | Spine - Thoracolumbar (TL) and sacral surgery | TL interbody cage | TL interbody core - Non-integrated | MEDTRONIC | SPACER 7770723 ELEVATE X-LOR 23X7MM | 7770723 | Standalone | DE0502291 | As per HSA registered indication(s)
Orthopaedics | Spine - Thoracolumbar (TL) and sacral surgery | TL interbody cage | TL interbody core - Non-integrated | MEDTRONIC | SPACER 7770728 ELEVATE X-LOR 28X7MM | 7770728 | Standalone | DE0502291 | As per HSA registered indication(s)
Orthopaedics | Spine - Thoracolumbar (TL) and sacral surgery | TL interbody cage | TL interbody core - Non-integrated | MEDTRONIC | SPACER 7770732 ELEVATE X-LOR 32X7MM | 7770732 | Standalone | DE0502291 | As per HSA registered indication(s)
Orthopaedics | Spine - Thoracolumbar (TL) and sacral surgery | TL interbody cage | TL interbody core - Non-integrated | MEDTRONIC | SPACER 7770823 ELEVATE STD 23X8MM | 7770823 | Standalone | DE0502291 | As per HSA registered indication(s)
Orthopaedics | Spine - Thoracolumbar (TL) and sacral surgery | TL interbody cage | TL interbody core - Non-integrated | MEDTRONIC | SPACER 7770828 ELEVATE STD 28X8MM | 7770828 | Standalone | DE0502291 | As per HSA registered indication(s)
Orthopaedics | Spine - Thoracolumbar (TL) and sacral surgery | TL interbody cage | TL interbody core - Non-integrated | MEDTRONIC | SPACER 7770832 ELEVATE STD 32X8MM | 7770832 | Standalone | DE0502291 | As per HSA registered indication(s)
Orthopaedics | Spine - Thoracolumbar (TL) and sacral surgery | TL interbody cage | TL interbody core - Non-integrated | MEDTRONIC | SPACER 7770923 ELEVATE STD 23X9MM | 7770923 | Standalone | DE0502291 | As per HSA registered indication(s)
Orthopaedics | Spine - Thoracolumbar (TL) and sacral surgery | TL interbody cage | TL interbody core - Non-integrated | MEDTRONIC | SPACER 7770928 ELEVATE STD 28X9MM | 7770928 | Standalone | DE0502291 | As per HSA registered indication(s)
Orthopaedics | Spine - Thoracolumbar (TL) and sacral surgery | TL interbody cage | TL interbody core - Non-integrated | MEDTRONIC | SPACER 7770932 ELEVATE STD 32X9MM | 7770932 | Standalone | DE0502291 | As per HSA registered indication(s)
Orthopaedics | Spine - Thoracolumbar (TL) and sacral surgery | TL interbody cage | TL interbody core - Non-integrated | MEDTRONIC | SPACER 8880823 ELEVATE X-LOR 23X8MM | 8880823 | Standalone | DE0502291 | As per HSA registered indication(s)
Orthopaedics | Spine - Thoracolumbar (TL) and sacral surgery | TL interbody cage | TL interbody core - Non-integrated | MEDTRONIC | SPACER 8880828 ELEVATE X-LOR 28X8MM | 8880828 | Standalone | DE0502291 | As per HSA registered indication(s)
Orthopaedics | Spine - Thoracolumbar (TL) and sacral surgery | TL interbody cage | TL interbody core - Non-integrated | MEDTRONIC | SPACER 8880832 ELEVATE X-LOR 32X8MM | 8880832 | Standalone | DE0502291 | As per HSA registered indication(s)
Orthopaedics | Spine - Thoracolumbar (TL) and sacral surgery | TL interbody cage | TL interbody core - Non-integrated | MEDTRONIC | SPACER 8880923 ELEVATE X-LOR 23X9MM | 8880923 | Standalone | DE0502291 | As per HSA registered indication(s)
Orthopaedics | Spine - Thoracolumbar (TL) and sacral surgery | TL interbody cage | TL interbody core - Non-integrated | MEDTRONIC | SPACER 8880928 ELEVATE X-LOR 28X9MM | 8880928 | Standalone | DE0502291 | As per HSA registered indication(s)
Orthopaedics | Spine - Thoracolumbar (TL) and sacral surgery | TL interbody cage | TL interbody core - Non-integrated | MEDTRONIC | SPACER 8880932 ELEVATE X-LOR 32X9MM | 8880932 | Standalone | DE0502291 | As per HSA registered indication(s)
Orthopaedics | Spine - Thoracolumbar (TL) and sacral surgery | TL interbody cage | TL interbody core - Non-integrated | Medtronic | Spacer, Adaptix 24MM X 10MM | 84332410 | Standalone | DE0507864 | As per HSA registered indication(s)
Orthopaedics | Spine - Thoracolumbar (TL) and sacral surgery | TL interbody cage | TL interbody core - Non-integrated | Medtronic | Spacer, Adaptix 24MM X 11MM | 84332411 | Standalone | DE0507864 | As per HSA registered indication(s)
Orthopaedics | Spine - Thoracolumbar (TL) and sacral surgery | TL interbody cage | TL interbody core - Non-integrated | Medtronic | Spacer, Adaptix 24MM X 12MM | 84332412 | Standalone | DE0507864 | As per HSA registered indication(s)
Orthopaedics | Spine - Thoracolumbar (TL) and sacral surgery | TL interbody cage | TL interbody core - Non-integrated | Medtronic | Spacer, Adaptix 24MM X 13MM | 84332413 | Standalone | DE0507864 | As per HSA registered indication(s)
Orthopaedics | Spine - Thoracolumbar (TL) and sacral surgery | TL interbody cage | TL interbody core - Non-integrated | Medtronic | Spacer, Adaptix 24MM X 14MM | 84332414 | Standalone | DE0507864 | As per HSA registered indication(s)
Orthopaedics | Spine - Thoracolumbar (TL) and sacral surgery | TL interbody cage | TL interbody core - Non-integrated | Medtronic | Spacer, Adaptix 24MM X 15MM | 84332415 | Standalone | DE0507864 | As per HSA registered indication(s)
Orthopaedics | Spine - Thoracolumbar (TL) and sacral surgery | TL interbody cage | TL interbody core - Non-integrated | Medtronic | Spacer, Adaptix 24MM X 16MM | 84332416 | Standalone | DE0507864 | As per HSA registered indication(s)
Orthopaedics | Spine - Thoracolumbar (TL) and sacral surgery | TL interbody cage | TL interbody core - Non-integrated | Medtronic | Spacer, Adaptix 24MM X 6MM | 84332406 | Standalone | DE0507864 | As per HSA registered indication(s)
Orthopaedics | Spine - Thoracolumbar (TL) and sacral surgery | TL interbody cage | TL interbody core - Non-integrated | Medtronic | Spacer, Adaptix 24MM X 7MM | 84332407 | Standalone | DE0507864 | As per HSA registered indication(s)
Orthopaedics | Spine - Thoracolumbar (TL) and sacral surgery | TL interbody cage | TL interbody core - Non-integrated | Medtronic | Spacer, Adaptix 24MM X 8MM | 84332408 | Standalone | DE0507864 | As per HSA registered indication(s)
Orthopaedics | Spine - Thoracolumbar (TL) and sacral surgery | TL interbody cage | TL interbody core - Non-integrated | Medtronic | Spacer, Adaptix 24MM X 9MM | 84332409 | Standalone | DE0507864 | As per HSA registered indication(s)
Orthopaedics | Spine - Thoracolumbar (TL) and sacral surgery | TL interbody cage | TL interbody core - Non-integrated | Medtronic | Spacer, Adaptix 28MM X 10MM | 84332810 | Standalone | DE0507864 | As per HSA registered indication(s)
Orthopaedics | Spine - Thoracolumbar (TL) and sacral surgery | TL interbody cage | TL interbody core - Non-integrated | Medtronic | Spacer, Adaptix 28MM X 11MM | 84332811 | Standalone | DE0507864 | As per HSA registered indication(s)
Orthopaedics | Spine - Thoracolumbar (TL) and sacral surgery | TL interbody cage | TL interbody core - Non-integrated | Medtronic | Spacer, Adaptix 28MM X 12MM | 84332812 | Standalone | DE0507864 | As per HSA registered indication(s)
Orthopaedics | Spine - Thoracolumbar (TL) and sacral surgery | TL interbody cage | TL interbody core - Non-integrated | Medtronic | Spacer, Adaptix 28MM X 13MM | 84332813 | Standalone | DE0507864 | As per HSA registered indication(s)
Orthopaedics | Spine - Thoracolumbar (TL) and sacral surgery | TL interbody cage | TL interbody core - Non-integrated | Medtronic | Spacer, Adaptix 28MM X 14MM | 84332814 | Standalone | DE0507864 | As per HSA registered indication(s)
Orthopaedics | Spine - Thoracolumbar (TL) and sacral surgery | TL interbody cage | TL interbody core - Non-integrated | Medtronic | Spacer, Adaptix 28MM X 15MM | 84332815 | Standalone | DE0507864 | As per HSA registered indication(s)
Orthopaedics | Spine - Thoracolumbar (TL) and sacral surgery | TL interbody cage | TL interbody core - Non-integrated | Medtronic | Spacer, Adaptix 28MM X 16MM | 84332816 | Standalone | DE0507864 | As per HSA registered indication(s)
Orthopaedics | Spine - Thoracolumbar (TL) and sacral surgery | TL interbody cage | TL interbody core - Non-integrated | Medtronic | Spacer, Adaptix 28MM X 6MM | 84332806 | Standalone | DE0507864 | As per HSA registered indication(s)
Orthopaedics | Spine - Thoracolumbar (TL) and sacral surgery | TL interbody cage | TL interbody core - Non-integrated | Medtronic | Spacer, Adaptix 28MM X 7MM | 84332807 | Standalone | DE0507864 | As per HSA registered indication(s)
Orthopaedics | Spine - Thoracolumbar (TL) and sacral surgery | TL interbody cage | TL interbody core - Non-integrated | Medtronic | Spacer, Adaptix 28MM X 8MM | 84332808 | Standalone | DE0507864 | As per HSA registered indication(s)
Orthopaedics | Spine - Thoracolumbar (TL) and sacral surgery | TL interbody cage | TL interbody core - Non-integrated | Medtronic | Spacer, Adaptix 28MM X 9MM | 84332809 | Standalone | DE0507864 | As per HSA registered indication(s)
Orthopaedics | Spine - Thoracolumbar (TL) and sacral surgery | TL interbody cage | TL interbody core - Non-integrated | Medtronic | Spacer, Adaptix 34MM X 10MM | 84333410 | Standalone | DE0507864 | As per HSA registered indication(s)
Orthopaedics | Spine - Thoracolumbar (TL) and sacral surgery | TL interbody cage | TL interbody core - Non-integrated | Medtronic | Spacer, Adaptix 34MM X 11MM | 84333411 | Standalone | DE0507864 | As per HSA registered indication(s)
Orthopaedics | Spine - Thoracolumbar (TL) and sacral surgery | TL interbody cage | TL interbody core - Non-integrated | Medtronic | Spacer, Adaptix 34MM X 12MM | 84333412 | Standalone | DE0507864 | As per HSA registered indication(s)
Orthopaedics | Spine - Thoracolumbar (TL) and sacral surgery | TL interbody cage | TL interbody core - Non-integrated | Medtronic | Spacer, Adaptix 34MM X 13MM | 84333413 | Standalone | DE0507864 | As per HSA registered indication(s)
Orthopaedics | Spine - Thoracolumbar (TL) and sacral surgery | TL interbody cage | TL interbody core - Non-integrated | Medtronic | Spacer, Adaptix 34MM X 14MM | 84333414 | Standalone | DE0507864 | As per HSA registered indication(s)
Orthopaedics | Spine - Thoracolumbar (TL) and sacral surgery | TL interbody cage | TL interbody core - Non-integrated | Medtronic | Spacer, Adaptix 34MM X 15MM | 84333415 | Standalone | DE0507864 | As per HSA registered indication(s)
Orthopaedics | Spine - Thoracolumbar (TL) and sacral surgery | TL interbody cage | TL interbody core - Non-integrated | Medtronic | Spacer, Adaptix 34MM X 16MM | 84333416 | Standalone | DE0507864 | As per HSA registered indication(s)
Orthopaedics | Spine - Thoracolumbar (TL) and sacral surgery | TL interbody cage | TL interbody core - Non-integrated | Medtronic | Spacer, Adaptix 34MM X 7MM | 84333407 | Standalone | DE0507864 | As per HSA registered indication(s)
Orthopaedics | Spine - Thoracolumbar (TL) and sacral surgery | TL interbody cage | TL interbody core - Non-integrated | Medtronic | Spacer, Adaptix 34MM X 8MM | 84333408 | Standalone | DE0507864 | As per HSA registered indication(s)
Orthopaedics | Spine - Thoracolumbar (TL) and sacral surgery | TL interbody cage | TL interbody core - Non-integrated | Medtronic | Spacer, Adaptix 34MM X 9MM | 84333409 | Standalone | DE0507864 | As per HSA registered indication(s)
Orthopaedics | Spine - Thoracolumbar (TL) and sacral surgery | TL interbody cage | TL interbody core - Non-integrated | Medtronic | Spacer, Adaptix 38MM X 10MM | 84333810 | Standalone | DE0507864 | As per HSA registered indication(s)
Orthopaedics | Spine - Thoracolumbar (TL) and sacral surgery | TL interbody cage | TL interbody core - Non-integrated | Medtronic | Spacer, Adaptix 38MM X 11MM | 84333811 | Standalone | DE0507864 | As per HSA registered indication(s)
Orthopaedics | Spine - Thoracolumbar (TL) and sacral surgery | TL interbody cage | TL interbody core - Non-integrated | Medtronic | Spacer, Adaptix 38MM X 12MM | 84333812 | Standalone | DE0507864 | As per HSA registered indication(s)
Orthopaedics | Spine - Thoracolumbar (TL) and sacral surgery | TL interbody cage | TL interbody core - Non-integrated | Medtronic | Spacer, Adaptix 38MM X 13MM | 84333813 | Standalone | DE0507864 | As per HSA registered indication(s)
Orthopaedics | Spine - Thoracolumbar (TL) and sacral surgery | TL interbody cage | TL interbody core - Non-integrated | Medtronic | Spacer, Adaptix 38MM X 14MM | 84333814 | Standalone | DE0507864 | As per HSA registered indication(s)
Orthopaedics | Spine - Thoracolumbar (TL) and sacral surgery | TL interbody cage | TL interbody core - Non-integrated | Medtronic | Spacer, Adaptix 38MM X 15MM | 84333815 | Standalone | DE0507864 | As per HSA registered indication(s)
Orthopaedics | Spine - Thoracolumbar (TL) and sacral surgery | TL interbody cage | TL interbody core - Non-integrated | Medtronic | Spacer, Adaptix 38MM X 16MM | 84333816 | Standalone | DE0507864 | As per HSA registered indication(s)
Orthopaedics | Spine - Thoracolumbar (TL) and sacral surgery | TL interbody cage | TL interbody core - Non-integrated | Medtronic | Spacer, Adaptix 38MM X 8MM | 84333808 | Standalone | DE0507864 | As per HSA registered indication(s)
Orthopaedics | Spine - Thoracolumbar (TL) and sacral surgery | TL interbody cage | TL interbody core - Non-integrated | Medtronic | Spacer, Adaptix 38MM X 9MM | 84333809 | Standalone | DE0507864 | As per HSA registered indication(s)
Orthopaedics | Spine - Thoracolumbar (TL) and sacral surgery | TL and sacral fusion and fixation implant | TL hook set, clamp, staple, staple locking screw | NuVasive Inc. | SpheRx II Staple, Large Inferior | 7251530 | Standalone | DE0007104 | As per HSA registered indication(s)
Orthopaedics | Spine - Thoracolumbar (TL) and sacral surgery | TL and sacral fusion and fixation implant | TL hook set, clamp, staple, staple locking screw | NuVasive Inc. | SpheRx II Staple, Large Single Hole | 7253016 | Standalone | DE0007104 | As per HSA registered indication(s)
Orthopaedics | Spine - Thoracolumbar (TL) and sacral surgery | TL and sacral fusion and fixation implant | TL hook set, clamp, staple, staple locking screw | NuVasive Inc. | SpheRx II Staple, Large Superior | 7251630 | Standalone | DE0007104 | As per HSA registered indication(s)
Orthopaedics | Spine - Thoracolumbar (TL) and sacral surgery | TL and sacral fusion and fixation implant | TL hook set, clamp, staple, staple locking screw | NuVasive Inc. | SpheRx II Staple, Medium Inferior | 7251528 | Standalone | DE0007104 | As per HSA registered indication(s)
Orthopaedics | Spine - Thoracolumbar (TL) and sacral surgery | TL and sacral fusion and fixation implant | TL hook set, clamp, staple, staple locking screw | NuVasive Inc. | SpheRx II Staple, Medium Superior | 7251628 | Standalone | DE0007104 | As per HSA registered indication(s)
Orthopaedics | Spine - Thoracolumbar (TL) and sacral surgery | TL and sacral fusion and fixation implant | TL hook set, clamp, staple, staple locking screw | NuVasive Inc. | SpheRx II Staple, Small Inferior | 7251526 | Standalone | DE0007104 | As per HSA registered indication(s)
Orthopaedics | Spine - Thoracolumbar (TL) and sacral surgery | TL and sacral fusion and fixation implant | TL hook set, clamp, staple, staple locking screw | NuVasive Inc. | SpheRx II Staple, Small Single Hole | 7253012 | Standalone | DE0007104 | As per HSA registered indication(s)
Orthopaedics | Spine - Thoracolumbar (TL) and sacral surgery | TL and sacral fusion and fixation implant | TL hook set, clamp, staple, staple locking screw | NuVasive Inc. | SpheRx II Staple, Small Superior | 7251626 | Standalone | DE0007104 | As per HSA registered indication(s)
Orthopaedics | Spine - Thoracolumbar (TL) and sacral surgery | TL and sacral fusion and fixation implant | TL hook set, clamp, staple, staple locking screw | NuVasive Inc. | SpheRx II Washer, Large | 7253116 | Standalone | DE0007104 | As per HSA registered indication(s)
Orthopaedics | Spine - Thoracolumbar (TL) and sacral surgery | TL and sacral fusion and fixation implant | TL hook set, clamp, staple, staple locking screw | NuVasive Inc. | SpheRx II Washer, Medium | 7253114 | Standalone | DE0007104 | As per HSA registered indication(s)
Orthopaedics | Spine - Thoracolumbar (TL) and sacral surgery | TL and sacral fusion and fixation implant | TL hook set, clamp, staple, staple locking screw | NuVasive Inc. | SpheRx II Washer, Small | 7253112 | Standalone | DE0007104 | As per HSA registered indication(s)
Orthopaedics | Spine - Thoracolumbar (TL) and sacral surgery | TL and sacral fusion and fixation implant | TL rod | NuVasive Inc. | SpheRx DBR III Rod, 100mm Pre-Bent | 7217100 | Standalone | DE0007103 | As per HSA registered indication(s) except for radiolucent implants which should be used as follows:  in patients with primary or metastatic spinal tumours who would benefit from post-operative high dose high precision beam therapy upon appropriate and stringent patient selection;  Patient selection should be done via standardised assessment such as the neurological-oncological-mechanical systemic (NOMS) framework; and  The assessment should be carried out by a multidisciplinary team (MDT), which may be inclusive of, but not limited to, radiation oncologists, spine surgeons and interventional radiologists, among others.
Orthopaedics | Spine - Thoracolumbar (TL) and sacral surgery | TL and sacral fusion and fixation implant | TL rod | NuVasive Inc. | SpheRx DBR III Rod, 105mm Pre-Bent | 7217105 | Standalone | DE0007103 | As per HSA registered indication(s) except for radiolucent implants which should be used as follows:  in patients with primary or metastatic spinal tumours who would benefit from post-operative high dose high precision beam therapy upon appropriate and stringent patient selection;  Patient selection should be done via standardised assessment such as the neurological-oncological-mechanical systemic (NOMS) framework; and  The assessment should be carried out by a multidisciplinary team (MDT), which may be inclusive of, but not limited to, radiation oncologists, spine surgeons and interventional radiologists, among others.
Orthopaedics | Spine - Thoracolumbar (TL) and sacral surgery | TL and sacral fusion and fixation implant | TL rod | NuVasive Inc. | SpheRx DBR III Rod, 110mm Pre-Bent | 7217110 | Standalone | DE0007103 | As per HSA registered indication(s) except for radiolucent implants which should be used as follows:  in patients with primary or metastatic spinal tumours who would benefit from post-operative high dose high precision beam therapy upon appropriate and stringent patient selection;  Patient selection should be done via standardised assessment such as the neurological-oncological-mechanical systemic (NOMS) framework; and  The assessment should be carried out by a multidisciplinary team (MDT), which may be inclusive of, but not limited to, radiation oncologists, spine surgeons and interventional radiologists, among others.
Orthopaedics | Spine - Thoracolumbar (TL) and sacral surgery | TL and sacral fusion and fixation implant | TL rod | NuVasive Inc. | SpheRx DBR III Rod, 120mm Pre-Bent | 7217120 | Standalone | DE0007103 | As per HSA registered indication(s) except for radiolucent implants which should be used as follows:  in patients with primary or metastatic spinal tumours who would benefit from post-operative high dose high precision beam therapy upon appropriate and stringent patient selection;  Patient selection should be done via standardised assessment such as the neurological-oncological-mechanical systemic (NOMS) framework; and  The assessment should be carried out by a multidisciplinary team (MDT), which may be inclusive of, but not limited to, radiation oncologists, spine surgeons and interventional radiologists, among others.
Orthopaedics | Spine - Thoracolumbar (TL) and sacral surgery | TL and sacral fusion and fixation implant | TL rod | NuVasive Inc. | SpheRx DBR III Rod, 130mm Pre-Bent | 7217130 | Standalone | DE0007103 | As per HSA registered indication(s) except for radiolucent implants which should be used as follows:  in patients with primary or metastatic spinal tumours who would benefit from post-operative high dose high precision beam therapy upon appropriate and stringent patient selection;  Patient selection should be done via standardised assessment such as the neurological-oncological-mechanical systemic (NOMS) framework; and  The assessment should be carried out by a multidisciplinary team (MDT), which may be inclusive of, but not limited to, radiation oncologists, spine surgeons and interventional radiologists, among others.
Orthopaedics | Spine - Thoracolumbar (TL) and sacral surgery | TL and sacral fusion and fixation implant | TL rod | NuVasive Inc. | SpheRx DBR III Rod, 140mm Pre-Bent | 7217140 | Standalone | DE0007103 | As per HSA registered indication(s) except for radiolucent implants which should be used as follows:  in patients with primary or metastatic spinal tumours who would benefit from post-operative high dose high precision beam therapy upon appropriate and stringent patient selection;  Patient selection should be done via standardised assessment such as the neurological-oncological-mechanical systemic (NOMS) framework; and  The assessment should be carried out by a multidisciplinary team (MDT), which may be inclusive of, but not limited to, radiation oncologists, spine surgeons and interventional radiologists, among others.
Orthopaedics | Spine - Thoracolumbar (TL) and sacral surgery | TL and sacral fusion and fixation implant | TL rod | NuVasive Inc. | SpheRx DBR III Rod, 150mm Pre-Bent | 7217150 | Standalone | DE0007103 | As per HSA registered indication(s) except for radiolucent implants which should be used as follows:  in patients with primary or metastatic spinal tumours who would benefit from post-operative high dose high precision beam therapy upon appropriate and stringent patient selection;  Patient selection should be done via standardised assessment such as the neurological-oncological-mechanical systemic (NOMS) framework; and  The assessment should be carried out by a multidisciplinary team (MDT), which may be inclusive of, but not limited to, radiation oncologists, spine surgeons and interventional radiologists, among others.
Orthopaedics | Spine - Thoracolumbar (TL) and sacral surgery | TL and sacral fusion and fixation implant | TL rod | NuVasive Inc. | SpheRx DBR III Rod, 17.5mm Dual Ball | 7236175 | Standalone | DE0007103 | As per HSA registered indication(s) except for radiolucent implants which should be used as follows:  in patients with primary or metastatic spinal tumours who would benefit from post-operative high dose high precision beam therapy upon appropriate and stringent patient selection;  Patient selection should be done via standardised assessment such as the neurological-oncological-mechanical systemic (NOMS) framework; and  The assessment should be carried out by a multidisciplinary team (MDT), which may be inclusive of, but not limited to, radiation oncologists, spine surgeons and interventional radiologists, among others.
Orthopaedics | Spine - Thoracolumbar (TL) and sacral surgery | TL and sacral fusion and fixation implant | TL rod | NuVasive Inc. | SpheRx DBR III Rod, 20mm Dual Ball | 7236200 | Standalone | DE0007103 | As per HSA registered indication(s) except for radiolucent implants which should be used as follows:  in patients with primary or metastatic spinal tumours who would benefit from post-operative high dose high precision beam therapy upon appropriate and stringent patient selection;  Patient selection should be done via standardised assessment such as the neurological-oncological-mechanical systemic (NOMS) framework; and  The assessment should be carried out by a multidisciplinary team (MDT), which may be inclusive of, but not limited to, radiation oncologists, spine surgeons and interventional radiologists, among others.
Orthopaedics | Spine - Thoracolumbar (TL) and sacral surgery | TL and sacral fusion and fixation implant | TL rod | NuVasive Inc. | SpheRx DBR III Rod, 20mm Pre-Bent | 7217020 | Standalone | DE0007103 | As per HSA registered indication(s) except for radiolucent implants which should be used as follows:  in patients with primary or metastatic spinal tumours who would benefit from post-operative high dose high precision beam therapy upon appropriate and stringent patient selection;  Patient selection should be done via standardised assessment such as the neurological-oncological-mechanical systemic (NOMS) framework; and  The assessment should be carried out by a multidisciplinary team (MDT), which may be inclusive of, but not limited to, radiation oncologists, spine surgeons and interventional radiologists, among others.
Orthopaedics | Spine - Thoracolumbar (TL) and sacral surgery | TL and sacral fusion and fixation implant | TL rod | NuVasive Inc. | SpheRx DBR III Rod, 22.5mm Dual Ball | 7236225 | Standalone | DE0007103 | As per HSA registered indication(s) except for radiolucent implants which should be used as follows:  in patients with primary or metastatic spinal tumours who would benefit from post-operative high dose high precision beam therapy upon appropriate and stringent patient selection;  Patient selection should be done via standardised assessment such as the neurological-oncological-mechanical systemic (NOMS) framework; and  The assessment should be carried out by a multidisciplinary team (MDT), which may be inclusive of, but not limited to, radiation oncologists, spine surgeons and interventional radiologists, among others.
Orthopaedics | Spine - Thoracolumbar (TL) and sacral surgery | TL and sacral fusion and fixation implant | TL rod | NuVasive Inc. | SpheRx DBR III Rod, 25mm DB Pre-Bent | 7237250 | Standalone | DE0007103 | As per HSA registered indication(s) except for radiolucent implants which should be used as follows:  in patients with primary or metastatic spinal tumours who would benefit from post-operative high dose high precision beam therapy upon appropriate and stringent patient selection;  Patient selection should be done via standardised assessment such as the neurological-oncological-mechanical systemic (NOMS) framework; and  The assessment should be carried out by a multidisciplinary team (MDT), which may be inclusive of, but not limited to, radiation oncologists, spine surgeons and interventional radiologists, among others.
Orthopaedics | Spine - Thoracolumbar (TL) and sacral surgery | TL and sacral fusion and fixation implant | TL rod | NuVasive Inc. | SpheRx DBR III Rod, 25mm Pre-Bent | 7217025 | Standalone | DE0007103 | As per HSA registered indication(s) except for radiolucent implants which should be used as follows:  in patients with primary or metastatic spinal tumours who would benefit from post-operative high dose high precision beam therapy upon appropriate and stringent patient selection;  Patient selection should be done via standardised assessment such as the neurological-oncological-mechanical systemic (NOMS) framework; and  The assessment should be carried out by a multidisciplinary team (MDT), which may be inclusive of, but not limited to, radiation oncologists, spine surgeons and interventional radiologists, among others.
Orthopaedics | Spine - Thoracolumbar (TL) and sacral surgery | TL and sacral fusion and fixation implant | TL rod | NuVasive Inc. | SpheRx DBR III Rod, 27.5mm DB Pre-Bent | 7237275 | Standalone | DE0007103 | As per HSA registered indication(s) except for radiolucent implants which should be used as follows:  in patients with primary or metastatic spinal tumours who would benefit from post-operative high dose high precision beam therapy upon appropriate and stringent patient selection;  Patient selection should be done via standardised assessment such as the neurological-oncological-mechanical systemic (NOMS) framework; and  The assessment should be carried out by a multidisciplinary team (MDT), which may be inclusive of, but not limited to, radiation oncologists, spine surgeons and interventional radiologists, among others.
Orthopaedics | Spine - Thoracolumbar (TL) and sacral surgery | TL and sacral fusion and fixation implant | TL rod | NuVasive Inc. | SpheRx DBR III Rod, 30mm DB Pre-Bent | 7237300 | Standalone | DE0007103 | As per HSA registered indication(s) except for radiolucent implants which should be used as follows:  in patients with primary or metastatic spinal tumours who would benefit from post-operative high dose high precision beam therapy upon appropriate and stringent patient selection;  Patient selection should be done via standardised assessment such as the neurological-oncological-mechanical systemic (NOMS) framework; and  The assessment should be carried out by a multidisciplinary team (MDT), which may be inclusive of, but not limited to, radiation oncologists, spine surgeons and interventional radiologists, among others.
Orthopaedics | Spine - Thoracolumbar (TL) and sacral surgery | TL and sacral fusion and fixation implant | TL rod | NuVasive Inc. | SpheRx DBR III Rod, 30mm Pre-Bent | 7217030 | Standalone | DE0007103 | As per HSA registered indication(s) except for radiolucent implants which should be used as follows:  in patients with primary or metastatic spinal tumours who would benefit from post-operative high dose high precision beam therapy upon appropriate and stringent patient selection;  Patient selection should be done via standardised assessment such as the neurological-oncological-mechanical systemic (NOMS) framework; and  The assessment should be carried out by a multidisciplinary team (MDT), which may be inclusive of, but not limited to, radiation oncologists, spine surgeons and interventional radiologists, among others.
Orthopaedics | Spine - Thoracolumbar (TL) and sacral surgery | TL and sacral fusion and fixation implant | TL rod | NuVasive Inc. | SpheRx DBR III Rod, 32.5mm DB Pre-Bent | 7237325 | Standalone | DE0007103 | As per HSA registered indication(s) except for radiolucent implants which should be used as follows:  in patients with primary or metastatic spinal tumours who would benefit from post-operative high dose high precision beam therapy upon appropriate and stringent patient selection;  Patient selection should be done via standardised assessment such as the neurological-oncological-mechanical systemic (NOMS) framework; and  The assessment should be carried out by a multidisciplinary team (MDT), which may be inclusive of, but not limited to, radiation oncologists, spine surgeons and interventional radiologists, among others.
Orthopaedics | Spine - Thoracolumbar (TL) and sacral surgery | TL and sacral fusion and fixation implant | TL rod | NuVasive Inc. | SpheRx DBR III Rod, 35mm DB Pre-Bent | 7237350 | Standalone | DE0007103 | As per HSA registered indication(s) except for radiolucent implants which should be used as follows:  in patients with primary or metastatic spinal tumours who would benefit from post-operative high dose high precision beam therapy upon appropriate and stringent patient selection;  Patient selection should be done via standardised assessment such as the neurological-oncological-mechanical systemic (NOMS) framework; and  The assessment should be carried out by a multidisciplinary team (MDT), which may be inclusive of, but not limited to, radiation oncologists, spine surgeons and interventional radiologists, among others.
Orthopaedics | Spine - Thoracolumbar (TL) and sacral surgery | TL and sacral fusion and fixation implant | TL rod | NuVasive Inc. | SpheRx DBR III Rod, 35mm Pre-Bent | 7217035 | Standalone | DE0007103 | As per HSA registered indication(s) except for radiolucent implants which should be used as follows:  in patients with primary or metastatic spinal tumours who would benefit from post-operative high dose high precision beam therapy upon appropriate and stringent patient selection;  Patient selection should be done via standardised assessment such as the neurological-oncological-mechanical systemic (NOMS) framework; and  The assessment should be carried out by a multidisciplinary team (MDT), which may be inclusive of, but not limited to, radiation oncologists, spine surgeons and interventional radiologists, among others.
Orthopaedics | Spine - Thoracolumbar (TL) and sacral surgery | TL and sacral fusion and fixation implant | TL rod | NuVasive Inc. | SpheRx DBR III Rod, 37.5mm DB Pre-Bent | 7237375 | Standalone | DE0007103 | As per HSA registered indication(s) except for radiolucent implants which should be used as follows:  in patients with primary or metastatic spinal tumours who would benefit from post-operative high dose high precision beam therapy upon appropriate and stringent patient selection;  Patient selection should be done via standardised assessment such as the neurological-oncological-mechanical systemic (NOMS) framework; and  The assessment should be carried out by a multidisciplinary team (MDT), which may be inclusive of, but not limited to, radiation oncologists, spine surgeons and interventional radiologists, among others.
Orthopaedics | Spine - Thoracolumbar (TL) and sacral surgery | TL and sacral fusion and fixation implant | TL rod | NuVasive Inc. | SpheRx DBR III Rod, 40mm DB Pre-Bent | 7237400 | Standalone | DE0007103 | As per HSA registered indication(s) except for radiolucent implants which should be used as follows:  in patients with primary or metastatic spinal tumours who would benefit from post-operative high dose high precision beam therapy upon appropriate and stringent patient selection;  Patient selection should be done via standardised assessment such as the neurological-oncological-mechanical systemic (NOMS) framework; and  The assessment should be carried out by a multidisciplinary team (MDT), which may be inclusive of, but not limited to, radiation oncologists, spine surgeons and interventional radiologists, among others.
Orthopaedics | Spine - Thoracolumbar (TL) and sacral surgery | TL and sacral fusion and fixation implant | TL rod | NuVasive Inc. | SpheRx DBR III Rod, 40mm Pre-Bent | 7217040 | Standalone | DE0007103 | As per HSA registered indication(s) except for radiolucent implants which should be used as follows:  in patients with primary or metastatic spinal tumours who would benefit from post-operative high dose high precision beam therapy upon appropriate and stringent patient selection;  Patient selection should be done via standardised assessment such as the neurological-oncological-mechanical systemic (NOMS) framework; and  The assessment should be carried out by a multidisciplinary team (MDT), which may be inclusive of, but not limited to, radiation oncologists, spine surgeons and interventional radiologists, among others.
Orthopaedics | Spine - Thoracolumbar (TL) and sacral surgery | TL and sacral fusion and fixation implant | TL rod | NuVasive Inc. | SpheRx DBR III Rod, 42.5mm DB Pre-Bent | 7237425 | Standalone | DE0007103 | As per HSA registered indication(s) except for radiolucent implants which should be used as follows:  in patients with primary or metastatic spinal tumours who would benefit from post-operative high dose high precision beam therapy upon appropriate and stringent patient selection;  Patient selection should be done via standardised assessment such as the neurological-oncological-mechanical systemic (NOMS) framework; and  The assessment should be carried out by a multidisciplinary team (MDT), which may be inclusive of, but not limited to, radiation oncologists, spine surgeons and interventional radiologists, among others.
Orthopaedics | Spine - Thoracolumbar (TL) and sacral surgery | TL and sacral fusion and fixation implant | TL rod | NuVasive Inc. | SpheRx DBR III Rod, 45mm DB Pre-Bent | 7237450 | Standalone | DE0007103 | As per HSA registered indication(s) except for radiolucent implants which should be used as follows:  in patients with primary or metastatic spinal tumours who would benefit from post-operative high dose high precision beam therapy upon appropriate and stringent patient selection;  Patient selection should be done via standardised assessment such as the neurological-oncological-mechanical systemic (NOMS) framework; and  The assessment should be carried out by a multidisciplinary team (MDT), which may be inclusive of, but not limited to, radiation oncologists, spine surgeons and interventional radiologists, among others.
Orthopaedics | Spine - Thoracolumbar (TL) and sacral surgery | TL and sacral fusion and fixation implant | TL rod | NuVasive Inc. | SpheRx DBR III Rod, 45mm Pre-Bent | 7217045 | Standalone | DE0007103 | As per HSA registered indication(s) except for radiolucent implants which should be used as follows:  in patients with primary or metastatic spinal tumours who would benefit from post-operative high dose high precision beam therapy upon appropriate and stringent patient selection;  Patient selection should be done via standardised assessment such as the neurological-oncological-mechanical systemic (NOMS) framework; and  The assessment should be carried out by a multidisciplinary team (MDT), which may be inclusive of, but not limited to, radiation oncologists, spine surgeons and interventional radiologists, among others.
Orthopaedics | Spine - Thoracolumbar (TL) and sacral surgery | TL and sacral fusion and fixation implant | TL rod | NuVasive Inc. | SpheRx DBR III Rod, 47.5mm DB Pre-Bent | 7237475 | Standalone | DE0007103 | As per HSA registered indication(s) except for radiolucent implants which should be used as follows:  in patients with primary or metastatic spinal tumours who would benefit from post-operative high dose high precision beam therapy upon appropriate and stringent patient selection;  Patient selection should be done via standardised assessment such as the neurological-oncological-mechanical systemic (NOMS) framework; and  The assessment should be carried out by a multidisciplinary team (MDT), which may be inclusive of, but not limited to, radiation oncologists, spine surgeons and interventional radiologists, among others.
Orthopaedics | Spine - Thoracolumbar (TL) and sacral surgery | TL and sacral fusion and fixation implant | TL rod | NuVasive Inc. | SpheRx DBR III Rod, 50mm DB Pre-Bent | 7237500 | Standalone | DE0007103 | As per HSA registered indication(s) except for radiolucent implants which should be used as follows:  in patients with primary or metastatic spinal tumours who would benefit from post-operative high dose high precision beam therapy upon appropriate and stringent patient selection;  Patient selection should be done via standardised assessment such as the neurological-oncological-mechanical systemic (NOMS) framework; and  The assessment should be carried out by a multidisciplinary team (MDT), which may be inclusive of, but not limited to, radiation oncologists, spine surgeons and interventional radiologists, among others.
Orthopaedics | Spine - Thoracolumbar (TL) and sacral surgery | TL and sacral fusion and fixation implant | TL rod | NuVasive Inc. | SpheRx DBR III Rod, 50mm Pre-Bent | 7217050 | Standalone | DE0007103 | As per HSA registered indication(s) except for radiolucent implants which should be used as follows:  in patients with primary or metastatic spinal tumours who would benefit from post-operative high dose high precision beam therapy upon appropriate and stringent patient selection;  Patient selection should be done via standardised assessment such as the neurological-oncological-mechanical systemic (NOMS) framework; and  The assessment should be carried out by a multidisciplinary team (MDT), which may be inclusive of, but not limited to, radiation oncologists, spine surgeons and interventional radiologists, among others.
Orthopaedics | Spine - Thoracolumbar (TL) and sacral surgery | TL and sacral fusion and fixation implant | TL rod | NuVasive Inc. | SpheRx DBR III Rod, 52.5mm DB Pre-Bent | 7237525 | Standalone | DE0007103 | As per HSA registered indication(s) except for radiolucent implants which should be used as follows:  in patients with primary or metastatic spinal tumours who would benefit from post-operative high dose high precision beam therapy upon appropriate and stringent patient selection;  Patient selection should be done via standardised assessment such as the neurological-oncological-mechanical systemic (NOMS) framework; and  The assessment should be carried out by a multidisciplinary team (MDT), which may be inclusive of, but not limited to, radiation oncologists, spine surgeons and interventional radiologists, among others.
Orthopaedics | Spine - Thoracolumbar (TL) and sacral surgery | TL and sacral fusion and fixation implant | TL rod | NuVasive Inc. | SpheRx DBR III Rod, 55mm DB Pre-Bent | 7237550 | Standalone | DE0007103 | As per HSA registered indication(s) except for radiolucent implants which should be used as follows:  in patients with primary or metastatic spinal tumours who would benefit from post-operative high dose high precision beam therapy upon appropriate and stringent patient selection;  Patient selection should be done via standardised assessment such as the neurological-oncological-mechanical systemic (NOMS) framework; and  The assessment should be carried out by a multidisciplinary team (MDT), which may be inclusive of, but not limited to, radiation oncologists, spine surgeons and interventional radiologists, among others.
Orthopaedics | Spine - Thoracolumbar (TL) and sacral surgery | TL and sacral fusion and fixation implant | TL rod | NuVasive Inc. | SpheRx DBR III Rod, 55mm Pre-Bent | 7217055 | Standalone | DE0007103 | As per HSA registered indication(s) except for radiolucent implants which should be used as follows:  in patients with primary or metastatic spinal tumours who would benefit from post-operative high dose high precision beam therapy upon appropriate and stringent patient selection;  Patient selection should be done via standardised assessment such as the neurological-oncological-mechanical systemic (NOMS) framework; and  The assessment should be carried out by a multidisciplinary team (MDT), which may be inclusive of, but not limited to, radiation oncologists, spine surgeons and interventional radiologists, among others.
Orthopaedics | Spine - Thoracolumbar (TL) and sacral surgery | TL and sacral fusion and fixation implant | TL rod | NuVasive Inc. | SpheRx DBR III Rod, 57.5mm DB Pre-Bent | 7237575 | Standalone | DE0007103 | As per HSA registered indication(s) except for radiolucent implants which should be used as follows:  in patients with primary or metastatic spinal tumours who would benefit from post-operative high dose high precision beam therapy upon appropriate and stringent patient selection;  Patient selection should be done via standardised assessment such as the neurological-oncological-mechanical systemic (NOMS) framework; and  The assessment should be carried out by a multidisciplinary team (MDT), which may be inclusive of, but not limited to, radiation oncologists, spine surgeons and interventional radiologists, among others.
Orthopaedics | Spine - Thoracolumbar (TL) and sacral surgery | TL and sacral fusion and fixation implant | TL rod | NuVasive Inc. | SpheRx DBR III Rod, 60.0mm DB Pre-Bent | 7237600 | Standalone | DE0007103 | As per HSA registered indication(s) except for radiolucent implants which should be used as follows:  in patients with primary or metastatic spinal tumours who would benefit from post-operative high dose high precision beam therapy upon appropriate and stringent patient selection;  Patient selection should be done via standardised assessment such as the neurological-oncological-mechanical systemic (NOMS) framework; and  The assessment should be carried out by a multidisciplinary team (MDT), which may be inclusive of, but not limited to, radiation oncologists, spine surgeons and interventional radiologists, among others.
Orthopaedics | Spine - Thoracolumbar (TL) and sacral surgery | TL and sacral fusion and fixation implant | TL rod | NuVasive Inc. | SpheRx DBR III Rod, 60mm Pre-Bent | 7217060 | Standalone | DE0007103 | As per HSA registered indication(s) except for radiolucent implants which should be used as follows:  in patients with primary or metastatic spinal tumours who would benefit from post-operative high dose high precision beam therapy upon appropriate and stringent patient selection;  Patient selection should be done via standardised assessment such as the neurological-oncological-mechanical systemic (NOMS) framework; and  The assessment should be carried out by a multidisciplinary team (MDT), which may be inclusive of, but not limited to, radiation oncologists, spine surgeons and interventional radiologists, among others.
Orthopaedics | Spine - Thoracolumbar (TL) and sacral surgery | TL and sacral fusion and fixation implant | TL rod | NuVasive Inc. | SpheRx DBR III Rod, 62.5mm DB Pre-Bent | 7237625 | Standalone | DE0007103 | As per HSA registered indication(s) except for radiolucent implants which should be used as follows:  in patients with primary or metastatic spinal tumours who would benefit from post-operative high dose high precision beam therapy upon appropriate and stringent patient selection;  Patient selection should be done via standardised assessment such as the neurological-oncological-mechanical systemic (NOMS) framework; and  The assessment should be carried out by a multidisciplinary team (MDT), which may be inclusive of, but not limited to, radiation oncologists, spine surgeons and interventional radiologists, among others.
Orthopaedics | Spine - Thoracolumbar (TL) and sacral surgery | TL and sacral fusion and fixation implant | TL rod | NuVasive Inc. | SpheRx DBR III Rod, 65.0mm DB Pre-Bent | 7237650 | Standalone | DE0007103 | As per HSA registered indication(s) except for radiolucent implants which should be used as follows:  in patients with primary or metastatic spinal tumours who would benefit from post-operative high dose high precision beam therapy upon appropriate and stringent patient selection;  Patient selection should be done via standardised assessment such as the neurological-oncological-mechanical systemic (NOMS) framework; and  The assessment should be carried out by a multidisciplinary team (MDT), which may be inclusive of, but not limited to, radiation oncologists, spine surgeons and interventional radiologists, among others.
Orthopaedics | Spine - Thoracolumbar (TL) and sacral surgery | TL and sacral fusion and fixation implant | TL rod | NuVasive Inc. | SpheRx DBR III Rod, 65mm Pre-Bent | 7217065 | Standalone | DE0007103 | As per HSA registered indication(s) except for radiolucent implants which should be used as follows:  in patients with primary or metastatic spinal tumours who would benefit from post-operative high dose high precision beam therapy upon appropriate and stringent patient selection;  Patient selection should be done via standardised assessment such as the neurological-oncological-mechanical systemic (NOMS) framework; and  The assessment should be carried out by a multidisciplinary team (MDT), which may be inclusive of, but not limited to, radiation oncologists, spine surgeons and interventional radiologists, among others.
Orthopaedics | Spine - Thoracolumbar (TL) and sacral surgery | TL and sacral fusion and fixation implant | TL rod | NuVasive Inc. | SpheRx DBR III Rod, 67.5mm DB Pre-Bent | 7237675 | Standalone | DE0007103 | As per HSA registered indication(s) except for radiolucent implants which should be used as follows:  in patients with primary or metastatic spinal tumours who would benefit from post-operative high dose high precision beam therapy upon appropriate and stringent patient selection;  Patient selection should be done via standardised assessment such as the neurological-oncological-mechanical systemic (NOMS) framework; and  The assessment should be carried out by a multidisciplinary team (MDT), which may be inclusive of, but not limited to, radiation oncologists, spine surgeons and interventional radiologists, among others.
Orthopaedics | Spine - Thoracolumbar (TL) and sacral surgery | TL and sacral fusion and fixation implant | TL rod | NuVasive Inc. | SpheRx DBR III Rod, 70.0mm DB Pre-Bent | 7237700 | Standalone | DE0007103 | As per HSA registered indication(s) except for radiolucent implants which should be used as follows:  in patients with primary or metastatic spinal tumours who would benefit from post-operative high dose high precision beam therapy upon appropriate and stringent patient selection;  Patient selection should be done via standardised assessment such as the neurological-oncological-mechanical systemic (NOMS) framework; and  The assessment should be carried out by a multidisciplinary team (MDT), which may be inclusive of, but not limited to, radiation oncologists, spine surgeons and interventional radiologists, among others.
Orthopaedics | Spine - Thoracolumbar (TL) and sacral surgery | TL and sacral fusion and fixation implant | TL rod | NuVasive Inc. | SpheRx DBR III Rod, 70mm Pre-Bent | 7217070 | Standalone | DE0007103 | As per HSA registered indication(s) except for radiolucent implants which should be used as follows:  in patients with primary or metastatic spinal tumours who would benefit from post-operative high dose high precision beam therapy upon appropriate and stringent patient selection;  Patient selection should be done via standardised assessment such as the neurological-oncological-mechanical systemic (NOMS) framework; and  The assessment should be carried out by a multidisciplinary team (MDT), which may be inclusive of, but not limited to, radiation oncologists, spine surgeons and interventional radiologists, among others.
Orthopaedics | Spine - Thoracolumbar (TL) and sacral surgery | TL and sacral fusion and fixation implant | TL rod | NuVasive Inc. | SpheRx DBR III Rod, 72.5mm Dual Ball | 7237725 | Standalone | DE0007103 | As per HSA registered indication(s) except for radiolucent implants which should be used as follows:  in patients with primary or metastatic spinal tumours who would benefit from post-operative high dose high precision beam therapy upon appropriate and stringent patient selection;  Patient selection should be done via standardised assessment such as the neurological-oncological-mechanical systemic (NOMS) framework; and  The assessment should be carried out by a multidisciplinary team (MDT), which may be inclusive of, but not limited to, radiation oncologists, spine surgeons and interventional radiologists, among others.
Orthopaedics | Spine - Thoracolumbar (TL) and sacral surgery | TL and sacral fusion and fixation implant | TL rod | NuVasive Inc. | SpheRx DBR III Rod, 75mm Dual Ball | 7237750 | Standalone | DE0007103 | As per HSA registered indication(s) except for radiolucent implants which should be used as follows:  in patients with primary or metastatic spinal tumours who would benefit from post-operative high dose high precision beam therapy upon appropriate and stringent patient selection;  Patient selection should be done via standardised assessment such as the neurological-oncological-mechanical systemic (NOMS) framework; and  The assessment should be carried out by a multidisciplinary team (MDT), which may be inclusive of, but not limited to, radiation oncologists, spine surgeons and interventional radiologists, among others.
Orthopaedics | Spine - Thoracolumbar (TL) and sacral surgery | TL and sacral fusion and fixation implant | TL rod | NuVasive Inc. | SpheRx DBR III Rod, 75mm Pre-Bent | 7217075 | Standalone | DE0007103 | As per HSA registered indication(s) except for radiolucent implants which should be used as follows:  in patients with primary or metastatic spinal tumours who would benefit from post-operative high dose high precision beam therapy upon appropriate and stringent patient selection;  Patient selection should be done via standardised assessment such as the neurological-oncological-mechanical systemic (NOMS) framework; and  The assessment should be carried out by a multidisciplinary team (MDT), which may be inclusive of, but not limited to, radiation oncologists, spine surgeons and interventional radiologists, among others.
Orthopaedics | Spine - Thoracolumbar (TL) and sacral surgery | TL and sacral fusion and fixation implant | TL rod | NuVasive Inc. | SpheRx DBR III Rod, 77.5mm Dual Ball | 7237775 | Standalone | DE0007103 | As per HSA registered indication(s) except for radiolucent implants which should be used as follows:  in patients with primary or metastatic spinal tumours who would benefit from post-operative high dose high precision beam therapy upon appropriate and stringent patient selection;  Patient selection should be done via standardised assessment such as the neurological-oncological-mechanical systemic (NOMS) framework; and  The assessment should be carried out by a multidisciplinary team (MDT), which may be inclusive of, but not limited to, radiation oncologists, spine surgeons and interventional radiologists, among others.
Orthopaedics | Spine - Thoracolumbar (TL) and sacral surgery | TL and sacral fusion and fixation implant | TL rod | NuVasive Inc. | SpheRx DBR III Rod, 80mm Dual Ball | 7237800 | Standalone | DE0007103 | As per HSA registered indication(s) except for radiolucent implants which should be used as follows:  in patients with primary or metastatic spinal tumours who would benefit from post-operative high dose high precision beam therapy upon appropriate and stringent patient selection;  Patient selection should be done via standardised assessment such as the neurological-oncological-mechanical systemic (NOMS) framework; and  The assessment should be carried out by a multidisciplinary team (MDT), which may be inclusive of, but not limited to, radiation oncologists, spine surgeons and interventional radiologists, among others.
Orthopaedics | Spine - Thoracolumbar (TL) and sacral surgery | TL and sacral fusion and fixation implant | TL rod | NuVasive Inc. | SpheRx DBR III Rod, 80mm Pre-Bent | 7217080 | Standalone | DE0007103 | As per HSA registered indication(s) except for radiolucent implants which should be used as follows:  in patients with primary or metastatic spinal tumours who would benefit from post-operative high dose high precision beam therapy upon appropriate and stringent patient selection;  Patient selection should be done via standardised assessment such as the neurological-oncological-mechanical systemic (NOMS) framework; and  The assessment should be carried out by a multidisciplinary team (MDT), which may be inclusive of, but not limited to, radiation oncologists, spine surgeons and interventional radiologists, among others.
Orthopaedics | Spine - Thoracolumbar (TL) and sacral surgery | TL and sacral fusion and fixation implant | TL rod | NuVasive Inc. | SpheRx DBR III Rod, 85mm Pre-Bent | 7217085 | Standalone | DE0007103 | As per HSA registered indication(s) except for radiolucent implants which should be used as follows:  in patients with primary or metastatic spinal tumours who would benefit from post-operative high dose high precision beam therapy upon appropriate and stringent patient selection;  Patient selection should be done via standardised assessment such as the neurological-oncological-mechanical systemic (NOMS) framework; and  The assessment should be carried out by a multidisciplinary team (MDT), which may be inclusive of, but not limited to, radiation oncologists, spine surgeons and interventional radiologists, among others.
Orthopaedics | Spine - Thoracolumbar (TL) and sacral surgery | TL and sacral fusion and fixation implant | TL rod | NuVasive Inc. | SpheRx DBR III Rod, 90mm Pre-Bent | 7217090 | Standalone | DE0007103 | As per HSA registered indication(s) except for radiolucent implants which should be used as follows:  in patients with primary or metastatic spinal tumours who would benefit from post-operative high dose high precision beam therapy upon appropriate and stringent patient selection;  Patient selection should be done via standardised assessment such as the neurological-oncological-mechanical systemic (NOMS) framework; and  The assessment should be carried out by a multidisciplinary team (MDT), which may be inclusive of, but not limited to, radiation oncologists, spine surgeons and interventional radiologists, among others.
Orthopaedics | Spine - Thoracolumbar (TL) and sacral surgery | TL and sacral fusion and fixation implant | TL rod | NuVasive Inc. | SpheRx DBR III Rod, 95mm Pre-Bent | 7217095 | Standalone | DE0007103 | As per HSA registered indication(s) except for radiolucent implants which should be used as follows:  in patients with primary or metastatic spinal tumours who would benefit from post-operative high dose high precision beam therapy upon appropriate and stringent patient selection;  Patient selection should be done via standardised assessment such as the neurological-oncological-mechanical systemic (NOMS) framework; and  The assessment should be carried out by a multidisciplinary team (MDT), which may be inclusive of, but not limited to, radiation oncologists, spine surgeons and interventional radiologists, among others.
Orthopaedics | Spine - Thoracolumbar (TL) and sacral surgery | TL and sacral fusion and fixation implant | TL rod connector system excluding locking screw | NuVasive Inc. | SpheRx II Conn, 20mm Transverse Fixed | 7241200 | Standalone | DE0007105 | As per HSA registered indication(s)
Orthopaedics | Spine - Thoracolumbar (TL) and sacral surgery | TL and sacral fusion and fixation implant | TL rod connector system excluding locking screw | NuVasive Inc. | SpheRx II Conn, 22.5mm Transverse Fixed | 7241225 | Standalone | DE0007105 | As per HSA registered indication(s)
Orthopaedics | Spine - Thoracolumbar (TL) and sacral surgery | TL and sacral fusion and fixation implant | TL rod connector system excluding locking screw | NuVasive Inc. | SpheRx II Conn, 25mm Transverse Fixed | 7241250 | Standalone | DE0007105 | As per HSA registered indication(s)
Orthopaedics | Spine - Thoracolumbar (TL) and sacral surgery | TL and sacral fusion and fixation implant | TL rod connector system excluding locking screw | NuVasive Inc. | SpheRx II Conn, 27.5mm Transverse Fixed | 7241275 | Standalone | DE0007105 | As per HSA registered indication(s)
Orthopaedics | Spine - Thoracolumbar (TL) and sacral surgery | TL and sacral fusion and fixation implant | TL rod connector system excluding locking screw | NuVasive Inc. | SpheRx II Conn, 30mm Transverse Fixed | 7241300 | Standalone | DE0007105 | As per HSA registered indication(s)
Orthopaedics | Spine - Thoracolumbar (TL) and sacral surgery | TL and sacral fusion and fixation implant | TL rod connector system excluding locking screw | NuVasive Inc. | SpheRx II Conn, 32.5mm Transverse Fixed | 7241325 | Standalone | DE0007105 | As per HSA registered indication(s)
Orthopaedics | Spine - Thoracolumbar (TL) and sacral surgery | TL and sacral fusion and fixation implant | TL rod connector system excluding locking screw | NuVasive Inc. | SpheRx II Conn, 35mm Transverse Fixed | 7241350 | Standalone | DE0007105 | As per HSA registered indication(s)
Orthopaedics | Spine - Thoracolumbar (TL) and sacral surgery | TL and sacral fusion and fixation implant | TL rod connector system excluding locking screw | NuVasive Inc. | SpheRx II Conn, 37.5mm Transverse Fixed | 7241375 | Standalone | DE0007105 | As per HSA registered indication(s)
Orthopaedics | Spine - Thoracolumbar (TL) and sacral surgery | TL and sacral fusion and fixation implant | TL rod connector system excluding locking screw | NuVasive Inc. | SpheRx II Conn, 40-45mm Adj Transverse | 7241040 | Standalone | DE0007105 | As per HSA registered indication(s)
Orthopaedics | Spine - Thoracolumbar (TL) and sacral surgery | TL and sacral fusion and fixation implant | TL rod connector system excluding locking screw | NuVasive Inc. | SpheRx II Conn, 40mm Transverse Fixed | 7241400 | Standalone | DE0007105 | As per HSA registered indication(s)
Orthopaedics | Spine - Thoracolumbar (TL) and sacral surgery | TL and sacral fusion and fixation implant | TL rod connector system excluding locking screw | NuVasive Inc. | SpheRx II Conn, 45-54mm Adj Transverse | 7241045 | Standalone | DE0007105 | As per HSA registered indication(s)
Orthopaedics | Spine - Thoracolumbar (TL) and sacral surgery | TL and sacral fusion and fixation implant | TL rod connector system excluding locking screw | NuVasive Inc. | SpheRx II Conn, 45mm Transverse Fixed | 7241450 | Standalone | DE0007105 | As per HSA registered indication(s)
Orthopaedics | Spine - Thoracolumbar (TL) and sacral surgery | TL and sacral fusion and fixation implant | TL rod connector system excluding locking screw | NuVasive Inc. | SpheRx II Conn, 50mm Transverse Fixed | 7241500 | Standalone | DE0007105 | As per HSA registered indication(s)
Orthopaedics | Spine - Thoracolumbar (TL) and sacral surgery | TL and sacral fusion and fixation implant | TL rod connector system excluding locking screw | NuVasive Inc. | SpheRx II Conn, 55-73mm Adj Transverse | 7241055 | Standalone | DE0007105 | As per HSA registered indication(s)
Orthopaedics | Spine - Thoracolumbar (TL) and sacral surgery | TL and sacral fusion and fixation implant | TL rod connector system excluding locking screw | NuVasive Inc. | SpheRx II Conn, 55mm Transverse Fixed | 7241550 | Standalone | DE0007105 | As per HSA registered indication(s)
Orthopaedics | Spine - Thoracolumbar (TL) and sacral surgery | TL and sacral fusion and fixation implant | TL rod connector system excluding locking screw | NuVasive Inc. | SpheRx II Conn, 60mm Transverse Fixed | 7241600 | Standalone | DE0007105 | As per HSA registered indication(s)
Orthopaedics | Spine - Thoracolumbar (TL) and sacral surgery | TL and sacral fusion and fixation implant | TL rod connector system excluding locking screw | NuVasive Inc. | SpheRx II Conn, 74-85mm Adj Transverse | 7241075 | Standalone | DE0007105 | As per HSA registered indication(s)
Orthopaedics | Spine - Thoracolumbar (TL) and sacral surgery | TL and sacral fusion and fixation implant | TL pedicle screw - Locking screw | NuVasive Inc. | SpheRx II Lock Screw | 7241100 | Standalone | DE0007104 | As per HSA registered indication(s) except for radiolucent implants which should be used as follows:  in patients with primary or metastatic spinal tumours who would benefit from post-operative high dose high precision beam therapy upon appropriate and stringent patient selection;  Patient selection should be done via standardised assessment such as the neurological-oncological-mechanical systemic (NOMS) framework; and  The assessment should be carried out by a multidisciplinary team (MDT), which may be inclusive of, but not limited to, radiation oncologists, spine surgeons and interventional radiologists, among others.
Orthopaedics | Spine - Thoracolumbar (TL) and sacral surgery | TL and sacral fusion and fixation implant | TL rod connector system excluding locking screw | NuVasive Inc. | SpheRxII Conn, 45-50mm, Arch Adj. Trans | 7243045 | Standalone | DE0007105 | As per HSA registered indication(s)
Orthopaedics | Spine - Thoracolumbar (TL) and sacral surgery | TL and sacral fusion and fixation implant | TL rod connector system excluding locking screw | NuVasive Inc. | SpheRxII Conn, 50-60mm, Arch Adj. Trans | 7243050 | Standalone | DE0007105 | As per HSA registered indication(s)
Orthopaedics | Spine - Thoracolumbar (TL) and sacral surgery | TL and sacral fusion and fixation implant | TL rod connector system excluding locking screw | NuVasive Inc. | SpheRxII Conn, 60-70mm, Arch Adj. Trans | 7243060 | Standalone | DE0007105 | As per HSA registered indication(s)
Orthopaedics | Spine - Thoracolumbar (TL) and sacral surgery | TL and sacral fusion and fixation implant | TL rod connector system excluding locking screw | NuVasive Inc. | SpheRxII Conn, 70-85mm, Arch Adj. Trans | 7243070 | Standalone | DE0007105 | As per HSA registered indication(s)
Orthopaedics | Spine - Thoracolumbar (TL) and sacral surgery | TL and sacral fusion and fixation implant | TL rod connector system excluding locking screw | NuVasive Inc. | SpheRxII Conn, Fixed Anterior | 7256012 | Standalone | DE0007104 | As per HSA registered indication(s)
Orthopaedics | Spine - Thoracolumbar (TL) and sacral surgery | TL and sacral fusion and fixation implant | TL rod connector system excluding locking screw | NuVasive Inc. | SpheRxII Conn, Fixed Anterior | 7256013 | Standalone | DE0007104 | As per HSA registered indication(s)
Orthopaedics | Spine - Thoracolumbar (TL) and sacral surgery | TL and sacral fusion and fixation implant | TL rod connector system excluding locking screw | NuVasive Inc. | SpheRxII Conn, Fixed Anterior | 7256014 | Standalone | DE0007104 | As per HSA registered indication(s)
Orthopaedics | Spine - Thoracolumbar (TL) and sacral surgery | TL and sacral fusion and fixation implant | TL rod connector system excluding locking screw | NuVasive Inc. | SpheRxII Conn, Fixed Anterior | 7256015 | Standalone | DE0007104 | As per HSA registered indication(s)
Orthopaedics | Spine - Thoracolumbar (TL) and sacral surgery | TL and sacral fusion and fixation implant | TL rod connector system excluding locking screw | NuVasive Inc. | SpheRxII Conn, Fixed Anterior | 7256016 | Standalone | DE0007104 | As per HSA registered indication(s)
Orthopaedics | Spine - Thoracolumbar (TL) and sacral surgery | TL and sacral fusion and fixation implant | TL rod connector system excluding locking screw | NuVasive Inc. | SpheRxII Conn, Fixed Anterior | 7256017 | Standalone | DE0007104 | As per HSA registered indication(s)
Orthopaedics | Spine - Thoracolumbar (TL) and sacral surgery | TL and sacral fusion and fixation implant | TL rod connector system excluding locking screw | NuVasive Inc. | SpheRxII Conn, Fixed Anterior | 7256018 | Standalone | DE0007104 | As per HSA registered indication(s)
Orthopaedics | Spine - Thoracolumbar (TL) and sacral surgery | TL and sacral fusion and fixation implant | TL rod connector system excluding locking screw | NuVasive Inc. | SpheRxII Conn, Fixed Anterior | 7256019 | Standalone | DE0007104 | As per HSA registered indication(s)
Orthopaedics | Spine - Thoracolumbar (TL) and sacral surgery | TL and sacral fusion and fixation implant | TL rod connector system excluding locking screw | NuVasive Inc. | SpheRxII Conn, Fixed Anterior | 7256020 | Standalone | DE0007104 | As per HSA registered indication(s)
Orthopaedics | Spine - Thoracolumbar (TL) and sacral surgery | TL and sacral fusion and fixation implant | TL rod connector system excluding locking screw | NuVasive Inc. | SpheRxII Conn, Fixed Anterior | 7256021 | Standalone | DE0007104 | As per HSA registered indication(s)
Orthopaedics | Spine - Thoracolumbar (TL) and sacral surgery | TL and sacral fusion and fixation implant | TL rod connector system excluding locking screw | NuVasive Inc. | SpheRxII Conn, Fixed Anterior | 7256022 | Standalone | DE0007104 | As per HSA registered indication(s)
Orthopaedics | Spine - Thoracolumbar (TL) and sacral surgery | TL and sacral fusion and fixation implant | TL rod | NuVasive Inc. | SpheRxII Rod, 120mm Pre-Bent | 7292120 | Standalone | DE0007105 | As per HSA registered indication(s) except for radiolucent implants which should be used as follows:  in patients with primary or metastatic spinal tumours who would benefit from post-operative high dose high precision beam therapy upon appropriate and stringent patient selection;  Patient selection should be done via standardised assessment such as the neurological-oncological-mechanical systemic (NOMS) framework; and  The assessment should be carried out by a multidisciplinary team (MDT), which may be inclusive of, but not limited to, radiation oncologists, spine surgeons and interventional radiologists, among others.
Orthopaedics | Spine - Thoracolumbar (TL) and sacral surgery | TL and sacral fusion and fixation implant | TL rod | NuVasive Inc. | SpheRxII Rod, 5.5x100mm Pre-Bent | 7292100 | Standalone | DE0007105 | As per HSA registered indication(s) except for radiolucent implants which should be used as follows:  in patients with primary or metastatic spinal tumours who would benefit from post-operative high dose high precision beam therapy upon appropriate and stringent patient selection;  Patient selection should be done via standardised assessment such as the neurological-oncological-mechanical systemic (NOMS) framework; and  The assessment should be carried out by a multidisciplinary team (MDT), which may be inclusive of, but not limited to, radiation oncologists, spine surgeons and interventional radiologists, among others.
Orthopaedics | Spine - Thoracolumbar (TL) and sacral surgery | TL and sacral fusion and fixation implant | TL rod | NuVasive Inc. | SpheRxII Rod, 5.5x100mm Single Ball | 7291100 | Standalone | DE0007105 | As per HSA registered indication(s) except for radiolucent implants which should be used as follows:  in patients with primary or metastatic spinal tumours who would benefit from post-operative high dose high precision beam therapy upon appropriate and stringent patient selection;  Patient selection should be done via standardised assessment such as the neurological-oncological-mechanical systemic (NOMS) framework; and  The assessment should be carried out by a multidisciplinary team (MDT), which may be inclusive of, but not limited to, radiation oncologists, spine surgeons and interventional radiologists, among others.
Orthopaedics | Spine - Thoracolumbar (TL) and sacral surgery | TL and sacral fusion and fixation implant | TL rod | NuVasive Inc. | SpheRxII Rod, 5.5x110mm Pre-Bent | 7292110 | Standalone | DE0007105 | As per HSA registered indication(s) except for radiolucent implants which should be used as follows:  in patients with primary or metastatic spinal tumours who would benefit from post-operative high dose high precision beam therapy upon appropriate and stringent patient selection;  Patient selection should be done via standardised assessment such as the neurological-oncological-mechanical systemic (NOMS) framework; and  The assessment should be carried out by a multidisciplinary team (MDT), which may be inclusive of, but not limited to, radiation oncologists, spine surgeons and interventional radiologists, among others.
Orthopaedics | Spine - Thoracolumbar (TL) and sacral surgery | TL and sacral fusion and fixation implant | TL rod | NuVasive Inc. | SpheRxII Rod, 5.5x120mm Single Ball | 7291120 | Standalone | DE0007105 | As per HSA registered indication(s) except for radiolucent implants which should be used as follows:  in patients with primary or metastatic spinal tumours who would benefit from post-operative high dose high precision beam therapy upon appropriate and stringent patient selection;  Patient selection should be done via standardised assessment such as the neurological-oncological-mechanical systemic (NOMS) framework; and  The assessment should be carried out by a multidisciplinary team (MDT), which may be inclusive of, but not limited to, radiation oncologists, spine surgeons and interventional radiologists, among others.
Orthopaedics | Spine - Thoracolumbar (TL) and sacral surgery | TL and sacral fusion and fixation implant | TL rod | NuVasive Inc. | SpheRxII Rod, 5.5x140mm Single Ball | 7291140 | Standalone | DE0007105 | As per HSA registered indication(s) except for radiolucent implants which should be used as follows:  in patients with primary or metastatic spinal tumours who would benefit from post-operative high dose high precision beam therapy upon appropriate and stringent patient selection;  Patient selection should be done via standardised assessment such as the neurological-oncological-mechanical systemic (NOMS) framework; and  The assessment should be carried out by a multidisciplinary team (MDT), which may be inclusive of, but not limited to, radiation oncologists, spine surgeons and interventional radiologists, among others.
Orthopaedics | Spine - Thoracolumbar (TL) and sacral surgery | TL and sacral fusion and fixation implant | TL rod | NuVasive Inc. | SpheRxII Rod, 5.5x160mm Single Ball | 7291160 | Standalone | DE0007105 | As per HSA registered indication(s) except for radiolucent implants which should be used as follows:  in patients with primary or metastatic spinal tumours who would benefit from post-operative high dose high precision beam therapy upon appropriate and stringent patient selection;  Patient selection should be done via standardised assessment such as the neurological-oncological-mechanical systemic (NOMS) framework; and  The assessment should be carried out by a multidisciplinary team (MDT), which may be inclusive of, but not limited to, radiation oncologists, spine surgeons and interventional radiologists, among others.
Orthopaedics | Spine - Thoracolumbar (TL) and sacral surgery | TL and sacral fusion and fixation implant | TL rod | NuVasive Inc. | SpheRxII Rod, 5.5x180mm Single Ball | 7291180 | Standalone | DE0007105 | As per HSA registered indication(s) except for radiolucent implants which should be used as follows:  in patients with primary or metastatic spinal tumours who would benefit from post-operative high dose high precision beam therapy upon appropriate and stringent patient selection;  Patient selection should be done via standardised assessment such as the neurological-oncological-mechanical systemic (NOMS) framework; and  The assessment should be carried out by a multidisciplinary team (MDT), which may be inclusive of, but not limited to, radiation oncologists, spine surgeons and interventional radiologists, among others.
Orthopaedics | Spine - Thoracolumbar (TL) and sacral surgery | TL and sacral fusion and fixation implant | TL rod | NuVasive Inc. | SpheRxII Rod, 5.5x200mm Single Ball | 7291200 | Standalone | DE0007105 | As per HSA registered indication(s) except for radiolucent implants which should be used as follows:  in patients with primary or metastatic spinal tumours who would benefit from post-operative high dose high precision beam therapy upon appropriate and stringent patient selection;  Patient selection should be done via standardised assessment such as the neurological-oncological-mechanical systemic (NOMS) framework; and  The assessment should be carried out by a multidisciplinary team (MDT), which may be inclusive of, but not limited to, radiation oncologists, spine surgeons and interventional radiologists, among others.
Orthopaedics | Spine - Thoracolumbar (TL) and sacral surgery | TL and sacral fusion and fixation implant | TL rod | NuVasive Inc. | SpheRxII Rod, 5.5x25mm Pre-Bent | 7292025 | Standalone | DE0007105 | As per HSA registered indication(s) except for radiolucent implants which should be used as follows:  in patients with primary or metastatic spinal tumours who would benefit from post-operative high dose high precision beam therapy upon appropriate and stringent patient selection;  Patient selection should be done via standardised assessment such as the neurological-oncological-mechanical systemic (NOMS) framework; and  The assessment should be carried out by a multidisciplinary team (MDT), which may be inclusive of, but not limited to, radiation oncologists, spine surgeons and interventional radiologists, among others.
Orthopaedics | Spine - Thoracolumbar (TL) and sacral surgery | TL and sacral fusion and fixation implant | TL rod | NuVasive Inc. | SpheRxII Rod, 5.5x25mm Single Ball | 7291025 | Standalone | DE0007105 | As per HSA registered indication(s) except for radiolucent implants which should be used as follows:  in patients with primary or metastatic spinal tumours who would benefit from post-operative high dose high precision beam therapy upon appropriate and stringent patient selection;  Patient selection should be done via standardised assessment such as the neurological-oncological-mechanical systemic (NOMS) framework; and  The assessment should be carried out by a multidisciplinary team (MDT), which may be inclusive of, but not limited to, radiation oncologists, spine surgeons and interventional radiologists, among others.
Orthopaedics | Spine - Thoracolumbar (TL) and sacral surgery | TL and sacral fusion and fixation implant | TL rod | NuVasive Inc. | SpheRxII Rod, 5.5x300mm Single Ball | 7291300 | Standalone | DE0007105 | As per HSA registered indication(s) except for radiolucent implants which should be used as follows:  in patients with primary or metastatic spinal tumours who would benefit from post-operative high dose high precision beam therapy upon appropriate and stringent patient selection;  Patient selection should be done via standardised assessment such as the neurological-oncological-mechanical systemic (NOMS) framework; and  The assessment should be carried out by a multidisciplinary team (MDT), which may be inclusive of, but not limited to, radiation oncologists, spine surgeons and interventional radiologists, among others.
Orthopaedics | Spine - Thoracolumbar (TL) and sacral surgery | TL and sacral fusion and fixation implant | TL rod | NuVasive Inc. | SpheRxII Rod, 5.5x30mm Pre-Bent | 7292030 | Standalone | DE0007105 | As per HSA registered indication(s) except for radiolucent implants which should be used as follows:  in patients with primary or metastatic spinal tumours who would benefit from post-operative high dose high precision beam therapy upon appropriate and stringent patient selection;  Patient selection should be done via standardised assessment such as the neurological-oncological-mechanical systemic (NOMS) framework; and  The assessment should be carried out by a multidisciplinary team (MDT), which may be inclusive of, but not limited to, radiation oncologists, spine surgeons and interventional radiologists, among others.
Orthopaedics | Spine - Thoracolumbar (TL) and sacral surgery | TL and sacral fusion and fixation implant | TL rod | NuVasive Inc. | SpheRxII Rod, 5.5x30mm Single Ball | 7291030 | Standalone | DE0007105 | As per HSA registered indication(s) except for radiolucent implants which should be used as follows:  in patients with primary or metastatic spinal tumours who would benefit from post-operative high dose high precision beam therapy upon appropriate and stringent patient selection;  Patient selection should be done via standardised assessment such as the neurological-oncological-mechanical systemic (NOMS) framework; and  The assessment should be carried out by a multidisciplinary team (MDT), which may be inclusive of, but not limited to, radiation oncologists, spine surgeons and interventional radiologists, among others.
Orthopaedics | Spine - Thoracolumbar (TL) and sacral surgery | TL and sacral fusion and fixation implant | TL rod | NuVasive Inc. | SpheRxII Rod, 5.5x35mm Pre-Bent | 7292035 | Standalone | DE0007105 | As per HSA registered indication(s) except for radiolucent implants which should be used as follows:  in patients with primary or metastatic spinal tumours who would benefit from post-operative high dose high precision beam therapy upon appropriate and stringent patient selection;  Patient selection should be done via standardised assessment such as the neurological-oncological-mechanical systemic (NOMS) framework; and  The assessment should be carried out by a multidisciplinary team (MDT), which may be inclusive of, but not limited to, radiation oncologists, spine surgeons and interventional radiologists, among others.
Orthopaedics | Spine - Thoracolumbar (TL) and sacral surgery | TL and sacral fusion and fixation implant | TL rod | NuVasive Inc. | SpheRxII Rod, 5.5x35mm Single Ball | 7291035 | Standalone | DE0007105 | As per HSA registered indication(s) except for radiolucent implants which should be used as follows:  in patients with primary or metastatic spinal tumours who would benefit from post-operative high dose high precision beam therapy upon appropriate and stringent patient selection;  Patient selection should be done via standardised assessment such as the neurological-oncological-mechanical systemic (NOMS) framework; and  The assessment should be carried out by a multidisciplinary team (MDT), which may be inclusive of, but not limited to, radiation oncologists, spine surgeons and interventional radiologists, among others.
Orthopaedics | Spine - Thoracolumbar (TL) and sacral surgery | TL and sacral fusion and fixation implant | TL rod | NuVasive Inc. | SpheRxII Rod, 5.5x40mm Pre-Bent | 7292040 | Standalone | DE0007105 | As per HSA registered indication(s) except for radiolucent implants which should be used as follows:  in patients with primary or metastatic spinal tumours who would benefit from post-operative high dose high precision beam therapy upon appropriate and stringent patient selection;  Patient selection should be done via standardised assessment such as the neurological-oncological-mechanical systemic (NOMS) framework; and  The assessment should be carried out by a multidisciplinary team (MDT), which may be inclusive of, but not limited to, radiation oncologists, spine surgeons and interventional radiologists, among others.
Orthopaedics | Spine - Thoracolumbar (TL) and sacral surgery | TL and sacral fusion and fixation implant | TL rod | NuVasive Inc. | SpheRxII Rod, 5.5x40mm Single Ball | 7291040 | Standalone | DE0007105 | As per HSA registered indication(s) except for radiolucent implants which should be used as follows:  in patients with primary or metastatic spinal tumours who would benefit from post-operative high dose high precision beam therapy upon appropriate and stringent patient selection;  Patient selection should be done via standardised assessment such as the neurological-oncological-mechanical systemic (NOMS) framework; and  The assessment should be carried out by a multidisciplinary team (MDT), which may be inclusive of, but not limited to, radiation oncologists, spine surgeons and interventional radiologists, among others.
Orthopaedics | Spine - Thoracolumbar (TL) and sacral surgery | TL and sacral fusion and fixation implant | TL rod | NuVasive Inc. | SpheRxII Rod, 5.5x45mm Pre-Bent | 7292045 | Standalone | DE0007105 | As per HSA registered indication(s) except for radiolucent implants which should be used as follows:  in patients with primary or metastatic spinal tumours who would benefit from post-operative high dose high precision beam therapy upon appropriate and stringent patient selection;  Patient selection should be done via standardised assessment such as the neurological-oncological-mechanical systemic (NOMS) framework; and  The assessment should be carried out by a multidisciplinary team (MDT), which may be inclusive of, but not limited to, radiation oncologists, spine surgeons and interventional radiologists, among others.
Orthopaedics | Spine - Thoracolumbar (TL) and sacral surgery | TL and sacral fusion and fixation implant | TL rod | NuVasive Inc. | SpheRxII Rod, 5.5x45mm Single Ball | 7291045 | Standalone | DE0007105 | As per HSA registered indication(s) except for radiolucent implants which should be used as follows:  in patients with primary or metastatic spinal tumours who would benefit from post-operative high dose high precision beam therapy upon appropriate and stringent patient selection;  Patient selection should be done via standardised assessment such as the neurological-oncological-mechanical systemic (NOMS) framework; and  The assessment should be carried out by a multidisciplinary team (MDT), which may be inclusive of, but not limited to, radiation oncologists, spine surgeons and interventional radiologists, among others.
Orthopaedics | Spine - Thoracolumbar (TL) and sacral surgery | TL and sacral fusion and fixation implant | TL rod | NuVasive Inc. | SpheRxII Rod, 5.5x500mm Single Ball | 7291500 | Standalone | DE0007105 | As per HSA registered indication(s) except for radiolucent implants which should be used as follows:  in patients with primary or metastatic spinal tumours who would benefit from post-operative high dose high precision beam therapy upon appropriate and stringent patient selection;  Patient selection should be done via standardised assessment such as the neurological-oncological-mechanical systemic (NOMS) framework; and  The assessment should be carried out by a multidisciplinary team (MDT), which may be inclusive of, but not limited to, radiation oncologists, spine surgeons and interventional radiologists, among others.
Orthopaedics | Spine - Thoracolumbar (TL) and sacral surgery | TL and sacral fusion and fixation implant | TL rod | NuVasive Inc. | SpheRxII Rod, 5.5x50mm Pre-Bent | 7292050 | Standalone | DE0007105 | As per HSA registered indication(s) except for radiolucent implants which should be used as follows:  in patients with primary or metastatic spinal tumours who would benefit from post-operative high dose high precision beam therapy upon appropriate and stringent patient selection;  Patient selection should be done via standardised assessment such as the neurological-oncological-mechanical systemic (NOMS) framework; and  The assessment should be carried out by a multidisciplinary team (MDT), which may be inclusive of, but not limited to, radiation oncologists, spine surgeons and interventional radiologists, among others.
Orthopaedics | Spine - Thoracolumbar (TL) and sacral surgery | TL and sacral fusion and fixation implant | TL rod | NuVasive Inc. | SpheRxII Rod, 5.5x50mm Single Ball | 7291050 | Standalone | DE0007105 | As per HSA registered indication(s) except for radiolucent implants which should be used as follows:  in patients with primary or metastatic spinal tumours who would benefit from post-operative high dose high precision beam therapy upon appropriate and stringent patient selection;  Patient selection should be done via standardised assessment such as the neurological-oncological-mechanical systemic (NOMS) framework; and  The assessment should be carried out by a multidisciplinary team (MDT), which may be inclusive of, but not limited to, radiation oncologists, spine surgeons and interventional radiologists, among others.
Orthopaedics | Spine - Thoracolumbar (TL) and sacral surgery | TL and sacral fusion and fixation implant | TL rod | NuVasive Inc. | SpheRxII Rod, 5.5x55mm Pre-Bent | 7292055 | Standalone | DE0007105 | As per HSA registered indication(s) except for radiolucent implants which should be used as follows:  in patients with primary or metastatic spinal tumours who would benefit from post-operative high dose high precision beam therapy upon appropriate and stringent patient selection;  Patient selection should be done via standardised assessment such as the neurological-oncological-mechanical systemic (NOMS) framework; and  The assessment should be carried out by a multidisciplinary team (MDT), which may be inclusive of, but not limited to, radiation oncologists, spine surgeons and interventional radiologists, among others.
Orthopaedics | Spine - Thoracolumbar (TL) and sacral surgery | TL and sacral fusion and fixation implant | TL rod | NuVasive Inc. | SpheRxII Rod, 5.5x55mm Single Ball | 7291055 | Standalone | DE0007105 | As per HSA registered indication(s) except for radiolucent implants which should be used as follows:  in patients with primary or metastatic spinal tumours who would benefit from post-operative high dose high precision beam therapy upon appropriate and stringent patient selection;  Patient selection should be done via standardised assessment such as the neurological-oncological-mechanical systemic (NOMS) framework; and  The assessment should be carried out by a multidisciplinary team (MDT), which may be inclusive of, but not limited to, radiation oncologists, spine surgeons and interventional radiologists, among others.
Orthopaedics | Spine - Thoracolumbar (TL) and sacral surgery | TL and sacral fusion and fixation implant | TL rod | NuVasive Inc. | SpheRxII Rod, 5.5x60mm Pre-Bent | 7292060 | Standalone | DE0007105 | As per HSA registered indication(s) except for radiolucent implants which should be used as follows:  in patients with primary or metastatic spinal tumours who would benefit from post-operative high dose high precision beam therapy upon appropriate and stringent patient selection;  Patient selection should be done via standardised assessment such as the neurological-oncological-mechanical systemic (NOMS) framework; and  The assessment should be carried out by a multidisciplinary team (MDT), which may be inclusive of, but not limited to, radiation oncologists, spine surgeons and interventional radiologists, among others.
Orthopaedics | Spine - Thoracolumbar (TL) and sacral surgery | TL and sacral fusion and fixation implant | TL rod | NuVasive Inc. | SpheRxII Rod, 5.5x60mm Single Ball | 7291060 | Standalone | DE0007105 | As per HSA registered indication(s) except for radiolucent implants which should be used as follows:  in patients with primary or metastatic spinal tumours who would benefit from post-operative high dose high precision beam therapy upon appropriate and stringent patient selection;  Patient selection should be done via standardised assessment such as the neurological-oncological-mechanical systemic (NOMS) framework; and  The assessment should be carried out by a multidisciplinary team (MDT), which may be inclusive of, but not limited to, radiation oncologists, spine surgeons and interventional radiologists, among others.
Orthopaedics | Spine - Thoracolumbar (TL) and sacral surgery | TL and sacral fusion and fixation implant | TL rod | NuVasive Inc. | SpheRxII Rod, 5.5x65mm Pre-Bent | 7292065 | Standalone | DE0007105 | As per HSA registered indication(s) except for radiolucent implants which should be used as follows:  in patients with primary or metastatic spinal tumours who would benefit from post-operative high dose high precision beam therapy upon appropriate and stringent patient selection;  Patient selection should be done via standardised assessment such as the neurological-oncological-mechanical systemic (NOMS) framework; and  The assessment should be carried out by a multidisciplinary team (MDT), which may be inclusive of, but not limited to, radiation oncologists, spine surgeons and interventional radiologists, among others.
Orthopaedics | Spine - Thoracolumbar (TL) and sacral surgery | TL and sacral fusion and fixation implant | TL rod | NuVasive Inc. | SpheRxII Rod, 5.5x65mm Single Ball | 7291065 | Standalone | DE0007105 | As per HSA registered indication(s) except for radiolucent implants which should be used as follows:  in patients with primary or metastatic spinal tumours who would benefit from post-operative high dose high precision beam therapy upon appropriate and stringent patient selection;  Patient selection should be done via standardised assessment such as the neurological-oncological-mechanical systemic (NOMS) framework; and  The assessment should be carried out by a multidisciplinary team (MDT), which may be inclusive of, but not limited to, radiation oncologists, spine surgeons and interventional radiologists, among others.
Orthopaedics | Spine - Thoracolumbar (TL) and sacral surgery | TL and sacral fusion and fixation implant | TL rod | NuVasive Inc. | SpheRxII Rod, 5.5x70mm Pre-Bent | 7292070 | Standalone | DE0007105 | As per HSA registered indication(s) except for radiolucent implants which should be used as follows:  in patients with primary or metastatic spinal tumours who would benefit from post-operative high dose high precision beam therapy upon appropriate and stringent patient selection;  Patient selection should be done via standardised assessment such as the neurological-oncological-mechanical systemic (NOMS) framework; and  The assessment should be carried out by a multidisciplinary team (MDT), which may be inclusive of, but not limited to, radiation oncologists, spine surgeons and interventional radiologists, among others.
Orthopaedics | Spine - Thoracolumbar (TL) and sacral surgery | TL and sacral fusion and fixation implant | TL rod | NuVasive Inc. | SpheRxII Rod, 5.5x70mm Single Ball | 7291070 | Standalone | DE0007105 | As per HSA registered indication(s) except for radiolucent implants which should be used as follows:  in patients with primary or metastatic spinal tumours who would benefit from post-operative high dose high precision beam therapy upon appropriate and stringent patient selection;  Patient selection should be done via standardised assessment such as the neurological-oncological-mechanical systemic (NOMS) framework; and  The assessment should be carried out by a multidisciplinary team (MDT), which may be inclusive of, but not limited to, radiation oncologists, spine surgeons and interventional radiologists, among others.
Orthopaedics | Spine - Thoracolumbar (TL) and sacral surgery | TL and sacral fusion and fixation implant | TL rod | NuVasive Inc. | SpheRxII Rod, 5.5x75mm Pre-Bent | 7292075 | Standalone | DE0007105 | As per HSA registered indication(s) except for radiolucent implants which should be used as follows:  in patients with primary or metastatic spinal tumours who would benefit from post-operative high dose high precision beam therapy upon appropriate and stringent patient selection;  Patient selection should be done via standardised assessment such as the neurological-oncological-mechanical systemic (NOMS) framework; and  The assessment should be carried out by a multidisciplinary team (MDT), which may be inclusive of, but not limited to, radiation oncologists, spine surgeons and interventional radiologists, among others.
Orthopaedics | Spine - Thoracolumbar (TL) and sacral surgery | TL and sacral fusion and fixation implant | TL rod | NuVasive Inc. | SpheRxII Rod, 5.5x80mm Pre-Bent | 7292080 | Standalone | DE0007105 | As per HSA registered indication(s) except for radiolucent implants which should be used as follows:  in patients with primary or metastatic spinal tumours who would benefit from post-operative high dose high precision beam therapy upon appropriate and stringent patient selection;  Patient selection should be done via standardised assessment such as the neurological-oncological-mechanical systemic (NOMS) framework; and  The assessment should be carried out by a multidisciplinary team (MDT), which may be inclusive of, but not limited to, radiation oncologists, spine surgeons and interventional radiologists, among others.
Orthopaedics | Spine - Thoracolumbar (TL) and sacral surgery | TL and sacral fusion and fixation implant | TL rod | NuVasive Inc. | SpheRxII Rod, 5.5x80mm Single Ball | 7291080 | Standalone | DE0007105 | As per HSA registered indication(s) except for radiolucent implants which should be used as follows:  in patients with primary or metastatic spinal tumours who would benefit from post-operative high dose high precision beam therapy upon appropriate and stringent patient selection;  Patient selection should be done via standardised assessment such as the neurological-oncological-mechanical systemic (NOMS) framework; and  The assessment should be carried out by a multidisciplinary team (MDT), which may be inclusive of, but not limited to, radiation oncologists, spine surgeons and interventional radiologists, among others.
Orthopaedics | Spine - Thoracolumbar (TL) and sacral surgery | TL and sacral fusion and fixation implant | TL rod | NuVasive Inc. | SpheRxII Rod, 5.5x85mm Pre-Bent | 7292085 | Standalone | DE0007105 | As per HSA registered indication(s) except for radiolucent implants which should be used as follows:  in patients with primary or metastatic spinal tumours who would benefit from post-operative high dose high precision beam therapy upon appropriate and stringent patient selection;  Patient selection should be done via standardised assessment such as the neurological-oncological-mechanical systemic (NOMS) framework; and  The assessment should be carried out by a multidisciplinary team (MDT), which may be inclusive of, but not limited to, radiation oncologists, spine surgeons and interventional radiologists, among others.
Orthopaedics | Spine - Thoracolumbar (TL) and sacral surgery | TL and sacral fusion and fixation implant | TL rod | NuVasive Inc. | SpheRxII Rod, 5.5x90mm Pre-Bent | 7292090 | Standalone | DE0007105 | As per HSA registered indication(s) except for radiolucent implants which should be used as follows:  in patients with primary or metastatic spinal tumours who would benefit from post-operative high dose high precision beam therapy upon appropriate and stringent patient selection;  Patient selection should be done via standardised assessment such as the neurological-oncological-mechanical systemic (NOMS) framework; and  The assessment should be carried out by a multidisciplinary team (MDT), which may be inclusive of, but not limited to, radiation oncologists, spine surgeons and interventional radiologists, among others.
Orthopaedics | Spine - Thoracolumbar (TL) and sacral surgery | TL and sacral fusion and fixation implant | TL rod | NuVasive Inc. | SpheRxII Rod, 5.5x90mm Single Ball | 7291090 | Standalone | DE0007105 | As per HSA registered indication(s) except for radiolucent implants which should be used as follows:  in patients with primary or metastatic spinal tumours who would benefit from post-operative high dose high precision beam therapy upon appropriate and stringent patient selection;  Patient selection should be done via standardised assessment such as the neurological-oncological-mechanical systemic (NOMS) framework; and  The assessment should be carried out by a multidisciplinary team (MDT), which may be inclusive of, but not limited to, radiation oncologists, spine surgeons and interventional radiologists, among others.
Orthopaedics | Spine - Thoracolumbar (TL) and sacral surgery | TL and sacral fusion and fixation implant | TL rod | NuVasive Inc. | SpheRxII Rod, 5.5x95mm Pre-Bent | 7292095 | Standalone | DE0007105 | As per HSA registered indication(s) except for radiolucent implants which should be used as follows:  in patients with primary or metastatic spinal tumours who would benefit from post-operative high dose high precision beam therapy upon appropriate and stringent patient selection;  Patient selection should be done via standardised assessment such as the neurological-oncological-mechanical systemic (NOMS) framework; and  The assessment should be carried out by a multidisciplinary team (MDT), which may be inclusive of, but not limited to, radiation oncologists, spine surgeons and interventional radiologists, among others.
Orthopaedics | Spine - Thoracolumbar (TL) and sacral surgery | TL and sacral fusion and fixation implant | TL pedicle screw - Shank, tulip | NuVasive Inc. | SpheRxII Screw, 4.5x25mm Polyaxial | 7284525 | Standalone | DE0007105 | As per HSA registered indication(s) except for radiolucent implants which should be used as follows:  in patients with primary or metastatic spinal tumours who would benefit from post-operative high dose high precision beam therapy upon appropriate and stringent patient selection;  Patient selection should be done via standardised assessment such as the neurological-oncological-mechanical systemic (NOMS) framework; and  The assessment should be carried out by a multidisciplinary team (MDT), which may be inclusive of, but not limited to, radiation oncologists, spine surgeons and interventional radiologists, among others.
Orthopaedics | Spine - Thoracolumbar (TL) and sacral surgery | TL and sacral fusion and fixation implant | TL pedicle screw - Shank, tulip | NuVasive Inc. | SpheRxII Screw, 4.5x30mm Polyaxial | 7284530 | Standalone | DE0007105 | As per HSA registered indication(s) except for radiolucent implants which should be used as follows:  in patients with primary or metastatic spinal tumours who would benefit from post-operative high dose high precision beam therapy upon appropriate and stringent patient selection;  Patient selection should be done via standardised assessment such as the neurological-oncological-mechanical systemic (NOMS) framework; and  The assessment should be carried out by a multidisciplinary team (MDT), which may be inclusive of, but not limited to, radiation oncologists, spine surgeons and interventional radiologists, among others.
Orthopaedics | Spine - Thoracolumbar (TL) and sacral surgery | TL and sacral fusion and fixation implant | TL pedicle screw - Shank, tulip | NuVasive Inc. | SpheRxII Screw, 4.5x35mm Polyaxial | 7284535 | Standalone | DE0007105 | As per HSA registered indication(s) except for radiolucent implants which should be used as follows:  in patients with primary or metastatic spinal tumours who would benefit from post-operative high dose high precision beam therapy upon appropriate and stringent patient selection;  Patient selection should be done via standardised assessment such as the neurological-oncological-mechanical systemic (NOMS) framework; and  The assessment should be carried out by a multidisciplinary team (MDT), which may be inclusive of, but not limited to, radiation oncologists, spine surgeons and interventional radiologists, among others.
Orthopaedics | Spine - Thoracolumbar (TL) and sacral surgery | TL and sacral fusion and fixation implant | TL pedicle screw - Shank, tulip | NuVasive Inc. | SpheRxII Screw, 4.5x40mm Polyaxial | 7284540 | Standalone | DE0007105 | As per HSA registered indication(s) except for radiolucent implants which should be used as follows:  in patients with primary or metastatic spinal tumours who would benefit from post-operative high dose high precision beam therapy upon appropriate and stringent patient selection;  Patient selection should be done via standardised assessment such as the neurological-oncological-mechanical systemic (NOMS) framework; and  The assessment should be carried out by a multidisciplinary team (MDT), which may be inclusive of, but not limited to, radiation oncologists, spine surgeons and interventional radiologists, among others.
Orthopaedics | Spine - Thoracolumbar (TL) and sacral surgery | TL and sacral fusion and fixation implant | TL pedicle screw - Shank, tulip | NuVasive Inc. | SpheRxII Screw, 4.5x45mm Polyaxial | 7284545 | Standalone | DE0007105 | As per HSA registered indication(s) except for radiolucent implants which should be used as follows:  in patients with primary or metastatic spinal tumours who would benefit from post-operative high dose high precision beam therapy upon appropriate and stringent patient selection;  Patient selection should be done via standardised assessment such as the neurological-oncological-mechanical systemic (NOMS) framework; and  The assessment should be carried out by a multidisciplinary team (MDT), which may be inclusive of, but not limited to, radiation oncologists, spine surgeons and interventional radiologists, among others.
Orthopaedics | Spine - Thoracolumbar (TL) and sacral surgery | TL and sacral fusion and fixation implant | TL pedicle screw - Shank, tulip | NuVasive Inc. | SpheRxII Screw, 4.5x50mm Polyaxial | 7284550 | Standalone | DE0007105 | As per HSA registered indication(s) except for radiolucent implants which should be used as follows:  in patients with primary or metastatic spinal tumours who would benefit from post-operative high dose high precision beam therapy upon appropriate and stringent patient selection;  Patient selection should be done via standardised assessment such as the neurological-oncological-mechanical systemic (NOMS) framework; and  The assessment should be carried out by a multidisciplinary team (MDT), which may be inclusive of, but not limited to, radiation oncologists, spine surgeons and interventional radiologists, among others.
Orthopaedics | Spine - Thoracolumbar (TL) and sacral surgery | TL and sacral fusion and fixation implant | TL pedicle screw - Shank, tulip | NuVasive Inc. | SpheRxII Screw, 5.5x30mm Polyaxial | 7245530 | Standalone | DE0007104 | As per HSA registered indication(s) except for radiolucent implants which should be used as follows:  in patients with primary or metastatic spinal tumours who would benefit from post-operative high dose high precision beam therapy upon appropriate and stringent patient selection;  Patient selection should be done via standardised assessment such as the neurological-oncological-mechanical systemic (NOMS) framework; and  The assessment should be carried out by a multidisciplinary team (MDT), which may be inclusive of, but not limited to, radiation oncologists, spine surgeons and interventional radiologists, among others.
Orthopaedics | Spine - Thoracolumbar (TL) and sacral surgery | TL and sacral fusion and fixation implant | TL pedicle screw - Shank, tulip | NuVasive Inc. | SpheRxII Screw, 5.5x35mm Polyaxial | 7245535 | Standalone | DE0007104 | As per HSA registered indication(s) except for radiolucent implants which should be used as follows:  in patients with primary or metastatic spinal tumours who would benefit from post-operative high dose high precision beam therapy upon appropriate and stringent patient selection;  Patient selection should be done via standardised assessment such as the neurological-oncological-mechanical systemic (NOMS) framework; and  The assessment should be carried out by a multidisciplinary team (MDT), which may be inclusive of, but not limited to, radiation oncologists, spine surgeons and interventional radiologists, among others.
Orthopaedics | Spine - Thoracolumbar (TL) and sacral surgery | TL and sacral fusion and fixation implant | TL pedicle screw - Shank, tulip | NuVasive Inc. | SpheRxII Screw, 5.5x40mm Polyaxial | 7245540 | Standalone | DE0007104 | As per HSA registered indication(s) except for radiolucent implants which should be used as follows:  in patients with primary or metastatic spinal tumours who would benefit from post-operative high dose high precision beam therapy upon appropriate and stringent patient selection;  Patient selection should be done via standardised assessment such as the neurological-oncological-mechanical systemic (NOMS) framework; and  The assessment should be carried out by a multidisciplinary team (MDT), which may be inclusive of, but not limited to, radiation oncologists, spine surgeons and interventional radiologists, among others.
Orthopaedics | Spine - Thoracolumbar (TL) and sacral surgery | TL and sacral fusion and fixation implant | TL pedicle screw - Shank, tulip | NuVasive Inc. | SpheRxII Screw, 5.5x45mm Polyaxial | 7245545 | Standalone | DE0007104 | As per HSA registered indication(s) except for radiolucent implants which should be used as follows:  in patients with primary or metastatic spinal tumours who would benefit from post-operative high dose high precision beam therapy upon appropriate and stringent patient selection;  Patient selection should be done via standardised assessment such as the neurological-oncological-mechanical systemic (NOMS) framework; and  The assessment should be carried out by a multidisciplinary team (MDT), which may be inclusive of, but not limited to, radiation oncologists, spine surgeons and interventional radiologists, among others.
Orthopaedics | Spine - Thoracolumbar (TL) and sacral surgery | TL and sacral fusion and fixation implant | TL pedicle screw - Shank, tulip | NuVasive Inc. | SpheRxII Screw, 5.5x50mm Polyaxial | 7245550 | Standalone | DE0007104 | As per HSA registered indication(s) except for radiolucent implants which should be used as follows:  in patients with primary or metastatic spinal tumours who would benefit from post-operative high dose high precision beam therapy upon appropriate and stringent patient selection;  Patient selection should be done via standardised assessment such as the neurological-oncological-mechanical systemic (NOMS) framework; and  The assessment should be carried out by a multidisciplinary team (MDT), which may be inclusive of, but not limited to, radiation oncologists, spine surgeons and interventional radiologists, among others.
Orthopaedics | Spine - Thoracolumbar (TL) and sacral surgery | TL and sacral fusion and fixation implant | TL pedicle screw - Shank, tulip | NuVasive Inc. | SpheRxII Screw, 5.5x55mm Polyaxial | 7245555 | Standalone | DE0007105 | As per HSA registered indication(s) except for radiolucent implants which should be used as follows:  in patients with primary or metastatic spinal tumours who would benefit from post-operative high dose high precision beam therapy upon appropriate and stringent patient selection;  Patient selection should be done via standardised assessment such as the neurological-oncological-mechanical systemic (NOMS) framework; and  The assessment should be carried out by a multidisciplinary team (MDT), which may be inclusive of, but not limited to, radiation oncologists, spine surgeons and interventional radiologists, among others.
Orthopaedics | Spine - Thoracolumbar (TL) and sacral surgery | TL and sacral fusion and fixation implant | TL pedicle screw - Shank, tulip | NuVasive Inc. | SpheRxII Screw, 5.5x60mm Polyaxial | 7245560 | Standalone | DE0007105 | As per HSA registered indication(s) except for radiolucent implants which should be used as follows:  in patients with primary or metastatic spinal tumours who would benefit from post-operative high dose high precision beam therapy upon appropriate and stringent patient selection;  Patient selection should be done via standardised assessment such as the neurological-oncological-mechanical systemic (NOMS) framework; and  The assessment should be carried out by a multidisciplinary team (MDT), which may be inclusive of, but not limited to, radiation oncologists, spine surgeons and interventional radiologists, among others.
Orthopaedics | Spine - Thoracolumbar (TL) and sacral surgery | TL and sacral fusion and fixation implant | TL pedicle screw - Shank, tulip | NuVasive Inc. | SpheRxII Screw, 6.5x30mm Polyaxial | 7246530 | Standalone | DE0007104 | As per HSA registered indication(s) except for radiolucent implants which should be used as follows:  in patients with primary or metastatic spinal tumours who would benefit from post-operative high dose high precision beam therapy upon appropriate and stringent patient selection;  Patient selection should be done via standardised assessment such as the neurological-oncological-mechanical systemic (NOMS) framework; and  The assessment should be carried out by a multidisciplinary team (MDT), which may be inclusive of, but not limited to, radiation oncologists, spine surgeons and interventional radiologists, among others.
Orthopaedics | Spine - Thoracolumbar (TL) and sacral surgery | TL and sacral fusion and fixation implant | TL pedicle screw - Shank, tulip | NuVasive Inc. | SpheRxII Screw, 6.5x35mm Polyaxial | 7246535 | Standalone | DE0007104 | As per HSA registered indication(s) except for radiolucent implants which should be used as follows:  in patients with primary or metastatic spinal tumours who would benefit from post-operative high dose high precision beam therapy upon appropriate and stringent patient selection;  Patient selection should be done via standardised assessment such as the neurological-oncological-mechanical systemic (NOMS) framework; and  The assessment should be carried out by a multidisciplinary team (MDT), which may be inclusive of, but not limited to, radiation oncologists, spine surgeons and interventional radiologists, among others.
Orthopaedics | Spine - Thoracolumbar (TL) and sacral surgery | TL and sacral fusion and fixation implant | TL pedicle screw - Shank, tulip | NuVasive Inc. | SpheRxII Screw, 6.5x40mm Polyaxial | 7246540 | Standalone | DE0007104 | As per HSA registered indication(s) except for radiolucent implants which should be used as follows:  in patients with primary or metastatic spinal tumours who would benefit from post-operative high dose high precision beam therapy upon appropriate and stringent patient selection;  Patient selection should be done via standardised assessment such as the neurological-oncological-mechanical systemic (NOMS) framework; and  The assessment should be carried out by a multidisciplinary team (MDT), which may be inclusive of, but not limited to, radiation oncologists, spine surgeons and interventional radiologists, among others.
Orthopaedics | Spine - Thoracolumbar (TL) and sacral surgery | TL and sacral fusion and fixation implant | TL pedicle screw - Shank, tulip | NuVasive Inc. | SpheRxII Screw, 6.5x45mm Polyaxial | 7246545 | Standalone | DE0007104 | As per HSA registered indication(s) except for radiolucent implants which should be used as follows:  in patients with primary or metastatic spinal tumours who would benefit from post-operative high dose high precision beam therapy upon appropriate and stringent patient selection;  Patient selection should be done via standardised assessment such as the neurological-oncological-mechanical systemic (NOMS) framework; and  The assessment should be carried out by a multidisciplinary team (MDT), which may be inclusive of, but not limited to, radiation oncologists, spine surgeons and interventional radiologists, among others.
Orthopaedics | Spine - Thoracolumbar (TL) and sacral surgery | TL and sacral fusion and fixation implant | TL pedicle screw - Shank, tulip | NuVasive Inc. | SpheRxII Screw, 6.5x50mm Polyaxial | 7246550 | Standalone | DE0007104 | As per HSA registered indication(s) except for radiolucent implants which should be used as follows:  in patients with primary or metastatic spinal tumours who would benefit from post-operative high dose high precision beam therapy upon appropriate and stringent patient selection;  Patient selection should be done via standardised assessment such as the neurological-oncological-mechanical systemic (NOMS) framework; and  The assessment should be carried out by a multidisciplinary team (MDT), which may be inclusive of, but not limited to, radiation oncologists, spine surgeons and interventional radiologists, among others.
Orthopaedics | Spine - Thoracolumbar (TL) and sacral surgery | TL and sacral fusion and fixation implant | TL pedicle screw - Shank, tulip | NuVasive Inc. | SpheRxII Screw, 6.5x55mm Polyaxial | 7246555 | Standalone | DE0007105 | As per HSA registered indication(s) except for radiolucent implants which should be used as follows:  in patients with primary or metastatic spinal tumours who would benefit from post-operative high dose high precision beam therapy upon appropriate and stringent patient selection;  Patient selection should be done via standardised assessment such as the neurological-oncological-mechanical systemic (NOMS) framework; and  The assessment should be carried out by a multidisciplinary team (MDT), which may be inclusive of, but not limited to, radiation oncologists, spine surgeons and interventional radiologists, among others.
Orthopaedics | Spine - Thoracolumbar (TL) and sacral surgery | TL and sacral fusion and fixation implant | TL pedicle screw - Shank, tulip | NuVasive Inc. | SpheRxII Screw, 6.5x60mm Polyaxial | 7246560 | Standalone | DE0007105 | As per HSA registered indication(s) except for radiolucent implants which should be used as follows:  in patients with primary or metastatic spinal tumours who would benefit from post-operative high dose high precision beam therapy upon appropriate and stringent patient selection;  Patient selection should be done via standardised assessment such as the neurological-oncological-mechanical systemic (NOMS) framework; and  The assessment should be carried out by a multidisciplinary team (MDT), which may be inclusive of, but not limited to, radiation oncologists, spine surgeons and interventional radiologists, among others.
Orthopaedics | Spine - Thoracolumbar (TL) and sacral surgery | TL and sacral fusion and fixation implant | TL pedicle screw - Shank, tulip | NuVasive Inc. | SpheRxII Screw, 7.5x30mm Polyaxial | 7247530 | Standalone | DE0007104 | As per HSA registered indication(s) except for radiolucent implants which should be used as follows:  in patients with primary or metastatic spinal tumours who would benefit from post-operative high dose high precision beam therapy upon appropriate and stringent patient selection;  Patient selection should be done via standardised assessment such as the neurological-oncological-mechanical systemic (NOMS) framework; and  The assessment should be carried out by a multidisciplinary team (MDT), which may be inclusive of, but not limited to, radiation oncologists, spine surgeons and interventional radiologists, among others.
Orthopaedics | Spine - Thoracolumbar (TL) and sacral surgery | TL and sacral fusion and fixation implant | TL pedicle screw - Shank, tulip | NuVasive Inc. | SpheRxII Screw, 7.5x35mm Polyaxial | 7247535 | Standalone | DE0007104 | As per HSA registered indication(s) except for radiolucent implants which should be used as follows:  in patients with primary or metastatic spinal tumours who would benefit from post-operative high dose high precision beam therapy upon appropriate and stringent patient selection;  Patient selection should be done via standardised assessment such as the neurological-oncological-mechanical systemic (NOMS) framework; and  The assessment should be carried out by a multidisciplinary team (MDT), which may be inclusive of, but not limited to, radiation oncologists, spine surgeons and interventional radiologists, among others.
Orthopaedics | Spine - Thoracolumbar (TL) and sacral surgery | TL and sacral fusion and fixation implant | TL pedicle screw - Shank, tulip | NuVasive Inc. | SpheRxII Screw, 7.5x40mm Polyaxial | 7247540 | Standalone | DE0007104 | As per HSA registered indication(s) except for radiolucent implants which should be used as follows:  in patients with primary or metastatic spinal tumours who would benefit from post-operative high dose high precision beam therapy upon appropriate and stringent patient selection;  Patient selection should be done via standardised assessment such as the neurological-oncological-mechanical systemic (NOMS) framework; and  The assessment should be carried out by a multidisciplinary team (MDT), which may be inclusive of, but not limited to, radiation oncologists, spine surgeons and interventional radiologists, among others.
Orthopaedics | Spine - Thoracolumbar (TL) and sacral surgery | TL and sacral fusion and fixation implant | TL pedicle screw - Shank, tulip | NuVasive Inc. | SpheRxII Screw, 7.5x45mm Polyaxial | 7247545 | Standalone | DE0007104 | As per HSA registered indication(s) except for radiolucent implants which should be used as follows:  in patients with primary or metastatic spinal tumours who would benefit from post-operative high dose high precision beam therapy upon appropriate and stringent patient selection;  Patient selection should be done via standardised assessment such as the neurological-oncological-mechanical systemic (NOMS) framework; and  The assessment should be carried out by a multidisciplinary team (MDT), which may be inclusive of, but not limited to, radiation oncologists, spine surgeons and interventional radiologists, among others.
Orthopaedics | Spine - Thoracolumbar (TL) and sacral surgery | TL and sacral fusion and fixation implant | TL pedicle screw - Shank, tulip | NuVasive Inc. | SpheRxII Screw, 7.5x50mm Polyaxial | 7247550 | Standalone | DE0007104 | As per HSA registered indication(s) except for radiolucent implants which should be used as follows:  in patients with primary or metastatic spinal tumours who would benefit from post-operative high dose high precision beam therapy upon appropriate and stringent patient selection;  Patient selection should be done via standardised assessment such as the neurological-oncological-mechanical systemic (NOMS) framework; and  The assessment should be carried out by a multidisciplinary team (MDT), which may be inclusive of, but not limited to, radiation oncologists, spine surgeons and interventional radiologists, among others.
Orthopaedics | Spine - Thoracolumbar (TL) and sacral surgery | TL and sacral fusion and fixation implant | TL pedicle screw - Shank, tulip | NuVasive Inc. | SpheRxII Screw, 7.5x55mm Polyaxial | 7247555 | Standalone | DE0007105 | As per HSA registered indication(s) except for radiolucent implants which should be used as follows:  in patients with primary or metastatic spinal tumours who would benefit from post-operative high dose high precision beam therapy upon appropriate and stringent patient selection;  Patient selection should be done via standardised assessment such as the neurological-oncological-mechanical systemic (NOMS) framework; and  The assessment should be carried out by a multidisciplinary team (MDT), which may be inclusive of, but not limited to, radiation oncologists, spine surgeons and interventional radiologists, among others.
Orthopaedics | Spine - Thoracolumbar (TL) and sacral surgery | TL and sacral fusion and fixation implant | TL pedicle screw - Shank, tulip | NuVasive Inc. | SpheRxII Screw, 7.5x60mm Polyaxial | 7247560 | Standalone | DE0007105 | As per HSA registered indication(s) except for radiolucent implants which should be used as follows:  in patients with primary or metastatic spinal tumours who would benefit from post-operative high dose high precision beam therapy upon appropriate and stringent patient selection;  Patient selection should be done via standardised assessment such as the neurological-oncological-mechanical systemic (NOMS) framework; and  The assessment should be carried out by a multidisciplinary team (MDT), which may be inclusive of, but not limited to, radiation oncologists, spine surgeons and interventional radiologists, among others.
Orthopaedics | Spine - Thoracolumbar (TL) and sacral surgery | TL and sacral fusion and fixation implant | TL pedicle screw - Shank, tulip | NuVasive Inc. | SpheRxII Screw, 8.5x30mm Polyaxial | 7248530 | Standalone | DE0007105 | As per HSA registered indication(s) except for radiolucent implants which should be used as follows:  in patients with primary or metastatic spinal tumours who would benefit from post-operative high dose high precision beam therapy upon appropriate and stringent patient selection;  Patient selection should be done via standardised assessment such as the neurological-oncological-mechanical systemic (NOMS) framework; and  The assessment should be carried out by a multidisciplinary team (MDT), which may be inclusive of, but not limited to, radiation oncologists, spine surgeons and interventional radiologists, among others.
Orthopaedics | Spine - Thoracolumbar (TL) and sacral surgery | TL and sacral fusion and fixation implant | TL pedicle screw - Shank, tulip | NuVasive Inc. | SpheRxII Screw, 8.5x35mm Polyaxial | 7248535 | Standalone | DE0007105 | As per HSA registered indication(s) except for radiolucent implants which should be used as follows:  in patients with primary or metastatic spinal tumours who would benefit from post-operative high dose high precision beam therapy upon appropriate and stringent patient selection;  Patient selection should be done via standardised assessment such as the neurological-oncological-mechanical systemic (NOMS) framework; and  The assessment should be carried out by a multidisciplinary team (MDT), which may be inclusive of, but not limited to, radiation oncologists, spine surgeons and interventional radiologists, among others.
Orthopaedics | Spine - Thoracolumbar (TL) and sacral surgery | TL and sacral fusion and fixation implant | TL pedicle screw - Shank, tulip | NuVasive Inc. | SpheRxII Screw, 8.5x40mm Polyaxial | 7248540 | Standalone | DE0007105 | As per HSA registered indication(s) except for radiolucent implants which should be used as follows:  in patients with primary or metastatic spinal tumours who would benefit from post-operative high dose high precision beam therapy upon appropriate and stringent patient selection;  Patient selection should be done via standardised assessment such as the neurological-oncological-mechanical systemic (NOMS) framework; and  The assessment should be carried out by a multidisciplinary team (MDT), which may be inclusive of, but not limited to, radiation oncologists, spine surgeons and interventional radiologists, among others.
Orthopaedics | Spine - Thoracolumbar (TL) and sacral surgery | TL and sacral fusion and fixation implant | TL pedicle screw - Shank, tulip | NuVasive Inc. | SpheRxII Screw, 8.5x45mm Polyaxial | 7248545 | Standalone | DE0007105 | As per HSA registered indication(s) except for radiolucent implants which should be used as follows:  in patients with primary or metastatic spinal tumours who would benefit from post-operative high dose high precision beam therapy upon appropriate and stringent patient selection;  Patient selection should be done via standardised assessment such as the neurological-oncological-mechanical systemic (NOMS) framework; and  The assessment should be carried out by a multidisciplinary team (MDT), which may be inclusive of, but not limited to, radiation oncologists, spine surgeons and interventional radiologists, among others.
Orthopaedics | Spine - Thoracolumbar (TL) and sacral surgery | TL and sacral fusion and fixation implant | TL pedicle screw - Shank, tulip | NuVasive Inc. | SpheRxII Screw, 8.5x50mm Polyaxial | 7248550 | Standalone | DE0007105 | As per HSA registered indication(s) except for radiolucent implants which should be used as follows:  in patients with primary or metastatic spinal tumours who would benefit from post-operative high dose high precision beam therapy upon appropriate and stringent patient selection;  Patient selection should be done via standardised assessment such as the neurological-oncological-mechanical systemic (NOMS) framework; and  The assessment should be carried out by a multidisciplinary team (MDT), which may be inclusive of, but not limited to, radiation oncologists, spine surgeons and interventional radiologists, among others.
Orthopaedics | Spine - Thoracolumbar (TL) and sacral surgery | TL and sacral fusion and fixation implant | TL pedicle screw - Shank, tulip | NuVasive Inc. | SpheRxII Screw, 8.5x55mm Polyaxial | 7248555 | Standalone | DE0007105 | As per HSA registered indication(s) except for radiolucent implants which should be used as follows:  in patients with primary or metastatic spinal tumours who would benefit from post-operative high dose high precision beam therapy upon appropriate and stringent patient selection;  Patient selection should be done via standardised assessment such as the neurological-oncological-mechanical systemic (NOMS) framework; and  The assessment should be carried out by a multidisciplinary team (MDT), which may be inclusive of, but not limited to, radiation oncologists, spine surgeons and interventional radiologists, among others.
Orthopaedics | Spine - Thoracolumbar (TL) and sacral surgery | TL and sacral fusion and fixation implant | TL pedicle screw - Shank, tulip | NuVasive Inc. | SpheRxII Screw, 8.5x60mm Polyaxial | 7248560 | Standalone | DE0007105 | As per HSA registered indication(s) except for radiolucent implants which should be used as follows:  in patients with primary or metastatic spinal tumours who would benefit from post-operative high dose high precision beam therapy upon appropriate and stringent patient selection;  Patient selection should be done via standardised assessment such as the neurological-oncological-mechanical systemic (NOMS) framework; and  The assessment should be carried out by a multidisciplinary team (MDT), which may be inclusive of, but not limited to, radiation oncologists, spine surgeons and interventional radiologists, among others.
Orthopaedics | Spine - Thoracolumbar (TL) and sacral surgery | TL and sacral fusion and fixation implant | TL hook set, clamp, staple, staple locking screw | NuVasive Inc. | SpheRxII Staple, Med Single Hole | 7253014 | Standalone | DE0007104 | As per HSA registered indication(s)
Orthopaedics | Spine - Occipito-cervical (OC) surgery | Cervical interbody cage | Cervical interbody core - Integrated | Centinel Spine | Stalif-C-Ti Anterior Height 5.5mm 12mm A/P Depth | C125541-3Tc | Standalone | DE0504606 | As per HSA registered indication(s)
Orthopaedics | Spine - Occipito-cervical (OC) surgery | Cervical interbody cage | Cervical interbody core - Integrated | Centinel Spine | Stalif-C-Ti Anterior Height 5.5mm 14mm A/P Depth | C145541-3Tc | Standalone | DE0504606 | As per HSA registered indication(s)
Orthopaedics | Spine - Occipito-cervical (OC) surgery | Cervical interbody cage | Cervical interbody core - Integrated | Centinel Spine | Stalif-C-Ti Anterior Height 5.5mm 16mm A/P Depth | C165539-3Tc | Standalone | DE0504606 | As per HSA registered indication(s)
Orthopaedics | Spine - Occipito-cervical (OC) surgery | Cervical interbody cage | Cervical interbody core - Integrated | Centinel Spine | Stalif-C-Ti Anterior Height 6.5mm 14mm A/P Depth | C146551-3Tc | Standalone | DE0504606 | As per HSA registered indication(s)
Orthopaedics | Spine - Occipito-cervical (OC) surgery | Cervical interbody cage | Cervical interbody core - Integrated | Centinel Spine | Stalif-C-Ti Anterior Height 6.5mm 16mm A/P Depth | C166549-3Tc | Standalone | DE0504606 | As per HSA registered indication(s)
Orthopaedics | Spine - Occipito-cervical (OC) surgery | Cervical interbody cage | Cervical interbody core - Integrated | Centinel Spine | Stalif-C-Ti Anterior Height 6.5mm12mm A/P Depth | C126551-3Tc | Standalone | DE0504606 | As per HSA registered indication(s)
Orthopaedics | Spine - Occipito-cervical (OC) surgery | Cervical interbody cage | Cervical interbody core - Integrated | Centinel Spine | Stalif-C-Ti Anterior Height 7.5mm 12mm A/P Depth | C127561-3Tc | Standalone | DE0504606 | As per HSA registered indication(s)
Orthopaedics | Spine - Occipito-cervical (OC) surgery | Cervical interbody cage | Cervical interbody core - Integrated | Centinel Spine | Stalif-C-Ti Anterior Height 7.5mm 14mm A/P Depth | C147561-3Tc | Standalone | DE0504606 | As per HSA registered indication(s)
Orthopaedics | Spine - Occipito-cervical (OC) surgery | Cervical interbody cage | Cervical interbody core - Integrated | Centinel Spine | Stalif-C-Ti Anterior Height 7.5mm 16mm A/P Depth | C167559-3Tc | Standalone | DE0504606 | As per HSA registered indication(s)
Orthopaedics | Spine - Occipito-cervical (OC) surgery | Cervical interbody cage | Cervical interbody core - Integrated | Centinel Spine | Stalif-C-Ti Anterior Height 8.5mm 12mm A/P Depth | C128571-3Tc | Standalone | DE0504606 | As per HSA registered indication(s)
Orthopaedics | Spine - Occipito-cervical (OC) surgery | Cervical interbody cage | Cervical interbody core - Integrated | Centinel Spine | Stalif-C-Ti Anterior Height 8.5mm 14mm A/P Depth | C148571-3Tc | Standalone | DE0504606 | As per HSA registered indication(s)
Orthopaedics | Spine - Occipito-cervical (OC) surgery | Cervical interbody cage | Cervical interbody core - Integrated | Centinel Spine | Stalif-C-Ti Anterior Height 8.5mm 16mm A/P Depth | C168569-3Tc | Standalone | DE0504606 | As per HSA registered indication(s)
Orthopaedics | Spine - Occipito-cervical (OC) surgery | Cervical interbody cage | Cervical interbody core - Integrated | Centinel Spine | Stalif-C-Ti Anterior Height 9.5mm 12mm A/P Depth | C129581-3Tc | Standalone | DE0504606 | As per HSA registered indication(s)
Orthopaedics | Spine - Occipito-cervical (OC) surgery | Cervical interbody cage | Cervical interbody core - Integrated | Centinel Spine | Stalif-C-Ti Anterior Height 9.5mm 14mm A/P Depth | C149581-3Tc | Standalone | DE0504606 | As per HSA registered indication(s)
Orthopaedics | Spine - Occipito-cervical (OC) surgery | Cervical interbody cage | Cervical interbody core - Integrated | Centinel Spine | Stalif-C-Ti Anterior Height 9.5mm 16mm A/P Depth | C169579-3Tc | Standalone | DE0504606 | As per HSA registered indication(s)
Orthopaedics | Spine - Thoracolumbar (TL) and sacral surgery | TL and sacral fusion and fixation implant | TL pedicle screw - Locking screw | Zimmer Biomet | Standard Closure Top | 07.02010.001 | Standalone | DE0505870 | As per HSA registered indication(s) except for radiolucent implants which should be used as follows:  in patients with primary or metastatic spinal tumours who would benefit from post-operative high dose high precision beam therapy upon appropriate and stringent patient selection;  Patient selection should be done via standardised assessment such as the neurological-oncological-mechanical systemic (NOMS) framework; and  The assessment should be carried out by a multidisciplinary team (MDT), which may be inclusive of, but not limited to, radiation oncologists, spine surgeons and interventional radiologists, among others.
Orthopaedics | Spine - Thoracolumbar (TL) and sacral surgery | TL interbody cage | TL interbody core - Non-integrated | Zimmer Biomet | STR CONVEX SPACER 10HX20LX10W | 14-534010 | Standalone | DE0501560 | As per HSA registered indication(s)
Orthopaedics | Spine - Thoracolumbar (TL) and sacral surgery | TL interbody cage | TL interbody core - Non-integrated | Zimmer Biomet | STR CONVEX SPACER 11HX20LX10W | 14-534011 | Standalone | DE0501560 | As per HSA registered indication(s)
Orthopaedics | Spine - Thoracolumbar (TL) and sacral surgery | TL interbody cage | TL interbody core - Non-integrated | Zimmer Biomet | STR CONVEX SPACER 12HX20LX10W | 14-534012 | Standalone | DE0501560 | As per HSA registered indication(s)
Orthopaedics | Spine - Thoracolumbar (TL) and sacral surgery | TL interbody cage | TL interbody core - Non-integrated | Zimmer Biomet | STR CONVEX SPACER 13HX20LX11W | 14-534033 | Standalone | DE0501560 | As per HSA registered indication(s)
Orthopaedics | Spine - Thoracolumbar (TL) and sacral surgery | TL interbody cage | TL interbody core - Non-integrated | Zimmer Biomet | STR CONVEX SPACER 14HX20LX11W | 14-534034 | Standalone | DE0501560 | As per HSA registered indication(s)
Orthopaedics | Spine - Thoracolumbar (TL) and sacral surgery | TL interbody cage | TL interbody core - Non-integrated | Zimmer Biomet | STR CONVEX SPACER 15HX20LX11W | 14-534035 | Standalone | DE0501560 | As per HSA registered indication(s)
Orthopaedics | Spine - Thoracolumbar (TL) and sacral surgery | TL interbody cage | TL interbody core - Non-integrated | Zimmer Biomet | STR CONVEX SPACER 7HX20LX10W | 14-534007 | Standalone | DE0501560 | As per HSA registered indication(s)
Orthopaedics | Spine - Thoracolumbar (TL) and sacral surgery | TL interbody cage | TL interbody core - Non-integrated | Zimmer Biomet | STR CONVEX SPACER 8HX20LX10W | 14-534008 | Standalone | DE0501560 | As per HSA registered indication(s)
Orthopaedics | Spine - Thoracolumbar (TL) and sacral surgery | TL interbody cage | TL interbody core - Non-integrated | Zimmer Biomet | STR CONVEX SPACER 9HX20LX10W | 14-534009 | Standalone | DE0501560 | As per HSA registered indication(s)
Orthopaedics | Spine - Thoracolumbar (TL) and sacral surgery | TL interbody cage | TL interbody core - Non-integrated | Zimmer Biomet | STR SPACER 10HX20LX10W X 8 DEG | 14-534190 | Standalone | DE0501560 | As per HSA registered indication(s)
Orthopaedics | Spine - Thoracolumbar (TL) and sacral surgery | TL interbody cage | TL interbody core - Non-integrated | Zimmer Biomet | STR SPACER 11HX20LX10W X 8 DEG | 14-534191 | Standalone | DE0501560 | As per HSA registered indication(s)
Orthopaedics | Spine - Thoracolumbar (TL) and sacral surgery | TL interbody cage | TL interbody core - Non-integrated | Zimmer Biomet | STR SPACER 12HX20LX10W X 8 DEG | 14-534192 | Standalone | DE0501560 | As per HSA registered indication(s)
Orthopaedics | Spine - Thoracolumbar (TL) and sacral surgery | TL interbody cage | TL interbody core - Non-integrated | Zimmer Biomet | STR SPACER 13HX20LX11W X 8 DEG | 14-534213 | Standalone | DE0501560 | As per HSA registered indication(s)
Orthopaedics | Spine - Thoracolumbar (TL) and sacral surgery | TL interbody cage | TL interbody core - Non-integrated | Zimmer Biomet | STR SPACER 14HX20LX11W X 8 DEG | 14-534214 | Standalone | DE0501560 | As per HSA registered indication(s)
Orthopaedics | Spine - Thoracolumbar (TL) and sacral surgery | TL interbody cage | TL interbody core - Non-integrated | Zimmer Biomet | STR SPACER 15HX20LX11W X 8 DEG | 14-534215 | Standalone | DE0501560 | As per HSA registered indication(s)
Orthopaedics | Spine - Thoracolumbar (TL) and sacral surgery | TL interbody cage | TL interbody core - Non-integrated | Zimmer Biomet | STR SPACER 7HX20LX10W X 8 DEG | 14-534187 | Standalone | DE0501560 | As per HSA registered indication(s)
Orthopaedics | Spine - Thoracolumbar (TL) and sacral surgery | TL interbody cage | TL interbody core - Non-integrated | Zimmer Biomet | STR SPACER 8HX20LX10W X 8 DEG | 14-534188 | Standalone | DE0501560 | As per HSA registered indication(s)
Orthopaedics | Spine - Thoracolumbar (TL) and sacral surgery | TL interbody cage | TL interbody core - Non-integrated | Zimmer Biomet | STR SPACER 9HX20LX10W X 8 DEG | 14-534189 | Standalone | DE0501560 | As per HSA registered indication(s)
Orthopaedics | Spine - Occipito-cervical (OC) surgery | OC fusion and fixation implant | OC rod | K2M | Straight Rod D4.0x500 mm Dual Hex CoCr | 7611-B40500 | Standalone | DE0502861 | As per HSA registered indication(s)
Orthopaedics | Spine - Occipito-cervical (OC) surgery | OC fusion and fixation implant | OC rod | K2M | Straight Rod, Dual Hex; Size D4.0x240 CoCr | 7611-B40240 | Standalone | DE0502861 | As per HSA registered indication(s)
Orthopaedics | Spine - Thoracolumbar (TL) and sacral surgery | Lumbar artificial disc replacement (L-ADR) package | L-ADR package | Centinel Spine | SUPERIOR ENDPLATE M 11 | SSX522K | Standalone | DE0000801 | - Skeletally mature patients with symptomatic single level or two contiguous level of lumbar DDD and low back pain and/or neurologic deficit confirmed by clinical examination and medical imaging, who: - require reconstruction of the lumbar spinal disc, and - failed to respond to conservative medical management.
Orthopaedics | Spine - Thoracolumbar (TL) and sacral surgery | Lumbar artificial disc replacement (L-ADR) package | L-ADR package | Centinel Spine | SUPERIOR ENDPLATE M 6 | SSX520K | Standalone | DE0000801 | - Skeletally mature patients with symptomatic single level or two contiguous level of lumbar DDD and low back pain and/or neurologic deficit confirmed by clinical examination and medical imaging, who: - require reconstruction of the lumbar spinal disc, and - failed to respond to conservative medical management.
Orthopaedics | Spine - Thoracolumbar (TL) and sacral surgery | TL interbody cage | TL interbody core - Non-integrated | GLOBUS MEDICAL | Sustain-O Spacer, 10x22mm, 10mm | 304.090 | Standalone | DE0501295 | As per HSA registered indication(s)
Orthopaedics | Spine - Thoracolumbar (TL) and sacral surgery | TL interbody cage | TL interbody core - Non-integrated | GLOBUS MEDICAL | Sustain-O Spacer, 10x22mm, 11mm | 304.091 | Standalone | DE0501295 | As per HSA registered indication(s)
Orthopaedics | Spine - Thoracolumbar (TL) and sacral surgery | TL interbody cage | TL interbody core - Non-integrated | GLOBUS MEDICAL | Sustain-O Spacer, 10x22mm, 12mm | 304.092 | Standalone | DE0501295 | As per HSA registered indication(s)
Orthopaedics | Spine - Thoracolumbar (TL) and sacral surgery | TL interbody cage | TL interbody core - Non-integrated | GLOBUS MEDICAL | Sustain-O Spacer, 10x22mm, 13mm | 304.093 | Standalone | DE0501295 | As per HSA registered indication(s)
Orthopaedics | Spine - Thoracolumbar (TL) and sacral surgery | TL interbody cage | TL interbody core - Non-integrated | GLOBUS MEDICAL | Sustain-O Spacer, 10x22mm, 14mm | 304.094 | Standalone | DE0501295 | As per HSA registered indication(s)
Orthopaedics | Spine - Thoracolumbar (TL) and sacral surgery | TL interbody cage | TL interbody core - Non-integrated | GLOBUS MEDICAL | Sustain-O Spacer, 10x22mm, 15mm | 304.095 | Standalone | DE0501295 | As per HSA registered indication(s)
Orthopaedics | Spine - Thoracolumbar (TL) and sacral surgery | TL interbody cage | TL interbody core - Non-integrated | GLOBUS MEDICAL | Sustain-O Spacer, 10x22mm, 8mm | 304.088 | Standalone | DE0501295 | As per HSA registered indication(s)
Orthopaedics | Spine - Thoracolumbar (TL) and sacral surgery | TL interbody cage | TL interbody core - Non-integrated | GLOBUS MEDICAL | Sustain-O Spacer, 10x22mm, 9mm | 304.089 | Standalone | DE0501295 | As per HSA registered indication(s)
Orthopaedics | Spine - Thoracolumbar (TL) and sacral surgery | TL interbody cage | TL interbody core - Non-integrated | GLOBUS MEDICAL | Sustain-O Spacer, 10x26mm, 10mm | 304.010 | Standalone | DE0501295 | As per HSA registered indication(s)
Orthopaedics | Spine - Thoracolumbar (TL) and sacral surgery | TL interbody cage | TL interbody core - Non-integrated | GLOBUS MEDICAL | Sustain-O Spacer, 10x26mm, 11mm | 304.011 | Standalone | DE0501295 | As per HSA registered indication(s)
Orthopaedics | Spine - Thoracolumbar (TL) and sacral surgery | TL interbody cage | TL interbody core - Non-integrated | GLOBUS MEDICAL | Sustain-O Spacer, 10x26mm, 12mm | 304.012 | Standalone | DE0501295 | As per HSA registered indication(s)
Orthopaedics | Spine - Thoracolumbar (TL) and sacral surgery | TL interbody cage | TL interbody core - Non-integrated | GLOBUS MEDICAL | Sustain-O Spacer, 10x26mm, 13mm | 304.013 | Standalone | DE0501295 | As per HSA registered indication(s)
Orthopaedics | Spine - Thoracolumbar (TL) and sacral surgery | TL interbody cage | TL interbody core - Non-integrated | GLOBUS MEDICAL | Sustain-O Spacer, 10x26mm, 14mm | 304.014 | Standalone | DE0501295 | As per HSA registered indication(s)
Orthopaedics | Spine - Thoracolumbar (TL) and sacral surgery | TL interbody cage | TL interbody core - Non-integrated | GLOBUS MEDICAL | Sustain-O Spacer, 10x26mm, 15mm | 304.015 | Standalone | DE0501295 | As per HSA registered indication(s)
Orthopaedics | Spine - Thoracolumbar (TL) and sacral surgery | TL interbody cage | TL interbody core - Non-integrated | GLOBUS MEDICAL | Sustain-O Spacer, 10x26mm, 8mm | 304.008 | Standalone | DE0501295 | As per HSA registered indication(s)
Orthopaedics | Spine - Thoracolumbar (TL) and sacral surgery | TL interbody cage | TL interbody core - Non-integrated | GLOBUS MEDICAL | Sustain-O Spacer, 10x26mm, 9mm | 304.009 | Standalone | DE0501295 | As per HSA registered indication(s)
Orthopaedics | Spine - Thoracolumbar (TL) and sacral surgery | TL interbody cage | TL interbody core - Non-integrated | GLOBUS MEDICAL | Sustain-O Spacer, 10x30mm, 10mm | 304.810 | Standalone | DE0501295 | As per HSA registered indication(s)
Orthopaedics | Spine - Thoracolumbar (TL) and sacral surgery | TL interbody cage | TL interbody core - Non-integrated | GLOBUS MEDICAL | Sustain-O Spacer, 10x30mm, 11mm | 304.811 | Standalone | DE0501295 | As per HSA registered indication(s)
Orthopaedics | Spine - Thoracolumbar (TL) and sacral surgery | TL interbody cage | TL interbody core - Non-integrated | GLOBUS MEDICAL | Sustain-O Spacer, 10x30mm, 12mm | 304.812 | Standalone | DE0501295 | As per HSA registered indication(s)
Orthopaedics | Spine - Thoracolumbar (TL) and sacral surgery | TL interbody cage | TL interbody core - Non-integrated | GLOBUS MEDICAL | Sustain-O Spacer, 10x30mm, 13mm | 304.813 | Standalone | DE0501295 | As per HSA registered indication(s)
Orthopaedics | Spine - Thoracolumbar (TL) and sacral surgery | TL interbody cage | TL interbody core - Non-integrated | GLOBUS MEDICAL | Sustain-O Spacer, 10x30mm, 14mm | 304.814 | Standalone | DE0501295 | As per HSA registered indication(s)
Orthopaedics | Spine - Thoracolumbar (TL) and sacral surgery | TL interbody cage | TL interbody core - Non-integrated | GLOBUS MEDICAL | Sustain-O Spacer, 10x30mm, 15mm | 304.815 | Standalone | DE0501295 | As per HSA registered indication(s)
Orthopaedics | Spine - Thoracolumbar (TL) and sacral surgery | TL interbody cage | TL interbody core - Non-integrated | GLOBUS MEDICAL | Sustain-O Spacer, 10x30mm, 8mm | 304.808 | Standalone | DE0501295 | As per HSA registered indication(s)
Orthopaedics | Spine - Thoracolumbar (TL) and sacral surgery | TL interbody cage | TL interbody core - Non-integrated | GLOBUS MEDICAL | Sustain-O Spacer, 10x30mm, 9mm | 304.809 | Standalone | DE0501295 | As per HSA registered indication(s)
Orthopaedics | Spine - Occipito-cervical (OC) surgery | OC fusion and fixation implant | OC rod | MEDTRONIC | TAPERED ROD 3.5/6.0 X 420MM CCM+ | G3603809 | Standalone | DE0503898 | As per HSA registered indication(s)
Orthopaedics | Spine - Occipito-cervical (OC) surgery | OC fusion and fixation implant | OC rod | MEDTRONIC | TAPERED ROD 3.5/6.0 X 420MM Ti | G3603709 | Standalone | DE0503898 | As per HSA registered indication(s)
Orthopaedics | Spine - Occipito-cervical (OC) surgery | OC fusion and fixation implant | OC rod | MEDTRONIC | TAPERED ROD 3.5/6.0 X 600MM CCM+ | G3603808 | Standalone | DE0503898 | As per HSA registered indication(s)
Orthopaedics | Spine - Occipito-cervical (OC) surgery | OC fusion and fixation implant | OC rod | MEDTRONIC | TAPERED ROD 3.5/6.0 X 600MM Ti | G3603708 | Standalone | DE0503898 | As per HSA registered indication(s)
Orthopaedics | Spine - Thoracolumbar (TL) and sacral surgery | TL and sacral fusion and fixation implant | TL hook set, clamp, staple, staple locking screw | K2M | Thoracic Laminar Hook - Large, Narrow | 101-80020 | Standalone | DE0016947 | As per HSA registered indication(s)
Orthopaedics | Spine - Thoracolumbar (TL) and sacral surgery | TL and sacral fusion and fixation implant | TL hook set, clamp, staple, staple locking screw | K2M | Thoracic Laminar Hook - Large, Standard | 101-80021 | Standalone | DE0016947 | As per HSA registered indication(s)
Orthopaedics | Spine - Thoracolumbar (TL) and sacral surgery | TL and sacral fusion and fixation implant | TL hook set, clamp, staple, staple locking screw | K2M | Thoracic Laminar Hook - Small, Narrow | 101-80018 | Standalone | DE0016947 | As per HSA registered indication(s)
Orthopaedics | Spine - Thoracolumbar (TL) and sacral surgery | TL and sacral fusion and fixation implant | TL hook set, clamp, staple, staple locking screw | K2M | Thoracic Laminar Hook - Small, Standard | 101-80019 | Standalone | DE0016947 | As per HSA registered indication(s)
Orthopaedics | Spine - Thoracolumbar (TL) and sacral surgery | TL and sacral fusion and fixation implant | TL hook set, clamp, staple, staple locking screw | K2M | Thoracic Laminar Hooks - Angled, Left | 101-80024 | Standalone | DE0016947 | As per HSA registered indication(s)
Orthopaedics | Spine - Thoracolumbar (TL) and sacral surgery | TL and sacral fusion and fixation implant | TL hook set, clamp, staple, staple locking screw | K2M | Thoracic Laminar Hooks - Angled, Right | 101-80025 | Standalone | DE0016947 | As per HSA registered indication(s)
Orthopaedics | Spine - Thoracolumbar (TL) and sacral surgery | TL and sacral fusion and fixation implant | TL hook set, clamp, staple, staple locking screw | K2M | Thoracic Laminar Hooks - Offset, Left | 101-80022 | Standalone | DE0016947 | As per HSA registered indication(s)
Orthopaedics | Spine - Thoracolumbar (TL) and sacral surgery | TL and sacral fusion and fixation implant | TL hook set, clamp, staple, staple locking screw | K2M | Thoracic Laminar Hooks - Offset, Right | 101-80023 | Standalone | DE0016947 | As per HSA registered indication(s)
Orthopaedics | Spine - Occipito-cervical (OC) surgery | OC fusion and fixation implant | OC rod | Zimmer Biomet | Ti, D3.5 mm x 100 mm | 07.01710.012 | Standalone | DE0506515 | As per HSA registered indication(s)
Orthopaedics | Spine - Occipito-cervical (OC) surgery | OC fusion and fixation implant | OC rod | Zimmer Biomet | Ti, D3.5 mm x 110 mm | 07.01710.013 | Standalone | DE0506515 | As per HSA registered indication(s)
Orthopaedics | Spine - Occipito-cervical (OC) surgery | OC fusion and fixation implant | OC rod | Zimmer Biomet | Ti, D3.5 mm x 120 mm | 07.01710.014 | Standalone | DE0506515 | As per HSA registered indication(s)
Orthopaedics | Spine - Occipito-cervical (OC) surgery | OC fusion and fixation implant | OC rod | Zimmer Biomet | Ti, D3.5 mm x 25 mm | 07.01709.002 | Standalone | DE0506515 | As per HSA registered indication(s)
Orthopaedics | Spine - Occipito-cervical (OC) surgery | OC fusion and fixation implant | OC rod | Zimmer Biomet | Ti, D3.5 mm x 30 mm | 07.01709.003 | Standalone | DE0506515 | As per HSA registered indication(s)
Orthopaedics | Spine - Occipito-cervical (OC) surgery | OC fusion and fixation implant | OC rod | Zimmer Biomet | Ti, D3.5 mm x 35 mm | 07.01709.004 | Standalone | DE0506515 | As per HSA registered indication(s)
Orthopaedics | Spine - Occipito-cervical (OC) surgery | OC fusion and fixation implant | OC rod | Zimmer Biomet | Ti, D3.5 mm x 40 mm | 07.01710.001 | Standalone | DE0506515 | As per HSA registered indication(s)
Orthopaedics | Spine - Occipito-cervical (OC) surgery | OC fusion and fixation implant | OC rod | Zimmer Biomet | Ti, D3.5 mm x 400 mm | 07.01709.006 | Standalone | DE0506515 | As per HSA registered indication(s)
Orthopaedics | Spine - Occipito-cervical (OC) surgery | OC fusion and fixation implant | OC rod | Zimmer Biomet | Ti, D3.5 mm x 45 mm | 07.01710.002 | Standalone | DE0506515 | As per HSA registered indication(s)
Orthopaedics | Spine - Occipito-cervical (OC) surgery | OC fusion and fixation implant | OC rod | Zimmer Biomet | Ti, D3.5 mm x 50 mm | 07.01710.003 | Standalone | DE0506515 | As per HSA registered indication(s)
Orthopaedics | Spine - Occipito-cervical (OC) surgery | OC fusion and fixation implant | OC rod | Zimmer Biomet | Ti, D3.5 mm x 60 mm | 07.01710.005 | Standalone | DE0506515 | As per HSA registered indication(s)
Orthopaedics | Spine - Occipito-cervical (OC) surgery | OC fusion and fixation implant | OC rod | Zimmer Biomet | Ti, D3.5 mm x 70 mm | 07.01710.007 | Standalone | DE0506515 | As per HSA registered indication(s)
Orthopaedics | Spine - Occipito-cervical (OC) surgery | OC fusion and fixation implant | OC rod | Zimmer Biomet | Ti, D3.5 mm x 80 mm | 07.01710.009 | Standalone | DE0506515 | As per HSA registered indication(s)
Orthopaedics | Spine - Occipito-cervical (OC) surgery | OC fusion and fixation implant | OC rod | Zimmer Biomet | Ti, D3.5 mm x 90 mm | 07.01710.011 | Standalone | DE0506515 | As per HSA registered indication(s)
Orthopaedics | Spine - Occipito-cervical (OC) surgery | OC fusion and fixation implant | OC hook set, clamp, staple, staple locking screw | GLOBUS MEDICAL | TL U-Clamp, 3.5mm Rod, Left | 182.832 | Standalone | DE0501901 | As per HSA registered indication(s)
Orthopaedics | Spine - Occipito-cervical (OC) surgery | OC fusion and fixation implant | OC hook set, clamp, staple, staple locking screw | GLOBUS MEDICAL | TL U-Clamp, 3.5mm Rod, Right | 182.833 | Standalone | DE0501901 | As per HSA registered indication(s)
Orthopaedics | Spine - Thoracolumbar (TL) and sacral surgery | TL interbody cage | TL interbody core - Non-integrated | K2M | TLIF II IMPLANT 10 x 28 x 7 mm Implant - 7DEG | 3303-20728M | Standalone | DE0014221 | As per HSA registered indication(s)
Orthopaedics | Spine - Thoracolumbar (TL) and sacral surgery | TL interbody cage | TL interbody core - Non-integrated | K2M | TLIF II IMPLANT 10 x 28 x 8 mm Implant - 7DEG | 3303-20828M | Standalone | DE0014221 | As per HSA registered indication(s)
Orthopaedics | Spine - Thoracolumbar (TL) and sacral surgery | TL interbody cage | TL interbody core - Non-integrated | K2M | TLIF II IMPLANT 10 x 28 x 9 mm Implant - 7DEG | 3303-20928M | Standalone | DE0014221 | As per HSA registered indication(s)
Orthopaedics | Spine - Thoracolumbar (TL) and sacral surgery | TL interbody cage | TL interbody core - Non-integrated | K2M | TLIF II IMPLANT 10 x 28 x 11 mm Implant - 7DEG | 3303-21128M | Standalone | DE0014221 | As per HSA registered indication(s)
Orthopaedics | Spine - Thoracolumbar (TL) and sacral surgery | TL interbody cage | TL interbody core - Non-integrated | K2M | TLIF II IMPLANT 10 x 28 x 12 mm Implant - 7DEG | 3303-21228M | Standalone | DE0014221 | As per HSA registered indication(s)
Orthopaedics | Spine - Thoracolumbar (TL) and sacral surgery | TL interbody cage | TL interbody core - Non-integrated | K2M | TLIF II IMPLANT 10 x 28 x 13 mm Implant - 7DEG | 3303-21328M | Standalone | DE0014221 | As per HSA registered indication(s)
Orthopaedics | Spine - Thoracolumbar (TL) and sacral surgery | TL interbody cage | TL interbody core - Non-integrated | K2M | TLIF II IMPLANT 10 x 28 x 14 mm Implant - 7DEG | 3303-21428M | Standalone | DE0014221 | As per HSA registered indication(s)
Orthopaedics | Spine - Thoracolumbar (TL) and sacral surgery | TL interbody cage | TL interbody core - Non-integrated | K2M | TLIF II IMPLANT10 x 28 x 10 mm Implant - 7DEG | 3303-21028M | Standalone | DE0014221 | As per HSA registered indication(s)
Orthopaedics | Spine - Thoracolumbar (TL) and sacral surgery | TL interbody cage | TL interbody core - Non-integrated | NuVasive Inc. | TLX20, 10x11x26mm 20DEG | 5902026P2 | Standalone | DE0507980 | As per HSA registered indication(s)
Orthopaedics | Spine - Thoracolumbar (TL) and sacral surgery | TL interbody cage | TL interbody core - Non-integrated | NuVasive Inc. | TLX20, 10x11x31mm 20DEG | 5902031P2 | Standalone | DE0507980 | As per HSA registered indication(s)
Orthopaedics | Spine - Thoracolumbar (TL) and sacral surgery | TL interbody cage | TL interbody core - Non-integrated | NuVasive Inc. | TLX20, 11x11x26mm 20DEG | 5902126P2 | Standalone | DE0507980 | As per HSA registered indication(s)
Orthopaedics | Spine - Thoracolumbar (TL) and sacral surgery | TL interbody cage | TL interbody core - Non-integrated | NuVasive Inc. | TLX20, 11x11x31mm 20DEG | 5902131P2 | Standalone | DE0507980 | As per HSA registered indication(s)
Orthopaedics | Spine - Thoracolumbar (TL) and sacral surgery | TL interbody cage | TL interbody core - Non-integrated | NuVasive Inc. | TLX20, 12x11x26mm 20DEG | 5902226P2 | Standalone | DE0507980 | As per HSA registered indication(s)
Orthopaedics | Spine - Thoracolumbar (TL) and sacral surgery | TL interbody cage | TL interbody core - Non-integrated | NuVasive Inc. | TLX20, 12x11x31mm 20DEG | 5902231P2 | Standalone | DE0507980 | As per HSA registered indication(s)
Orthopaedics | Spine - Thoracolumbar (TL) and sacral surgery | TL interbody cage | TL interbody core - Non-integrated | NuVasive Inc. | TLX20, 7x11x26mm 20DEG | 5902726P2 | Standalone | DE0507980 | As per HSA registered indication(s)
Orthopaedics | Spine - Thoracolumbar (TL) and sacral surgery | TL interbody cage | TL interbody core - Non-integrated | NuVasive Inc. | TLX20, 7x11x31mm 20DEG | 5902731P2 | Standalone | DE0507980 | As per HSA registered indication(s)
Orthopaedics | Spine - Thoracolumbar (TL) and sacral surgery | TL interbody cage | TL interbody core - Non-integrated | NuVasive Inc. | TLX20, 8x11x26mm 20DEG | 5902826P2 | Standalone | DE0507980 | As per HSA registered indication(s)
Orthopaedics | Spine - Thoracolumbar (TL) and sacral surgery | TL interbody cage | TL interbody core - Non-integrated | NuVasive Inc. | TLX20, 8x11x31mm 20DEG | 5902831P2 | Standalone | DE0507980 | As per HSA registered indication(s)
Orthopaedics | Spine - Thoracolumbar (TL) and sacral surgery | TL interbody cage | TL interbody core - Non-integrated | NuVasive Inc. | TLX20, 9x11x26mm 20DEG | 5902926P2 | Standalone | DE0507980 | As per HSA registered indication(s)
Orthopaedics | Spine - Thoracolumbar (TL) and sacral surgery | TL interbody cage | TL interbody core - Non-integrated | NuVasive Inc. | TLX20, 9x11x31mm 20DEG | 5902931P2 | Standalone | DE0507980 | As per HSA registered indication(s)
Orthopaedics | Spine - Thoracolumbar (TL) and sacral surgery | TL and sacral fusion and fixation implant | TL hook set, clamp, staple, staple locking screw | K2M | TP Hook, 10mm | 801-81001H | Standalone | DE0016949 | As per HSA registered indication(s)
Orthopaedics | Spine - Thoracolumbar (TL) and sacral surgery | TL and sacral fusion and fixation implant | TL hook set, clamp, staple, staple locking screw | K2M | TP Hook, 6mm | 801-80601H | Standalone | DE0016949 | As per HSA registered indication(s)
Orthopaedics | Spine - Thoracolumbar (TL) and sacral surgery | TL and sacral fusion and fixation implant | TL hook set, clamp, staple, staple locking screw | K2M | TP Hook, 8mm | 801-80801H | Standalone | DE0016949 | As per HSA registered indication(s)
Orthopaedics | Spine - Thoracolumbar (TL) and sacral surgery | TL and sacral fusion and fixation implant | TL pedicle screw - Shank, tulip | GLOBUS MEDICAL | TRANSITION 6.5mm HA Polyaxial Pedicle Screw, 35mm | 152.463S | Standalone | DE0505028 | As per HSA registered indication(s) except for radiolucent implants which should be used as follows:  in patients with primary or metastatic spinal tumours who would benefit from post-operative high dose high precision beam therapy upon appropriate and stringent patient selection;  Patient selection should be done via standardised assessment such as the neurological-oncological-mechanical systemic (NOMS) framework; and  The assessment should be carried out by a multidisciplinary team (MDT), which may be inclusive of, but not limited to, radiation oncologists, spine surgeons and interventional radiologists, among others.
Orthopaedics | Spine - Thoracolumbar (TL) and sacral surgery | TL and sacral fusion and fixation implant | TL pedicle screw - Shank, tulip | GLOBUS MEDICAL | TRANSITION 6.5mm HA Polyaxial Pedicle Screw, 40mm | 152.464S | Standalone | DE0505028 | As per HSA registered indication(s) except for radiolucent implants which should be used as follows:  in patients with primary or metastatic spinal tumours who would benefit from post-operative high dose high precision beam therapy upon appropriate and stringent patient selection;  Patient selection should be done via standardised assessment such as the neurological-oncological-mechanical systemic (NOMS) framework; and  The assessment should be carried out by a multidisciplinary team (MDT), which may be inclusive of, but not limited to, radiation oncologists, spine surgeons and interventional radiologists, among others.
Orthopaedics | Spine - Thoracolumbar (TL) and sacral surgery | TL and sacral fusion and fixation implant | TL pedicle screw - Shank, tulip | GLOBUS MEDICAL | TRANSITION 6.5mm HA Polyaxial Pedicle Screw, 45mm | 152.465S | Standalone | DE0505028 | As per HSA registered indication(s) except for radiolucent implants which should be used as follows:  in patients with primary or metastatic spinal tumours who would benefit from post-operative high dose high precision beam therapy upon appropriate and stringent patient selection;  Patient selection should be done via standardised assessment such as the neurological-oncological-mechanical systemic (NOMS) framework; and  The assessment should be carried out by a multidisciplinary team (MDT), which may be inclusive of, but not limited to, radiation oncologists, spine surgeons and interventional radiologists, among others.
Orthopaedics | Spine - Thoracolumbar (TL) and sacral surgery | TL and sacral fusion and fixation implant | TL pedicle screw - Shank, tulip | GLOBUS MEDICAL | TRANSITION 6.5mm HA Polyaxial Pedicle Screw, 50mm | 152.466S | Standalone | DE0505028 | As per HSA registered indication(s) except for radiolucent implants which should be used as follows:  in patients with primary or metastatic spinal tumours who would benefit from post-operative high dose high precision beam therapy upon appropriate and stringent patient selection;  Patient selection should be done via standardised assessment such as the neurological-oncological-mechanical systemic (NOMS) framework; and  The assessment should be carried out by a multidisciplinary team (MDT), which may be inclusive of, but not limited to, radiation oncologists, spine surgeons and interventional radiologists, among others.
Orthopaedics | Spine - Thoracolumbar (TL) and sacral surgery | TL and sacral fusion and fixation implant | TL pedicle screw - Shank, tulip | GLOBUS MEDICAL | TRANSITION 6.5mm HA Polyaxial Pedicle Screw, 55mm | 152.467S | Standalone | DE0505028 | As per HSA registered indication(s) except for radiolucent implants which should be used as follows:  in patients with primary or metastatic spinal tumours who would benefit from post-operative high dose high precision beam therapy upon appropriate and stringent patient selection;  Patient selection should be done via standardised assessment such as the neurological-oncological-mechanical systemic (NOMS) framework; and  The assessment should be carried out by a multidisciplinary team (MDT), which may be inclusive of, but not limited to, radiation oncologists, spine surgeons and interventional radiologists, among others.
Orthopaedics | Spine - Thoracolumbar (TL) and sacral surgery | TL and sacral fusion and fixation implant | TL pedicle screw - Shank, tulip | GLOBUS MEDICAL | TRANSITION 6.5mm HA Polyaxial Pedicle Screw, 60mm | 152.468S | Standalone | DE0505028 | As per HSA registered indication(s) except for radiolucent implants which should be used as follows:  in patients with primary or metastatic spinal tumours who would benefit from post-operative high dose high precision beam therapy upon appropriate and stringent patient selection;  Patient selection should be done via standardised assessment such as the neurological-oncological-mechanical systemic (NOMS) framework; and  The assessment should be carried out by a multidisciplinary team (MDT), which may be inclusive of, but not limited to, radiation oncologists, spine surgeons and interventional radiologists, among others.
Orthopaedics | Spine - Thoracolumbar (TL) and sacral surgery | TL and sacral fusion and fixation implant | TL pedicle screw - Shank, tulip | GLOBUS MEDICAL | TRANSITION 6.5mm HA Polyaxial Pedicle Screw, 65mm | 152.469S | Standalone | DE0505028 | As per HSA registered indication(s) except for radiolucent implants which should be used as follows:  in patients with primary or metastatic spinal tumours who would benefit from post-operative high dose high precision beam therapy upon appropriate and stringent patient selection;  Patient selection should be done via standardised assessment such as the neurological-oncological-mechanical systemic (NOMS) framework; and  The assessment should be carried out by a multidisciplinary team (MDT), which may be inclusive of, but not limited to, radiation oncologists, spine surgeons and interventional radiologists, among others.
Orthopaedics | Spine - Thoracolumbar (TL) and sacral surgery | TL and sacral fusion and fixation implant | TL pedicle screw - Shank, tulip | GLOBUS MEDICAL | TRANSITION 7.5mm HA Polyaxial Pedicle Screw, 35mm | 152.473S | Standalone | DE0505028 | As per HSA registered indication(s) except for radiolucent implants which should be used as follows:  in patients with primary or metastatic spinal tumours who would benefit from post-operative high dose high precision beam therapy upon appropriate and stringent patient selection;  Patient selection should be done via standardised assessment such as the neurological-oncological-mechanical systemic (NOMS) framework; and  The assessment should be carried out by a multidisciplinary team (MDT), which may be inclusive of, but not limited to, radiation oncologists, spine surgeons and interventional radiologists, among others.
Orthopaedics | Spine - Thoracolumbar (TL) and sacral surgery | TL and sacral fusion and fixation implant | TL pedicle screw - Shank, tulip | GLOBUS MEDICAL | TRANSITION 7.5mm HA Polyaxial Pedicle Screw, 40mm | 152.474S | Standalone | DE0505028 | As per HSA registered indication(s) except for radiolucent implants which should be used as follows:  in patients with primary or metastatic spinal tumours who would benefit from post-operative high dose high precision beam therapy upon appropriate and stringent patient selection;  Patient selection should be done via standardised assessment such as the neurological-oncological-mechanical systemic (NOMS) framework; and  The assessment should be carried out by a multidisciplinary team (MDT), which may be inclusive of, but not limited to, radiation oncologists, spine surgeons and interventional radiologists, among others.
Orthopaedics | Spine - Thoracolumbar (TL) and sacral surgery | TL and sacral fusion and fixation implant | TL pedicle screw - Shank, tulip | GLOBUS MEDICAL | TRANSITION 7.5mm HA Polyaxial Pedicle Screw, 45mm | 152.475S | Standalone | DE0505028 | As per HSA registered indication(s) except for radiolucent implants which should be used as follows:  in patients with primary or metastatic spinal tumours who would benefit from post-operative high dose high precision beam therapy upon appropriate and stringent patient selection;  Patient selection should be done via standardised assessment such as the neurological-oncological-mechanical systemic (NOMS) framework; and  The assessment should be carried out by a multidisciplinary team (MDT), which may be inclusive of, but not limited to, radiation oncologists, spine surgeons and interventional radiologists, among others.
Orthopaedics | Spine - Thoracolumbar (TL) and sacral surgery | TL and sacral fusion and fixation implant | TL pedicle screw - Shank, tulip | GLOBUS MEDICAL | TRANSITION 7.5mm HA Polyaxial Pedicle Screw, 50mm | 152.476S | Standalone | DE0505028 | As per HSA registered indication(s) except for radiolucent implants which should be used as follows:  in patients with primary or metastatic spinal tumours who would benefit from post-operative high dose high precision beam therapy upon appropriate and stringent patient selection;  Patient selection should be done via standardised assessment such as the neurological-oncological-mechanical systemic (NOMS) framework; and  The assessment should be carried out by a multidisciplinary team (MDT), which may be inclusive of, but not limited to, radiation oncologists, spine surgeons and interventional radiologists, among others.
Orthopaedics | Spine - Thoracolumbar (TL) and sacral surgery | TL and sacral fusion and fixation implant | TL pedicle screw - Shank, tulip | GLOBUS MEDICAL | TRANSITION 7.5mm HA Polyaxial Pedicle Screw, 55mm | 152.477S | Standalone | DE0505028 | As per HSA registered indication(s) except for radiolucent implants which should be used as follows:  in patients with primary or metastatic spinal tumours who would benefit from post-operative high dose high precision beam therapy upon appropriate and stringent patient selection;  Patient selection should be done via standardised assessment such as the neurological-oncological-mechanical systemic (NOMS) framework; and  The assessment should be carried out by a multidisciplinary team (MDT), which may be inclusive of, but not limited to, radiation oncologists, spine surgeons and interventional radiologists, among others.
Orthopaedics | Spine - Thoracolumbar (TL) and sacral surgery | TL and sacral fusion and fixation implant | TL pedicle screw - Shank, tulip | GLOBUS MEDICAL | TRANSITION 7.5mm HA Polyaxial Pedicle Screw, 60mm | 152.478S | Standalone | DE0505028 | As per HSA registered indication(s) except for radiolucent implants which should be used as follows:  in patients with primary or metastatic spinal tumours who would benefit from post-operative high dose high precision beam therapy upon appropriate and stringent patient selection;  Patient selection should be done via standardised assessment such as the neurological-oncological-mechanical systemic (NOMS) framework; and  The assessment should be carried out by a multidisciplinary team (MDT), which may be inclusive of, but not limited to, radiation oncologists, spine surgeons and interventional radiologists, among others.
Orthopaedics | Spine - Thoracolumbar (TL) and sacral surgery | TL and sacral fusion and fixation implant | TL pedicle screw - Shank, tulip | GLOBUS MEDICAL | TRANSITION 7.5mm HA Polyaxial Pedicle Screw, 65mm | 152.479S | Standalone | DE0505028 | As per HSA registered indication(s) except for radiolucent implants which should be used as follows:  in patients with primary or metastatic spinal tumours who would benefit from post-operative high dose high precision beam therapy upon appropriate and stringent patient selection;  Patient selection should be done via standardised assessment such as the neurological-oncological-mechanical systemic (NOMS) framework; and  The assessment should be carried out by a multidisciplinary team (MDT), which may be inclusive of, but not limited to, radiation oncologists, spine surgeons and interventional radiologists, among others.
Orthopaedics | Spine - Thoracolumbar (TL) and sacral surgery | TL and sacral fusion and fixation implant | TL pedicle screw - Shank, tulip | GLOBUS MEDICAL | TRANSITION 7.5mm HA Polyaxial Pedicle Screw, 70mm | 152.480S | Standalone | DE0505028 | As per HSA registered indication(s) except for radiolucent implants which should be used as follows:  in patients with primary or metastatic spinal tumours who would benefit from post-operative high dose high precision beam therapy upon appropriate and stringent patient selection;  Patient selection should be done via standardised assessment such as the neurological-oncological-mechanical systemic (NOMS) framework; and  The assessment should be carried out by a multidisciplinary team (MDT), which may be inclusive of, but not limited to, radiation oncologists, spine surgeons and interventional radiologists, among others.
Orthopaedics | Spine - Thoracolumbar (TL) and sacral surgery | TL and sacral fusion and fixation implant | TL pedicle screw - Shank, tulip | GLOBUS MEDICAL | TRANSITION 7.5mm HA Polyaxial Pedicle Screw, 75mm | 152.481S | Standalone | DE0505028 | As per HSA registered indication(s) except for radiolucent implants which should be used as follows:  in patients with primary or metastatic spinal tumours who would benefit from post-operative high dose high precision beam therapy upon appropriate and stringent patient selection;  Patient selection should be done via standardised assessment such as the neurological-oncological-mechanical systemic (NOMS) framework; and  The assessment should be carried out by a multidisciplinary team (MDT), which may be inclusive of, but not limited to, radiation oncologists, spine surgeons and interventional radiologists, among others.
Orthopaedics | Spine - Thoracolumbar (TL) and sacral surgery | TL and sacral fusion and fixation implant | TL pedicle screw - Shank, tulip | GLOBUS MEDICAL | TRANSITION 7.5mm HA Polyaxial Pedicle Screw, 80mm | 152.482S | Standalone | DE0505028 | As per HSA registered indication(s) except for radiolucent implants which should be used as follows:  in patients with primary or metastatic spinal tumours who would benefit from post-operative high dose high precision beam therapy upon appropriate and stringent patient selection;  Patient selection should be done via standardised assessment such as the neurological-oncological-mechanical systemic (NOMS) framework; and  The assessment should be carried out by a multidisciplinary team (MDT), which may be inclusive of, but not limited to, radiation oncologists, spine surgeons and interventional radiologists, among others.
Orthopaedics | Spine - Thoracolumbar (TL) and sacral surgery | TL and sacral fusion and fixation implant | TL pedicle screw - Shank, tulip | GLOBUS MEDICAL | TRANSITION 7.5mm HA Polyaxial Pedicle Screw, 85mm | 152.483S | Standalone | DE0505028 | As per HSA registered indication(s) except for radiolucent implants which should be used as follows:  in patients with primary or metastatic spinal tumours who would benefit from post-operative high dose high precision beam therapy upon appropriate and stringent patient selection;  Patient selection should be done via standardised assessment such as the neurological-oncological-mechanical systemic (NOMS) framework; and  The assessment should be carried out by a multidisciplinary team (MDT), which may be inclusive of, but not limited to, radiation oncologists, spine surgeons and interventional radiologists, among others.
Orthopaedics | Spine - Thoracolumbar (TL) and sacral surgery | TL and sacral fusion and fixation implant | TL pedicle screw - Shank, tulip | GLOBUS MEDICAL | TRANSITION 7.5mm HA Polyaxial Pedicle Screw, 90mm | 152.495S | Standalone | DE0505028 | As per HSA registered indication(s) except for radiolucent implants which should be used as follows:  in patients with primary or metastatic spinal tumours who would benefit from post-operative high dose high precision beam therapy upon appropriate and stringent patient selection;  Patient selection should be done via standardised assessment such as the neurological-oncological-mechanical systemic (NOMS) framework; and  The assessment should be carried out by a multidisciplinary team (MDT), which may be inclusive of, but not limited to, radiation oncologists, spine surgeons and interventional radiologists, among others.
Orthopaedics | Spine - Thoracolumbar (TL) and sacral surgery | TL and sacral fusion and fixation implant | TL pedicle screw - Shank, tulip | GLOBUS MEDICAL | TRANSITION 8.5mm HA Polyaxial Pedicle Screw, 40mm | 152.484S | Standalone | DE0505028 | As per HSA registered indication(s) except for radiolucent implants which should be used as follows:  in patients with primary or metastatic spinal tumours who would benefit from post-operative high dose high precision beam therapy upon appropriate and stringent patient selection;  Patient selection should be done via standardised assessment such as the neurological-oncological-mechanical systemic (NOMS) framework; and  The assessment should be carried out by a multidisciplinary team (MDT), which may be inclusive of, but not limited to, radiation oncologists, spine surgeons and interventional radiologists, among others.
Orthopaedics | Spine - Thoracolumbar (TL) and sacral surgery | TL and sacral fusion and fixation implant | TL pedicle screw - Shank, tulip | GLOBUS MEDICAL | TRANSITION 8.5mm HA Polyaxial Pedicle Screw, 45mm | 152.485S | Standalone | DE0505028 | As per HSA registered indication(s) except for radiolucent implants which should be used as follows:  in patients with primary or metastatic spinal tumours who would benefit from post-operative high dose high precision beam therapy upon appropriate and stringent patient selection;  Patient selection should be done via standardised assessment such as the neurological-oncological-mechanical systemic (NOMS) framework; and  The assessment should be carried out by a multidisciplinary team (MDT), which may be inclusive of, but not limited to, radiation oncologists, spine surgeons and interventional radiologists, among others.
Orthopaedics | Spine - Thoracolumbar (TL) and sacral surgery | TL and sacral fusion and fixation implant | TL pedicle screw - Shank, tulip | GLOBUS MEDICAL | TRANSITION 8.5mm HA Polyaxial Pedicle Screw, 50mm | 152.486S | Standalone | DE0505028 | As per HSA registered indication(s) except for radiolucent implants which should be used as follows:  in patients with primary or metastatic spinal tumours who would benefit from post-operative high dose high precision beam therapy upon appropriate and stringent patient selection;  Patient selection should be done via standardised assessment such as the neurological-oncological-mechanical systemic (NOMS) framework; and  The assessment should be carried out by a multidisciplinary team (MDT), which may be inclusive of, but not limited to, radiation oncologists, spine surgeons and interventional radiologists, among others.
Orthopaedics | Spine - Thoracolumbar (TL) and sacral surgery | TL and sacral fusion and fixation implant | TL pedicle screw - Shank, tulip | GLOBUS MEDICAL | TRANSITION 8.5mm HA Polyaxial Pedicle Screw, 55mm | 152.487S | Standalone | DE0505028 | As per HSA registered indication(s) except for radiolucent implants which should be used as follows:  in patients with primary or metastatic spinal tumours who would benefit from post-operative high dose high precision beam therapy upon appropriate and stringent patient selection;  Patient selection should be done via standardised assessment such as the neurological-oncological-mechanical systemic (NOMS) framework; and  The assessment should be carried out by a multidisciplinary team (MDT), which may be inclusive of, but not limited to, radiation oncologists, spine surgeons and interventional radiologists, among others.
Orthopaedics | Spine - Thoracolumbar (TL) and sacral surgery | TL and sacral fusion and fixation implant | TL pedicle screw - Shank, tulip | GLOBUS MEDICAL | TRANSITION 8.5mm HA Polyaxial Pedicle Screw, 60mm | 152.488S | Standalone | DE0505028 | As per HSA registered indication(s) except for radiolucent implants which should be used as follows:  in patients with primary or metastatic spinal tumours who would benefit from post-operative high dose high precision beam therapy upon appropriate and stringent patient selection;  Patient selection should be done via standardised assessment such as the neurological-oncological-mechanical systemic (NOMS) framework; and  The assessment should be carried out by a multidisciplinary team (MDT), which may be inclusive of, but not limited to, radiation oncologists, spine surgeons and interventional radiologists, among others.
Orthopaedics | Spine - Thoracolumbar (TL) and sacral surgery | TL and sacral fusion and fixation implant | TL pedicle screw - Shank, tulip | GLOBUS MEDICAL | TRANSITION 8.5mm HA Polyaxial Pedicle Screw, 65mm | 152.489S | Standalone | DE0505028 | As per HSA registered indication(s) except for radiolucent implants which should be used as follows:  in patients with primary or metastatic spinal tumours who would benefit from post-operative high dose high precision beam therapy upon appropriate and stringent patient selection;  Patient selection should be done via standardised assessment such as the neurological-oncological-mechanical systemic (NOMS) framework; and  The assessment should be carried out by a multidisciplinary team (MDT), which may be inclusive of, but not limited to, radiation oncologists, spine surgeons and interventional radiologists, among others.
Orthopaedics | Spine - Thoracolumbar (TL) and sacral surgery | TL and sacral fusion and fixation implant | TL pedicle screw - Shank, tulip | GLOBUS MEDICAL | TRANSITION 8.5mm HA Polyaxial Pedicle Screw, 70mm | 152.490S | Standalone | DE0505028 | As per HSA registered indication(s) except for radiolucent implants which should be used as follows:  in patients with primary or metastatic spinal tumours who would benefit from post-operative high dose high precision beam therapy upon appropriate and stringent patient selection;  Patient selection should be done via standardised assessment such as the neurological-oncological-mechanical systemic (NOMS) framework; and  The assessment should be carried out by a multidisciplinary team (MDT), which may be inclusive of, but not limited to, radiation oncologists, spine surgeons and interventional radiologists, among others.
Orthopaedics | Spine - Thoracolumbar (TL) and sacral surgery | TL and sacral fusion and fixation implant | TL pedicle screw - Shank, tulip | GLOBUS MEDICAL | TRANSITION 8.5mm HA Polyaxial Pedicle Screw, 75mm | 152.491S | Standalone | DE0505028 | As per HSA registered indication(s) except for radiolucent implants which should be used as follows:  in patients with primary or metastatic spinal tumours who would benefit from post-operative high dose high precision beam therapy upon appropriate and stringent patient selection;  Patient selection should be done via standardised assessment such as the neurological-oncological-mechanical systemic (NOMS) framework; and  The assessment should be carried out by a multidisciplinary team (MDT), which may be inclusive of, but not limited to, radiation oncologists, spine surgeons and interventional radiologists, among others.
Orthopaedics | Spine - Thoracolumbar (TL) and sacral surgery | TL and sacral fusion and fixation implant | TL pedicle screw - Shank, tulip | GLOBUS MEDICAL | TRANSITION 8.5mm HA Polyaxial Pedicle Screw, 80mm | 152.492S | Standalone | DE0505028 | As per HSA registered indication(s) except for radiolucent implants which should be used as follows:  in patients with primary or metastatic spinal tumours who would benefit from post-operative high dose high precision beam therapy upon appropriate and stringent patient selection;  Patient selection should be done via standardised assessment such as the neurological-oncological-mechanical systemic (NOMS) framework; and  The assessment should be carried out by a multidisciplinary team (MDT), which may be inclusive of, but not limited to, radiation oncologists, spine surgeons and interventional radiologists, among others.
Orthopaedics | Spine - Thoracolumbar (TL) and sacral surgery | TL and sacral fusion and fixation implant | TL pedicle screw - Shank, tulip | GLOBUS MEDICAL | TRANSITION 8.5mm HA Polyaxial Pedicle Screw, 85mm | 152.493S | Standalone | DE0505028 | As per HSA registered indication(s) except for radiolucent implants which should be used as follows:  in patients with primary or metastatic spinal tumours who would benefit from post-operative high dose high precision beam therapy upon appropriate and stringent patient selection;  Patient selection should be done via standardised assessment such as the neurological-oncological-mechanical systemic (NOMS) framework; and  The assessment should be carried out by a multidisciplinary team (MDT), which may be inclusive of, but not limited to, radiation oncologists, spine surgeons and interventional radiologists, among others.
Orthopaedics | Spine - Thoracolumbar (TL) and sacral surgery | TL and sacral fusion and fixation implant | TL pedicle screw - Shank, tulip | GLOBUS MEDICAL | TRANSITION 8.5mm HA Polyaxial Pedicle Screw, 90mm | 152.494S | Standalone | DE0505028 | As per HSA registered indication(s) except for radiolucent implants which should be used as follows:  in patients with primary or metastatic spinal tumours who would benefit from post-operative high dose high precision beam therapy upon appropriate and stringent patient selection;  Patient selection should be done via standardised assessment such as the neurological-oncological-mechanical systemic (NOMS) framework; and  The assessment should be carried out by a multidisciplinary team (MDT), which may be inclusive of, but not limited to, radiation oncologists, spine surgeons and interventional radiologists, among others.
Orthopaedics | Spine - Occipito-cervical (OC) surgery | OC fusion and fixation implant | OC rod | Zimmer Biomet | Transition CoCr Rod D3.5 mm/D5.5 mm x 450 mm | 07.01716.001 | Standalone | DE0506515 | As per HSA registered indication(s)
Orthopaedics | Spine - Occipito-cervical (OC) surgery | OC fusion and fixation implant | OC rod | K2M | Transition Rod; Size D4.0-5.5 mm x500 mm | 7611-540500-55 | Standalone | DE0502861 | As per HSA registered indication(s)
Orthopaedics | Spine - Occipito-cervical (OC) surgery | OC fusion and fixation implant | OC rod | K2M | Transition Rod; Size D4.0-6.0 mm x500 mm | 7601-540500-60 | Standalone | DE0502861 | As per HSA registered indication(s)
Orthopaedics | Spine - Occipito-cervical (OC) surgery | OC fusion and fixation implant | OC rod | Zimmer Biomet | Transition Ti Rod D3.5 mm/D5.5 mm x 450 mm | 07.01714.001 | Standalone | DE0506515 | As per HSA registered indication(s)
Orthopaedics | Spine - Thoracolumbar (TL) and sacral surgery | TL and sacral fusion and fixation implant | TL rod connector system excluding locking screw | Zimmer Biomet | Transverse Connector, Adj, 33-36mm Wide x 5.5 | 07.02030.001 | Standalone | DE0505870 | As per HSA registered indication(s)
Orthopaedics | Spine - Thoracolumbar (TL) and sacral surgery | TL and sacral fusion and fixation implant | TL rod connector system excluding locking screw | Zimmer Biomet | Transverse Connector, Adj, 36-41mm Wide x 5.5 | 07.02030.002 | Standalone | DE0505870 | As per HSA registered indication(s)
Orthopaedics | Spine - Thoracolumbar (TL) and sacral surgery | TL and sacral fusion and fixation implant | TL rod connector system excluding locking screw | Zimmer Biomet | Transverse Connector, Adj, 41-51mm Wide x 5.5 | 07.02030.003 | Standalone | DE0505870 | As per HSA registered indication(s)
Orthopaedics | Spine - Thoracolumbar (TL) and sacral surgery | TL and sacral fusion and fixation implant | TL rod connector system excluding locking screw | Zimmer Biomet | Transverse Connector, Adj, 51-70mm Wide x 5.5 | 07.02030.004 | Standalone | DE0505870 | As per HSA registered indication(s)
Orthopaedics | Spine - Thoracolumbar (TL) and sacral surgery | TL and sacral fusion and fixation implant | TL rod connector system excluding locking screw | Zimmer Biomet | Transverse Connector, Adj, 70-90mm Wide x 5.5 | 07.02030.005 | Standalone | DE0505870 | As per HSA registered indication(s)
Orthopaedics | Spine - Occipito-cervical (OC) surgery | OC fusion and fixation implant | OC rod connector system excluding locking screw | K2M | TransverYUKON POSTERIOR-CERVICAL SPINE SYSTEM se Connector Hook, D3.5/4.0 mm | 7601-70000 | Standalone | DE0502861 | As per HSA registered indication(s)
Orthopaedics | Spine - Thoracolumbar (TL) and sacral surgery | TL and sacral fusion and fixation implant | TL fixation screw | NuVasive Inc. | Traverse Bolt, 6.5x25mm Plate | 7856525 | Standalone | DE0008260 | As per HSA registered indication(s)
Orthopaedics | Spine - Thoracolumbar (TL) and sacral surgery | TL and sacral fusion and fixation implant | TL fixation screw | NuVasive Inc. | Traverse Bolt, 6.5x30mm Plate | 7856530 | Standalone | DE0008260 | As per HSA registered indication(s)
Orthopaedics | Spine - Thoracolumbar (TL) and sacral surgery | TL and sacral fusion and fixation implant | TL fixation screw | NuVasive Inc. | Traverse Bolt, 6.5x35mm Plate | 7856535 | Standalone | DE0008260 | As per HSA registered indication(s)
Orthopaedics | Spine - Thoracolumbar (TL) and sacral surgery | TL and sacral fusion and fixation implant | TL fixation screw | NuVasive Inc. | Traverse Bolt, 6.5x40mm Plate | 7856540 | Standalone | DE0008260 | As per HSA registered indication(s)
Orthopaedics | Spine - Thoracolumbar (TL) and sacral surgery | TL and sacral fusion and fixation implant | TL fixation screw | NuVasive Inc. | Traverse Bolt, 6.5x45mm Plate | 7856545 | Standalone | DE0008260 | As per HSA registered indication(s)
Orthopaedics | Spine - Thoracolumbar (TL) and sacral surgery | TL and sacral fusion and fixation implant | TL fixation screw | NuVasive Inc. | Traverse Bolt, 6.5x50mm Plate | 7856550 | Standalone | DE0008260 | As per HSA registered indication(s)
Orthopaedics | Spine - Thoracolumbar (TL) and sacral surgery | TL and sacral fusion and fixation implant | TL fixation screw | NuVasive Inc. | Traverse Bolt, 6.5x55mm Plate | 7856555 | Standalone | DE0008260 | As per HSA registered indication(s)
Orthopaedics | Spine - Thoracolumbar (TL) and sacral surgery | TL and sacral fusion and fixation implant | TL fixation screw | NuVasive Inc. | Traverse Bolt, 6.5x60mm Plate | 7856560 | Standalone | DE0008260 | As per HSA registered indication(s)
Orthopaedics | Spine - Thoracolumbar (TL) and sacral surgery | TL and sacral fusion and fixation implant | TL fixation screw | NuVasive Inc. | Traverse Bolt, 6.5x65mm Plate | 7856565 | Standalone | DE0008260 | As per HSA registered indication(s)
Orthopaedics | Spine - Thoracolumbar (TL) and sacral surgery | TL and sacral fusion and fixation implant | TL fixation screw | NuVasive Inc. | Traverse Bolt, 7.5x25mm Plate | 7867525 | Standalone | DE0008260 | As per HSA registered indication(s)
Orthopaedics | Spine - Thoracolumbar (TL) and sacral surgery | TL and sacral fusion and fixation implant | TL fixation screw | NuVasive Inc. | Traverse Bolt, 7.5x30mm Plate | 7867530 | Standalone | DE0008260 | As per HSA registered indication(s)
Orthopaedics | Spine - Thoracolumbar (TL) and sacral surgery | TL and sacral fusion and fixation implant | TL fixation screw | NuVasive Inc. | Traverse Bolt, 7.5x35mm Plate | 7867535 | Standalone | DE0008260 | As per HSA registered indication(s)
Orthopaedics | Spine - Thoracolumbar (TL) and sacral surgery | TL and sacral fusion and fixation implant | TL fixation screw | NuVasive Inc. | Traverse Bolt, 7.5x40mm Plate | 7867540 | Standalone | DE0008260 | As per HSA registered indication(s)
Orthopaedics | Spine - Thoracolumbar (TL) and sacral surgery | TL and sacral fusion and fixation implant | TL fixation screw | NuVasive Inc. | Traverse Bolt, 7.5x45mm Plate | 7867545 | Standalone | DE0008260 | As per HSA registered indication(s)
Orthopaedics | Spine - Thoracolumbar (TL) and sacral surgery | TL and sacral fusion and fixation implant | TL fixation screw | NuVasive Inc. | Traverse Bolt, 7.5x50mm Plate | 7867550 | Standalone | DE0008260 | As per HSA registered indication(s)
Orthopaedics | Spine - Thoracolumbar (TL) and sacral surgery | TL and sacral fusion and fixation implant | TL fixation screw | NuVasive Inc. | Traverse Bolt, 7.5x55mm Plate | 7867555 | Standalone | DE0008260 | As per HSA registered indication(s)
Orthopaedics | Spine - Thoracolumbar (TL) and sacral surgery | TL and sacral fusion and fixation implant | TL fixation screw | NuVasive Inc. | Traverse Bolt, 7.5x60mm Plate | 7867560 | Standalone | DE0008260 | As per HSA registered indication(s)
Orthopaedics | Spine - Thoracolumbar (TL) and sacral surgery | TL and sacral fusion and fixation implant | TL fixation screw | NuVasive Inc. | Traverse Bolt, 7.5x65mm Plate | 7867565 | Standalone | DE0008260 | As per HSA registered indication(s)
Orthopaedics | Spine - Thoracolumbar (TL) and sacral surgery | TL and sacral fusion and fixation implant | TL fixation screw | NuVasive Inc. | Traverse Lock Nut, Plate | 7830002 | Standalone | DE0008260 | As per HSA registered indication(s)
Orthopaedics | Spine - Thoracolumbar (TL) and sacral surgery | TL and sacral fusion and fixation implant | TL plate | NuVasive Inc. | Traverse Plate, 35mm 2 Bolt | 7822035 | Standalone | DE0008260 | As per HSA registered indication(s)
Orthopaedics | Spine - Thoracolumbar (TL) and sacral surgery | TL and sacral fusion and fixation implant | TL plate | NuVasive Inc. | Traverse Plate, 40mm 2-Bolt | 7822040 | Standalone | DE0008260 | As per HSA registered indication(s)
Orthopaedics | Spine - Thoracolumbar (TL) and sacral surgery | TL and sacral fusion and fixation implant | TL plate | NuVasive Inc. | Traverse Plate, 45mm 2-Bolt | 7822045 | Standalone | DE0008260 | As per HSA registered indication(s)
Orthopaedics | Spine - Thoracolumbar (TL) and sacral surgery | TL and sacral fusion and fixation implant | TL plate | NuVasive Inc. | Traverse Plate, 50mm 2-Bolt | 7822050 | Standalone | DE0008260 | As per HSA registered indication(s)
Orthopaedics | Spine - Thoracolumbar (TL) and sacral surgery | TL and sacral fusion and fixation implant | TL plate | NuVasive Inc. | Traverse Plate, 55mm 2-Bolt | 7822055 | Standalone | DE0008260 | As per HSA registered indication(s)
Orthopaedics | Spine - Thoracolumbar (TL) and sacral surgery | TL and sacral fusion and fixation implant | TL plate | NuVasive Inc. | Traverse Plate, 60mm 2-Bolt | 7822060 | Standalone | DE0008260 | As per HSA registered indication(s)
Orthopaedics | Spine - Thoracolumbar (TL) and sacral surgery | TL and sacral fusion and fixation implant | TL plate | NuVasive Inc. | Traverse Plate, 65mm 2-Bolt | 7822065 | Standalone | DE0008260 | As per HSA registered indication(s)
Orthopaedics | Spine - Thoracolumbar (TL) and sacral surgery | TL and sacral fusion and fixation implant | TL plate | NuVasive Inc. | Traverse Plate, 70mm 2-Bolt | 7822070 | Standalone | DE0008260 | As per HSA registered indication(s)
Orthopaedics | Spine - Thoracolumbar (TL) and sacral surgery | TL and sacral fusion and fixation implant | TL plate | NuVasive Inc. | Traverse Plate, Size 105 Compression | 7821105 | Standalone | DE0008260 | As per HSA registered indication(s)
Orthopaedics | Spine - Thoracolumbar (TL) and sacral surgery | TL and sacral fusion and fixation implant | TL plate | NuVasive Inc. | Traverse Plate, Size 15 Fixed | 7820015 | Standalone | DE0008260 | As per HSA registered indication(s)
Orthopaedics | Spine - Thoracolumbar (TL) and sacral surgery | TL and sacral fusion and fixation implant | TL plate | NuVasive Inc. | Traverse Plate, Size 20 Fixed | 7820020 | Standalone | DE0008260 | As per HSA registered indication(s)
Orthopaedics | Spine - Thoracolumbar (TL) and sacral surgery | TL and sacral fusion and fixation implant | TL plate | NuVasive Inc. | Traverse Plate, Size 25 Fixed | 7820025 | Standalone | DE0008260 | As per HSA registered indication(s)
Orthopaedics | Spine - Thoracolumbar (TL) and sacral surgery | TL and sacral fusion and fixation implant | TL plate | NuVasive Inc. | Traverse Plate, Size 30 Fixed | 7820030 | Standalone | DE0008260 | As per HSA registered indication(s)
Orthopaedics | Spine - Thoracolumbar (TL) and sacral surgery | TL and sacral fusion and fixation implant | TL plate | NuVasive Inc. | Traverse Plate, Size 35 Fixed | 7820035 | Standalone | DE0008260 | As per HSA registered indication(s)
Orthopaedics | Spine - Thoracolumbar (TL) and sacral surgery | TL and sacral fusion and fixation implant | TL plate | NuVasive Inc. | Traverse Plate, Size 40 Fixed | 7820040 | Standalone | DE0008260 | As per HSA registered indication(s)
Orthopaedics | Spine - Thoracolumbar (TL) and sacral surgery | TL and sacral fusion and fixation implant | TL plate | NuVasive Inc. | Traverse Plate, Size 45 Compression | 7821045 | Standalone | DE0008260 | As per HSA registered indication(s)
Orthopaedics | Spine - Thoracolumbar (TL) and sacral surgery | TL and sacral fusion and fixation implant | TL plate | NuVasive Inc. | Traverse Plate, Size 45 Fixed | 7820045 | Standalone | DE0008260 | As per HSA registered indication(s)
Orthopaedics | Spine - Thoracolumbar (TL) and sacral surgery | TL and sacral fusion and fixation implant | TL plate | NuVasive Inc. | Traverse Plate, Size 50 Compression | 7821050 | Standalone | DE0008260 | As per HSA registered indication(s)
Orthopaedics | Spine - Thoracolumbar (TL) and sacral surgery | TL and sacral fusion and fixation implant | TL plate | NuVasive Inc. | Traverse Plate, Size 50 Fixed | 7820050 | Standalone | DE0008260 | As per HSA registered indication(s)
Orthopaedics | Spine - Thoracolumbar (TL) and sacral surgery | TL and sacral fusion and fixation implant | TL plate | NuVasive Inc. | Traverse Plate, Size 55 Compression | 7821055 | Standalone | DE0008260 | As per HSA registered indication(s)
Orthopaedics | Spine - Thoracolumbar (TL) and sacral surgery | TL and sacral fusion and fixation implant | TL plate | NuVasive Inc. | Traverse Plate, Size 55 Fixed | 7820055 | Standalone | DE0008260 | As per HSA registered indication(s)
Orthopaedics | Spine - Thoracolumbar (TL) and sacral surgery | TL and sacral fusion and fixation implant | TL plate | NuVasive Inc. | Traverse Plate, Size 60 Compression | 7821060 | Standalone | DE0008260 | As per HSA registered indication(s)
Orthopaedics | Spine - Thoracolumbar (TL) and sacral surgery | TL and sacral fusion and fixation implant | TL plate | NuVasive Inc. | Traverse Plate, Size 60 Fixed | 7820060 | Standalone | DE0008260 | As per HSA registered indication(s)
Orthopaedics | Spine - Thoracolumbar (TL) and sacral surgery | TL and sacral fusion and fixation implant | TL plate | NuVasive Inc. | Traverse Plate, Size 65 Compression | 7821065 | Standalone | DE0008260 | As per HSA registered indication(s)
Orthopaedics | Spine - Thoracolumbar (TL) and sacral surgery | TL and sacral fusion and fixation implant | TL plate | NuVasive Inc. | Traverse Plate, Size 65 Fixed | 7820065 | Standalone | DE0008260 | As per HSA registered indication(s)
Orthopaedics | Spine - Thoracolumbar (TL) and sacral surgery | TL and sacral fusion and fixation implant | TL plate | NuVasive Inc. | Traverse Plate, Size 70 Compression | 7821070 | Standalone | DE0008260 | As per HSA registered indication(s)
Orthopaedics | Spine - Thoracolumbar (TL) and sacral surgery | TL and sacral fusion and fixation implant | TL plate | NuVasive Inc. | Traverse Plate, Size 70 Fixed | 7820070 | Standalone | DE0008260 | As per HSA registered indication(s)
Orthopaedics | Spine - Thoracolumbar (TL) and sacral surgery | TL and sacral fusion and fixation implant | TL plate | NuVasive Inc. | Traverse Plate, Size 75 Compression | 7821075 | Standalone | DE0008260 | As per HSA registered indication(s)
Orthopaedics | Spine - Thoracolumbar (TL) and sacral surgery | TL and sacral fusion and fixation implant | TL plate | NuVasive Inc. | Traverse Plate, Size 80 Compression | 7821080 | Standalone | DE0008260 | As per HSA registered indication(s)
Orthopaedics | Spine - Thoracolumbar (TL) and sacral surgery | TL and sacral fusion and fixation implant | TL plate | NuVasive Inc. | Traverse Plate, Size 80 Fixed | 7820080 | Standalone | DE0008260 | As per HSA registered indication(s)
Orthopaedics | Spine - Thoracolumbar (TL) and sacral surgery | TL and sacral fusion and fixation implant | TL plate | NuVasive Inc. | Traverse Plate, Size 85 Compression | 7821085 | Standalone | DE0008260 | As per HSA registered indication(s)
Orthopaedics | Spine - Thoracolumbar (TL) and sacral surgery | TL and sacral fusion and fixation implant | TL plate | NuVasive Inc. | Traverse Plate, Size 90 Fixed | 7820090 | Standalone | DE0008260 | As per HSA registered indication(s)
Orthopaedics | Spine - Thoracolumbar (TL) and sacral surgery | TL and sacral fusion and fixation implant | TL plate | NuVasive Inc. | Traverse Plate, Size 95 Compression | 7821095 | Standalone | DE0008260 | As per HSA registered indication(s)
Orthopaedics | Spine - Thoracolumbar (TL) and sacral surgery | TL and sacral fusion and fixation implant | TL fixation screw | NuVasive Inc. | Traverse Screw, 5.5x25mm | 7835525 | Standalone | DE0008260 | As per HSA registered indication(s)
Orthopaedics | Spine - Thoracolumbar (TL) and sacral surgery | TL and sacral fusion and fixation implant | TL fixation screw | NuVasive Inc. | Traverse Screw, 5.5x30mm | 7835530 | Standalone | DE0008260 | As per HSA registered indication(s)
Orthopaedics | Spine - Thoracolumbar (TL) and sacral surgery | TL and sacral fusion and fixation implant | TL fixation screw | NuVasive Inc. | Traverse Screw, 5.5x35mm | 7835535 | Standalone | DE0008260 | As per HSA registered indication(s)
Orthopaedics | Spine - Thoracolumbar (TL) and sacral surgery | TL and sacral fusion and fixation implant | TL fixation screw | NuVasive Inc. | Traverse Screw, 5.5x40mm | 7835540 | Standalone | DE0008260 | As per HSA registered indication(s)
Orthopaedics | Spine - Thoracolumbar (TL) and sacral surgery | TL and sacral fusion and fixation implant | TL fixation screw | NuVasive Inc. | Traverse Screw, 5.5x45mm | 7835545 | Standalone | DE0008260 | As per HSA registered indication(s)
Orthopaedics | Spine - Thoracolumbar (TL) and sacral surgery | TL and sacral fusion and fixation implant | TL fixation screw | NuVasive Inc. | Traverse Screw, 5.5x50mm | 7835550 | Standalone | DE0008260 | As per HSA registered indication(s)
Orthopaedics | Spine - Thoracolumbar (TL) and sacral surgery | TL and sacral fusion and fixation implant | TL fixation screw | NuVasive Inc. | Traverse Screw, 5.5x55mm | 7835555 | Standalone | DE0008260 | As per HSA registered indication(s)
Orthopaedics | Spine - Thoracolumbar (TL) and sacral surgery | TL and sacral fusion and fixation implant | TL fixation screw | NuVasive Inc. | Traverse Screw, 5.5x60mm | 7835560 | Standalone | DE0008260 | As per HSA registered indication(s)
Orthopaedics | Spine - Thoracolumbar (TL) and sacral surgery | TL and sacral fusion and fixation implant | TL fixation screw | NuVasive Inc. | Traverse Screw, 5.5x65mm | 7835565 | Standalone | DE0008260 | As per HSA registered indication(s)
Orthopaedics | Spine - Thoracolumbar (TL) and sacral surgery | TL and sacral fusion and fixation implant | TL fixation screw | NuVasive Inc. | Traverse Screw, 6.5x25mm | 7846525 | Standalone | DE0008260 | As per HSA registered indication(s)
Orthopaedics | Spine - Thoracolumbar (TL) and sacral surgery | TL and sacral fusion and fixation implant | TL fixation screw | NuVasive Inc. | Traverse Screw, 6.5x30mm | 7846530 | Standalone | DE0008260 | As per HSA registered indication(s)
Orthopaedics | Spine - Thoracolumbar (TL) and sacral surgery | TL and sacral fusion and fixation implant | TL fixation screw | NuVasive Inc. | Traverse Screw, 6.5x35mm | 7846535 | Standalone | DE0008260 | As per HSA registered indication(s)
Orthopaedics | Spine - Thoracolumbar (TL) and sacral surgery | TL and sacral fusion and fixation implant | TL fixation screw | NuVasive Inc. | Traverse Screw, 6.5x40mm | 7846540 | Standalone | DE0008260 | As per HSA registered indication(s)
Orthopaedics | Spine - Thoracolumbar (TL) and sacral surgery | TL and sacral fusion and fixation implant | TL fixation screw | NuVasive Inc. | Traverse Screw, 6.5x45mm | 7846545 | Standalone | DE0008260 | As per HSA registered indication(s)
Orthopaedics | Spine - Thoracolumbar (TL) and sacral surgery | TL and sacral fusion and fixation implant | TL fixation screw | NuVasive Inc. | Traverse Screw, 6.5x50mm | 7846550 | Standalone | DE0008260 | As per HSA registered indication(s)
Orthopaedics | Spine - Thoracolumbar (TL) and sacral surgery | TL and sacral fusion and fixation implant | TL fixation screw | NuVasive Inc. | Traverse Screw, 6.5x55mm | 7846555 | Standalone | DE0008260 | As per HSA registered indication(s)
Orthopaedics | Spine - Thoracolumbar (TL) and sacral surgery | TL and sacral fusion and fixation implant | TL fixation screw | NuVasive Inc. | Traverse Screw, 6.5x60mm | 7846560 | Standalone | DE0008260 | As per HSA registered indication(s)
Orthopaedics | Spine - Thoracolumbar (TL) and sacral surgery | TL and sacral fusion and fixation implant | TL fixation screw | NuVasive Inc. | Traverse Screw, 6.5x65mm | 7846565 | Standalone | DE0008260 | As per HSA registered indication(s)
Orthopaedics | Spine - Occipito-cervical (OC) surgery | OC fusion and fixation implant | Laminoplasty plate | MEDTRONIC | TROUGH PLATE | 8530000 | Standalone | DE0003965 | As per HSA registered indication(s)
Orthopaedics | Spine - Thoracolumbar (TL) and sacral surgery | TL and sacral fusion and fixation implant | TL rod connector system excluding locking screw | K2M | Two Piece Parallel Rod Connectors | 101-85555C | Standalone | DE0016947 | As per HSA registered indication(s)
Orthopaedics | Spine - Thoracolumbar (TL) and sacral surgery | TL and sacral fusion and fixation implant | TL pedicle screw - Shank, tulip | MEDTRONIC | UCS 4.0X32 CANN LAG SCR TI | X873-132 | Standalone | DE0000745 | As per HSA registered indication(s) except for radiolucent implants which should be used as follows:  in patients with primary or metastatic spinal tumours who would benefit from post-operative high dose high precision beam therapy upon appropriate and stringent patient selection;  Patient selection should be done via standardised assessment such as the neurological-oncological-mechanical systemic (NOMS) framework; and  The assessment should be carried out by a multidisciplinary team (MDT), which may be inclusive of, but not limited to, radiation oncologists, spine surgeons and interventional radiologists, among others.
Orthopaedics | Spine - Thoracolumbar (TL) and sacral surgery | TL and sacral fusion and fixation implant | TL pedicle screw - Shank, tulip | MEDTRONIC | UCS 4.0X34 CANN LAG SCR TI | X873-134 | Standalone | DE0000745 | As per HSA registered indication(s) except for radiolucent implants which should be used as follows:  in patients with primary or metastatic spinal tumours who would benefit from post-operative high dose high precision beam therapy upon appropriate and stringent patient selection;  Patient selection should be done via standardised assessment such as the neurological-oncological-mechanical systemic (NOMS) framework; and  The assessment should be carried out by a multidisciplinary team (MDT), which may be inclusive of, but not limited to, radiation oncologists, spine surgeons and interventional radiologists, among others.
Orthopaedics | Spine - Thoracolumbar (TL) and sacral surgery | TL and sacral fusion and fixation implant | TL pedicle screw - Shank, tulip | MEDTRONIC | UNI-AXIAL SCREW 4.0 X 30 TI | 75454030 | Standalone | DE0000758 | As per HSA registered indication(s) except for radiolucent implants which should be used as follows:  in patients with primary or metastatic spinal tumours who would benefit from post-operative high dose high precision beam therapy upon appropriate and stringent patient selection;  Patient selection should be done via standardised assessment such as the neurological-oncological-mechanical systemic (NOMS) framework; and  The assessment should be carried out by a multidisciplinary team (MDT), which may be inclusive of, but not limited to, radiation oncologists, spine surgeons and interventional radiologists, among others.
Orthopaedics | Spine - Thoracolumbar (TL) and sacral surgery | TL and sacral fusion and fixation implant | TL pedicle screw - Shank, tulip | MEDTRONIC | UNI-AXIAL SCREW 4.0X25 TI | 75454025 | Standalone | DE0000758 | As per HSA registered indication(s) except for radiolucent implants which should be used as follows:  in patients with primary or metastatic spinal tumours who would benefit from post-operative high dose high precision beam therapy upon appropriate and stringent patient selection;  Patient selection should be done via standardised assessment such as the neurological-oncological-mechanical systemic (NOMS) framework; and  The assessment should be carried out by a multidisciplinary team (MDT), which may be inclusive of, but not limited to, radiation oncologists, spine surgeons and interventional radiologists, among others.
Orthopaedics | Spine - Thoracolumbar (TL) and sacral surgery | TL and sacral fusion and fixation implant | TL pedicle screw - Shank, tulip | MEDTRONIC | UNI-AXIAL SCREW 4.0X35, TI | 75454035 | Standalone | DE0000758 | As per HSA registered indication(s) except for radiolucent implants which should be used as follows:  in patients with primary or metastatic spinal tumours who would benefit from post-operative high dose high precision beam therapy upon appropriate and stringent patient selection;  Patient selection should be done via standardised assessment such as the neurological-oncological-mechanical systemic (NOMS) framework; and  The assessment should be carried out by a multidisciplinary team (MDT), which may be inclusive of, but not limited to, radiation oncologists, spine surgeons and interventional radiologists, among others.
Orthopaedics | Spine - Thoracolumbar (TL) and sacral surgery | TL and sacral fusion and fixation implant | TL pedicle screw - Shank, tulip | MEDTRONIC | UNI-AXIAL SCREW 4.0X40, TI | 75454040 | Standalone | DE0000758 | As per HSA registered indication(s) except for radiolucent implants which should be used as follows:  in patients with primary or metastatic spinal tumours who would benefit from post-operative high dose high precision beam therapy upon appropriate and stringent patient selection;  Patient selection should be done via standardised assessment such as the neurological-oncological-mechanical systemic (NOMS) framework; and  The assessment should be carried out by a multidisciplinary team (MDT), which may be inclusive of, but not limited to, radiation oncologists, spine surgeons and interventional radiologists, among others.
Orthopaedics | Spine - Thoracolumbar (TL) and sacral surgery | TL and sacral fusion and fixation implant | TL pedicle screw - Shank, tulip | MEDTRONIC | UNI-AXIAL SCREW 4.0X45, TI | 75454045 | Standalone | DE0000758 | As per HSA registered indication(s) except for radiolucent implants which should be used as follows:  in patients with primary or metastatic spinal tumours who would benefit from post-operative high dose high precision beam therapy upon appropriate and stringent patient selection;  Patient selection should be done via standardised assessment such as the neurological-oncological-mechanical systemic (NOMS) framework; and  The assessment should be carried out by a multidisciplinary team (MDT), which may be inclusive of, but not limited to, radiation oncologists, spine surgeons and interventional radiologists, among others.
Orthopaedics | Spine - Thoracolumbar (TL) and sacral surgery | TL and sacral fusion and fixation implant | TL pedicle screw - Shank, tulip | MEDTRONIC | UNI-AXIAL SCREW 4.0X50, TI | 75454050 | Standalone | DE0000758 | As per HSA registered indication(s) except for radiolucent implants which should be used as follows:  in patients with primary or metastatic spinal tumours who would benefit from post-operative high dose high precision beam therapy upon appropriate and stringent patient selection;  Patient selection should be done via standardised assessment such as the neurological-oncological-mechanical systemic (NOMS) framework; and  The assessment should be carried out by a multidisciplinary team (MDT), which may be inclusive of, but not limited to, radiation oncologists, spine surgeons and interventional radiologists, among others.
Orthopaedics | Spine - Thoracolumbar (TL) and sacral surgery | TL and sacral fusion and fixation implant | TL pedicle screw - Shank, tulip | MEDTRONIC | UNI-AXIAL SCREW 4.5X25 TI | 75454525 | Standalone | DE0000758 | As per HSA registered indication(s) except for radiolucent implants which should be used as follows:  in patients with primary or metastatic spinal tumours who would benefit from post-operative high dose high precision beam therapy upon appropriate and stringent patient selection;  Patient selection should be done via standardised assessment such as the neurological-oncological-mechanical systemic (NOMS) framework; and  The assessment should be carried out by a multidisciplinary team (MDT), which may be inclusive of, but not limited to, radiation oncologists, spine surgeons and interventional radiologists, among others.
Orthopaedics | Spine - Thoracolumbar (TL) and sacral surgery | TL and sacral fusion and fixation implant | TL pedicle screw - Shank, tulip | MEDTRONIC | UNI-AXIAL SCREW 4.5X30 TI | 75454530 | Standalone | DE0000758 | As per HSA registered indication(s) except for radiolucent implants which should be used as follows:  in patients with primary or metastatic spinal tumours who would benefit from post-operative high dose high precision beam therapy upon appropriate and stringent patient selection;  Patient selection should be done via standardised assessment such as the neurological-oncological-mechanical systemic (NOMS) framework; and  The assessment should be carried out by a multidisciplinary team (MDT), which may be inclusive of, but not limited to, radiation oncologists, spine surgeons and interventional radiologists, among others.
Orthopaedics | Spine - Thoracolumbar (TL) and sacral surgery | TL and sacral fusion and fixation implant | TL pedicle screw - Shank, tulip | MEDTRONIC | UNI-AXIAL SCREW 4.5X35 TI | 75454535 | Standalone | DE0000758 | As per HSA registered indication(s) except for radiolucent implants which should be used as follows:  in patients with primary or metastatic spinal tumours who would benefit from post-operative high dose high precision beam therapy upon appropriate and stringent patient selection;  Patient selection should be done via standardised assessment such as the neurological-oncological-mechanical systemic (NOMS) framework; and  The assessment should be carried out by a multidisciplinary team (MDT), which may be inclusive of, but not limited to, radiation oncologists, spine surgeons and interventional radiologists, among others.
Orthopaedics | Spine - Thoracolumbar (TL) and sacral surgery | TL and sacral fusion and fixation implant | TL pedicle screw - Shank, tulip | MEDTRONIC | UNI-AXIAL SCREW 4.5X40 TI | 75454540 | Standalone | DE0000758 | As per HSA registered indication(s) except for radiolucent implants which should be used as follows:  in patients with primary or metastatic spinal tumours who would benefit from post-operative high dose high precision beam therapy upon appropriate and stringent patient selection;  Patient selection should be done via standardised assessment such as the neurological-oncological-mechanical systemic (NOMS) framework; and  The assessment should be carried out by a multidisciplinary team (MDT), which may be inclusive of, but not limited to, radiation oncologists, spine surgeons and interventional radiologists, among others.
Orthopaedics | Spine - Thoracolumbar (TL) and sacral surgery | TL and sacral fusion and fixation implant | TL pedicle screw - Shank, tulip | MEDTRONIC | UNI-AXIAL SCREW 4.5X45, TI | 75454545 | Standalone | DE0000758 | As per HSA registered indication(s) except for radiolucent implants which should be used as follows:  in patients with primary or metastatic spinal tumours who would benefit from post-operative high dose high precision beam therapy upon appropriate and stringent patient selection;  Patient selection should be done via standardised assessment such as the neurological-oncological-mechanical systemic (NOMS) framework; and  The assessment should be carried out by a multidisciplinary team (MDT), which may be inclusive of, but not limited to, radiation oncologists, spine surgeons and interventional radiologists, among others.
Orthopaedics | Spine - Thoracolumbar (TL) and sacral surgery | TL and sacral fusion and fixation implant | TL pedicle screw - Shank, tulip | MEDTRONIC | UNI-AXIAL SCREW 4.5X50, TI | 75454550 | Standalone | DE0000758 | As per HSA registered indication(s) except for radiolucent implants which should be used as follows:  in patients with primary or metastatic spinal tumours who would benefit from post-operative high dose high precision beam therapy upon appropriate and stringent patient selection;  Patient selection should be done via standardised assessment such as the neurological-oncological-mechanical systemic (NOMS) framework; and  The assessment should be carried out by a multidisciplinary team (MDT), which may be inclusive of, but not limited to, radiation oncologists, spine surgeons and interventional radiologists, among others.
Orthopaedics | Spine - Thoracolumbar (TL) and sacral surgery | TL and sacral fusion and fixation implant | TL pedicle screw - Shank, tulip | MEDTRONIC | UNI-AXIAL SCREW 5.0X25, TI | 75455025 | Standalone | DE0000758 | As per HSA registered indication(s) except for radiolucent implants which should be used as follows:  in patients with primary or metastatic spinal tumours who would benefit from post-operative high dose high precision beam therapy upon appropriate and stringent patient selection;  Patient selection should be done via standardised assessment such as the neurological-oncological-mechanical systemic (NOMS) framework; and  The assessment should be carried out by a multidisciplinary team (MDT), which may be inclusive of, but not limited to, radiation oncologists, spine surgeons and interventional radiologists, among others.
Orthopaedics | Spine - Thoracolumbar (TL) and sacral surgery | TL and sacral fusion and fixation implant | TL pedicle screw - Shank, tulip | MEDTRONIC | UNI-AXIAL SCREW 5.0X30 TI | 75455030 | Standalone | DE0000758 | As per HSA registered indication(s) except for radiolucent implants which should be used as follows:  in patients with primary or metastatic spinal tumours who would benefit from post-operative high dose high precision beam therapy upon appropriate and stringent patient selection;  Patient selection should be done via standardised assessment such as the neurological-oncological-mechanical systemic (NOMS) framework; and  The assessment should be carried out by a multidisciplinary team (MDT), which may be inclusive of, but not limited to, radiation oncologists, spine surgeons and interventional radiologists, among others.
Orthopaedics | Spine - Thoracolumbar (TL) and sacral surgery | TL and sacral fusion and fixation implant | TL pedicle screw - Shank, tulip | MEDTRONIC | UNI-AXIAL SCREW 5.0X35, TI | 75455035 | Standalone | DE0000758 | As per HSA registered indication(s) except for radiolucent implants which should be used as follows:  in patients with primary or metastatic spinal tumours who would benefit from post-operative high dose high precision beam therapy upon appropriate and stringent patient selection;  Patient selection should be done via standardised assessment such as the neurological-oncological-mechanical systemic (NOMS) framework; and  The assessment should be carried out by a multidisciplinary team (MDT), which may be inclusive of, but not limited to, radiation oncologists, spine surgeons and interventional radiologists, among others.
Orthopaedics | Spine - Thoracolumbar (TL) and sacral surgery | TL and sacral fusion and fixation implant | TL pedicle screw - Shank, tulip | MEDTRONIC | UNI-AXIAL SCREW 5.0X40, TI | 75455040 | Standalone | DE0000758 | As per HSA registered indication(s) except for radiolucent implants which should be used as follows:  in patients with primary or metastatic spinal tumours who would benefit from post-operative high dose high precision beam therapy upon appropriate and stringent patient selection;  Patient selection should be done via standardised assessment such as the neurological-oncological-mechanical systemic (NOMS) framework; and  The assessment should be carried out by a multidisciplinary team (MDT), which may be inclusive of, but not limited to, radiation oncologists, spine surgeons and interventional radiologists, among others.
Orthopaedics | Spine - Thoracolumbar (TL) and sacral surgery | TL and sacral fusion and fixation implant | TL pedicle screw - Shank, tulip | MEDTRONIC | UNIAXIAL SCREW 5.0X45 TI | 75455045 | Standalone | DE0000758 | As per HSA registered indication(s) except for radiolucent implants which should be used as follows:  in patients with primary or metastatic spinal tumours who would benefit from post-operative high dose high precision beam therapy upon appropriate and stringent patient selection;  Patient selection should be done via standardised assessment such as the neurological-oncological-mechanical systemic (NOMS) framework; and  The assessment should be carried out by a multidisciplinary team (MDT), which may be inclusive of, but not limited to, radiation oncologists, spine surgeons and interventional radiologists, among others.
Orthopaedics | Spine - Thoracolumbar (TL) and sacral surgery | TL and sacral fusion and fixation implant | TL pedicle screw - Shank, tulip | MEDTRONIC | UNI-AXIAL SCREW 5.0X50, TI | 75455050 | Standalone | DE0000758 | As per HSA registered indication(s) except for radiolucent implants which should be used as follows:  in patients with primary or metastatic spinal tumours who would benefit from post-operative high dose high precision beam therapy upon appropriate and stringent patient selection;  Patient selection should be done via standardised assessment such as the neurological-oncological-mechanical systemic (NOMS) framework; and  The assessment should be carried out by a multidisciplinary team (MDT), which may be inclusive of, but not limited to, radiation oncologists, spine surgeons and interventional radiologists, among others.
Orthopaedics | Spine - Thoracolumbar (TL) and sacral surgery | TL and sacral fusion and fixation implant | TL pedicle screw - Shank, tulip | MEDTRONIC | UNI-AXIAL SCREW 5.5X25, TI | 75455525 | Standalone | DE0000758 | As per HSA registered indication(s) except for radiolucent implants which should be used as follows:  in patients with primary or metastatic spinal tumours who would benefit from post-operative high dose high precision beam therapy upon appropriate and stringent patient selection;  Patient selection should be done via standardised assessment such as the neurological-oncological-mechanical systemic (NOMS) framework; and  The assessment should be carried out by a multidisciplinary team (MDT), which may be inclusive of, but not limited to, radiation oncologists, spine surgeons and interventional radiologists, among others.
Orthopaedics | Spine - Thoracolumbar (TL) and sacral surgery | TL and sacral fusion and fixation implant | TL pedicle screw - Shank, tulip | MEDTRONIC | UNI-AXIAL SCREW 5.5X30, TI | 75455530 | Standalone | DE0000758 | As per HSA registered indication(s) except for radiolucent implants which should be used as follows:  in patients with primary or metastatic spinal tumours who would benefit from post-operative high dose high precision beam therapy upon appropriate and stringent patient selection;  Patient selection should be done via standardised assessment such as the neurological-oncological-mechanical systemic (NOMS) framework; and  The assessment should be carried out by a multidisciplinary team (MDT), which may be inclusive of, but not limited to, radiation oncologists, spine surgeons and interventional radiologists, among others.
Orthopaedics | Spine - Thoracolumbar (TL) and sacral surgery | TL and sacral fusion and fixation implant | TL pedicle screw - Shank, tulip | MEDTRONIC | UNI-AXIAL SCREW 5.5X35, TI | 75455535 | Standalone | DE0000758 | As per HSA registered indication(s) except for radiolucent implants which should be used as follows:  in patients with primary or metastatic spinal tumours who would benefit from post-operative high dose high precision beam therapy upon appropriate and stringent patient selection;  Patient selection should be done via standardised assessment such as the neurological-oncological-mechanical systemic (NOMS) framework; and  The assessment should be carried out by a multidisciplinary team (MDT), which may be inclusive of, but not limited to, radiation oncologists, spine surgeons and interventional radiologists, among others.
Orthopaedics | Spine - Thoracolumbar (TL) and sacral surgery | TL and sacral fusion and fixation implant | TL pedicle screw - Shank, tulip | MEDTRONIC | UNI-AXIAL SCREW 5.5X40, TI | 75455540 | Standalone | DE0000758 | As per HSA registered indication(s) except for radiolucent implants which should be used as follows:  in patients with primary or metastatic spinal tumours who would benefit from post-operative high dose high precision beam therapy upon appropriate and stringent patient selection;  Patient selection should be done via standardised assessment such as the neurological-oncological-mechanical systemic (NOMS) framework; and  The assessment should be carried out by a multidisciplinary team (MDT), which may be inclusive of, but not limited to, radiation oncologists, spine surgeons and interventional radiologists, among others.
Orthopaedics | Spine - Thoracolumbar (TL) and sacral surgery | TL and sacral fusion and fixation implant | TL pedicle screw - Shank, tulip | MEDTRONIC | UNI-AXIAL SCREW 5.5X45, TI | 75455545 | Standalone | DE0000758 | As per HSA registered indication(s) except for radiolucent implants which should be used as follows:  in patients with primary or metastatic spinal tumours who would benefit from post-operative high dose high precision beam therapy upon appropriate and stringent patient selection;  Patient selection should be done via standardised assessment such as the neurological-oncological-mechanical systemic (NOMS) framework; and  The assessment should be carried out by a multidisciplinary team (MDT), which may be inclusive of, but not limited to, radiation oncologists, spine surgeons and interventional radiologists, among others.
Orthopaedics | Spine - Thoracolumbar (TL) and sacral surgery | TL and sacral fusion and fixation implant | TL pedicle screw - Shank, tulip | MEDTRONIC | UNI-AXIAL SCREW 5.5X50, TI | 75455550 | Standalone | DE0000758 | As per HSA registered indication(s) except for radiolucent implants which should be used as follows:  in patients with primary or metastatic spinal tumours who would benefit from post-operative high dose high precision beam therapy upon appropriate and stringent patient selection;  Patient selection should be done via standardised assessment such as the neurological-oncological-mechanical systemic (NOMS) framework; and  The assessment should be carried out by a multidisciplinary team (MDT), which may be inclusive of, but not limited to, radiation oncologists, spine surgeons and interventional radiologists, among others.
Orthopaedics | Spine - Thoracolumbar (TL) and sacral surgery | TL and sacral fusion and fixation implant | TL pedicle screw - Shank, tulip | MEDTRONIC | UNI-AXIAL SCREW 5.5X55, TI | 75455555 | Standalone | DE0000758 | As per HSA registered indication(s) except for radiolucent implants which should be used as follows:  in patients with primary or metastatic spinal tumours who would benefit from post-operative high dose high precision beam therapy upon appropriate and stringent patient selection;  Patient selection should be done via standardised assessment such as the neurological-oncological-mechanical systemic (NOMS) framework; and  The assessment should be carried out by a multidisciplinary team (MDT), which may be inclusive of, but not limited to, radiation oncologists, spine surgeons and interventional radiologists, among others.
Orthopaedics | Spine - Thoracolumbar (TL) and sacral surgery | TL and sacral fusion and fixation implant | TL pedicle screw - Shank, tulip | MEDTRONIC | UNI-AXIAL SCREW 6.5X25, TI | 75456525 | Standalone | DE0000758 | As per HSA registered indication(s) except for radiolucent implants which should be used as follows:  in patients with primary or metastatic spinal tumours who would benefit from post-operative high dose high precision beam therapy upon appropriate and stringent patient selection;  Patient selection should be done via standardised assessment such as the neurological-oncological-mechanical systemic (NOMS) framework; and  The assessment should be carried out by a multidisciplinary team (MDT), which may be inclusive of, but not limited to, radiation oncologists, spine surgeons and interventional radiologists, among others.
Orthopaedics | Spine - Thoracolumbar (TL) and sacral surgery | TL and sacral fusion and fixation implant | TL pedicle screw - Shank, tulip | MEDTRONIC | UNI-AXIAL SCREW 6.5X30, TI | 75456530 | Standalone | DE0000758 | As per HSA registered indication(s) except for radiolucent implants which should be used as follows:  in patients with primary or metastatic spinal tumours who would benefit from post-operative high dose high precision beam therapy upon appropriate and stringent patient selection;  Patient selection should be done via standardised assessment such as the neurological-oncological-mechanical systemic (NOMS) framework; and  The assessment should be carried out by a multidisciplinary team (MDT), which may be inclusive of, but not limited to, radiation oncologists, spine surgeons and interventional radiologists, among others.
Orthopaedics | Spine - Thoracolumbar (TL) and sacral surgery | TL and sacral fusion and fixation implant | TL pedicle screw - Shank, tulip | MEDTRONIC | UNI-AXIAL SCREW 6.5X35, TI | 75456535 | Standalone | DE0000758 | As per HSA registered indication(s) except for radiolucent implants which should be used as follows:  in patients with primary or metastatic spinal tumours who would benefit from post-operative high dose high precision beam therapy upon appropriate and stringent patient selection;  Patient selection should be done via standardised assessment such as the neurological-oncological-mechanical systemic (NOMS) framework; and  The assessment should be carried out by a multidisciplinary team (MDT), which may be inclusive of, but not limited to, radiation oncologists, spine surgeons and interventional radiologists, among others.
Orthopaedics | Spine - Thoracolumbar (TL) and sacral surgery | TL and sacral fusion and fixation implant | TL pedicle screw - Shank, tulip | MEDTRONIC | UNI-AXIAL SCREW 6.5X40, TI | 75456540 | Standalone | DE0000758 | As per HSA registered indication(s) except for radiolucent implants which should be used as follows:  in patients with primary or metastatic spinal tumours who would benefit from post-operative high dose high precision beam therapy upon appropriate and stringent patient selection;  Patient selection should be done via standardised assessment such as the neurological-oncological-mechanical systemic (NOMS) framework; and  The assessment should be carried out by a multidisciplinary team (MDT), which may be inclusive of, but not limited to, radiation oncologists, spine surgeons and interventional radiologists, among others.
Orthopaedics | Spine - Thoracolumbar (TL) and sacral surgery | TL and sacral fusion and fixation implant | TL pedicle screw - Shank, tulip | MEDTRONIC | UNI-AXIAL SCREW 6.5X45, TI | 75456545 | Standalone | DE0000758 | As per HSA registered indication(s) except for radiolucent implants which should be used as follows:  in patients with primary or metastatic spinal tumours who would benefit from post-operative high dose high precision beam therapy upon appropriate and stringent patient selection;  Patient selection should be done via standardised assessment such as the neurological-oncological-mechanical systemic (NOMS) framework; and  The assessment should be carried out by a multidisciplinary team (MDT), which may be inclusive of, but not limited to, radiation oncologists, spine surgeons and interventional radiologists, among others.
Orthopaedics | Spine - Thoracolumbar (TL) and sacral surgery | TL and sacral fusion and fixation implant | TL pedicle screw - Shank, tulip | MEDTRONIC | UNI-AXIAL SCREW 6.5X50, TI | 75456550 | Standalone | DE0000758 | As per HSA registered indication(s) except for radiolucent implants which should be used as follows:  in patients with primary or metastatic spinal tumours who would benefit from post-operative high dose high precision beam therapy upon appropriate and stringent patient selection;  Patient selection should be done via standardised assessment such as the neurological-oncological-mechanical systemic (NOMS) framework; and  The assessment should be carried out by a multidisciplinary team (MDT), which may be inclusive of, but not limited to, radiation oncologists, spine surgeons and interventional radiologists, among others.
Orthopaedics | Spine - Thoracolumbar (TL) and sacral surgery | TL and sacral fusion and fixation implant | TL pedicle screw - Shank, tulip | MEDTRONIC | UNI-AXIAL SCREW 7.5X25, TI | 75457525 | Standalone | DE0000758 | As per HSA registered indication(s) except for radiolucent implants which should be used as follows:  in patients with primary or metastatic spinal tumours who would benefit from post-operative high dose high precision beam therapy upon appropriate and stringent patient selection;  Patient selection should be done via standardised assessment such as the neurological-oncological-mechanical systemic (NOMS) framework; and  The assessment should be carried out by a multidisciplinary team (MDT), which may be inclusive of, but not limited to, radiation oncologists, spine surgeons and interventional radiologists, among others.
Orthopaedics | Spine - Thoracolumbar (TL) and sacral surgery | TL and sacral fusion and fixation implant | TL pedicle screw - Shank, tulip | MEDTRONIC | UNI-AXIAL SCREW 7.5X30, TI | 75457530 | Standalone | DE0000758 | As per HSA registered indication(s) except for radiolucent implants which should be used as follows:  in patients with primary or metastatic spinal tumours who would benefit from post-operative high dose high precision beam therapy upon appropriate and stringent patient selection;  Patient selection should be done via standardised assessment such as the neurological-oncological-mechanical systemic (NOMS) framework; and  The assessment should be carried out by a multidisciplinary team (MDT), which may be inclusive of, but not limited to, radiation oncologists, spine surgeons and interventional radiologists, among others.
Orthopaedics | Spine - Thoracolumbar (TL) and sacral surgery | TL and sacral fusion and fixation implant | TL pedicle screw - Shank, tulip | MEDTRONIC | UNI-AXIAL SCREW 7.5X35, TI | 75457535 | Standalone | DE0000758 | As per HSA registered indication(s) except for radiolucent implants which should be used as follows:  in patients with primary or metastatic spinal tumours who would benefit from post-operative high dose high precision beam therapy upon appropriate and stringent patient selection;  Patient selection should be done via standardised assessment such as the neurological-oncological-mechanical systemic (NOMS) framework; and  The assessment should be carried out by a multidisciplinary team (MDT), which may be inclusive of, but not limited to, radiation oncologists, spine surgeons and interventional radiologists, among others.
Orthopaedics | Spine - Thoracolumbar (TL) and sacral surgery | TL and sacral fusion and fixation implant | TL pedicle screw - Shank, tulip | MEDTRONIC | UNI-AXIAL SCREW 7.5X40, TI | 75457540 | Standalone | DE0000758 | As per HSA registered indication(s) except for radiolucent implants which should be used as follows:  in patients with primary or metastatic spinal tumours who would benefit from post-operative high dose high precision beam therapy upon appropriate and stringent patient selection;  Patient selection should be done via standardised assessment such as the neurological-oncological-mechanical systemic (NOMS) framework; and  The assessment should be carried out by a multidisciplinary team (MDT), which may be inclusive of, but not limited to, radiation oncologists, spine surgeons and interventional radiologists, among others.
Orthopaedics | Spine - Thoracolumbar (TL) and sacral surgery | TL and sacral fusion and fixation implant | TL pedicle screw - Shank, tulip | MEDTRONIC | UNI-AXIAL SCREW 7.5X45, TI | 75457545 | Standalone | DE0000758 | As per HSA registered indication(s) except for radiolucent implants which should be used as follows:  in patients with primary or metastatic spinal tumours who would benefit from post-operative high dose high precision beam therapy upon appropriate and stringent patient selection;  Patient selection should be done via standardised assessment such as the neurological-oncological-mechanical systemic (NOMS) framework; and  The assessment should be carried out by a multidisciplinary team (MDT), which may be inclusive of, but not limited to, radiation oncologists, spine surgeons and interventional radiologists, among others.
Orthopaedics | Spine - Thoracolumbar (TL) and sacral surgery | TL and sacral fusion and fixation implant | TL pedicle screw - Shank, tulip | K2M | Uniplanar Screw, Cannulated, Transverse Size D4.5x100 mm | M5111-345100T | Standalone | DE0016948 | As per HSA registered indication(s) except for radiolucent implants which should be used as follows:  in patients with primary or metastatic spinal tumours who would benefit from post-operative high dose high precision beam therapy upon appropriate and stringent patient selection;  Patient selection should be done via standardised assessment such as the neurological-oncological-mechanical systemic (NOMS) framework; and  The assessment should be carried out by a multidisciplinary team (MDT), which may be inclusive of, but not limited to, radiation oncologists, spine surgeons and interventional radiologists, among others.
Orthopaedics | Spine - Thoracolumbar (TL) and sacral surgery | TL and sacral fusion and fixation implant | TL pedicle screw - Shank, tulip | K2M | Uniplanar Screw, Cannulated, Transverse Size D4.5x105 mm | M5111-345105T | Standalone | DE0016948 | As per HSA registered indication(s) except for radiolucent implants which should be used as follows:  in patients with primary or metastatic spinal tumours who would benefit from post-operative high dose high precision beam therapy upon appropriate and stringent patient selection;  Patient selection should be done via standardised assessment such as the neurological-oncological-mechanical systemic (NOMS) framework; and  The assessment should be carried out by a multidisciplinary team (MDT), which may be inclusive of, but not limited to, radiation oncologists, spine surgeons and interventional radiologists, among others.
Orthopaedics | Spine - Thoracolumbar (TL) and sacral surgery | TL and sacral fusion and fixation implant | TL pedicle screw - Shank, tulip | K2M | Uniplanar Screw, Cannulated, Transverse Size D4.5x110 mm | M5111-345110T | Standalone | DE0016948 | As per HSA registered indication(s) except for radiolucent implants which should be used as follows:  in patients with primary or metastatic spinal tumours who would benefit from post-operative high dose high precision beam therapy upon appropriate and stringent patient selection;  Patient selection should be done via standardised assessment such as the neurological-oncological-mechanical systemic (NOMS) framework; and  The assessment should be carried out by a multidisciplinary team (MDT), which may be inclusive of, but not limited to, radiation oncologists, spine surgeons and interventional radiologists, among others.
Orthopaedics | Spine - Thoracolumbar (TL) and sacral surgery | TL and sacral fusion and fixation implant | TL pedicle screw - Shank, tulip | K2M | Uniplanar Screw, Cannulated, Transverse Size D4.5x20 mm | M5111-34520T | Standalone | DE0016948 | As per HSA registered indication(s) except for radiolucent implants which should be used as follows:  in patients with primary or metastatic spinal tumours who would benefit from post-operative high dose high precision beam therapy upon appropriate and stringent patient selection;  Patient selection should be done via standardised assessment such as the neurological-oncological-mechanical systemic (NOMS) framework; and  The assessment should be carried out by a multidisciplinary team (MDT), which may be inclusive of, but not limited to, radiation oncologists, spine surgeons and interventional radiologists, among others.
Orthopaedics | Spine - Thoracolumbar (TL) and sacral surgery | TL and sacral fusion and fixation implant | TL pedicle screw - Shank, tulip | K2M | Uniplanar Screw, Cannulated, Transverse Size D4.5x25 mm | M5111-34525T | Standalone | DE0016948 | As per HSA registered indication(s) except for radiolucent implants which should be used as follows:  in patients with primary or metastatic spinal tumours who would benefit from post-operative high dose high precision beam therapy upon appropriate and stringent patient selection;  Patient selection should be done via standardised assessment such as the neurological-oncological-mechanical systemic (NOMS) framework; and  The assessment should be carried out by a multidisciplinary team (MDT), which may be inclusive of, but not limited to, radiation oncologists, spine surgeons and interventional radiologists, among others.
Orthopaedics | Spine - Thoracolumbar (TL) and sacral surgery | TL and sacral fusion and fixation implant | TL pedicle screw - Shank, tulip | K2M | Uniplanar Screw, Cannulated, Transverse Size D4.5x30 mm | M5111-34530T | Standalone | DE0016948 | As per HSA registered indication(s) except for radiolucent implants which should be used as follows:  in patients with primary or metastatic spinal tumours who would benefit from post-operative high dose high precision beam therapy upon appropriate and stringent patient selection;  Patient selection should be done via standardised assessment such as the neurological-oncological-mechanical systemic (NOMS) framework; and  The assessment should be carried out by a multidisciplinary team (MDT), which may be inclusive of, but not limited to, radiation oncologists, spine surgeons and interventional radiologists, among others.
Orthopaedics | Spine - Thoracolumbar (TL) and sacral surgery | TL and sacral fusion and fixation implant | TL pedicle screw - Shank, tulip | K2M | Uniplanar Screw, Cannulated, Transverse Size D4.5x35 mm | M5111-34535T | Standalone | DE0016948 | As per HSA registered indication(s) except for radiolucent implants which should be used as follows:  in patients with primary or metastatic spinal tumours who would benefit from post-operative high dose high precision beam therapy upon appropriate and stringent patient selection;  Patient selection should be done via standardised assessment such as the neurological-oncological-mechanical systemic (NOMS) framework; and  The assessment should be carried out by a multidisciplinary team (MDT), which may be inclusive of, but not limited to, radiation oncologists, spine surgeons and interventional radiologists, among others.
Orthopaedics | Spine - Thoracolumbar (TL) and sacral surgery | TL and sacral fusion and fixation implant | TL pedicle screw - Shank, tulip | K2M | Uniplanar Screw, Cannulated, Transverse Size D4.5x40 mm | M5111-34540T | Standalone | DE0016948 | As per HSA registered indication(s) except for radiolucent implants which should be used as follows:  in patients with primary or metastatic spinal tumours who would benefit from post-operative high dose high precision beam therapy upon appropriate and stringent patient selection;  Patient selection should be done via standardised assessment such as the neurological-oncological-mechanical systemic (NOMS) framework; and  The assessment should be carried out by a multidisciplinary team (MDT), which may be inclusive of, but not limited to, radiation oncologists, spine surgeons and interventional radiologists, among others.
Orthopaedics | Spine - Thoracolumbar (TL) and sacral surgery | TL and sacral fusion and fixation implant | TL pedicle screw - Shank, tulip | K2M | Uniplanar Screw, Cannulated, Transverse Size D4.5x45 mm | M5111-34545T | Standalone | DE0016948 | As per HSA registered indication(s) except for radiolucent implants which should be used as follows:  in patients with primary or metastatic spinal tumours who would benefit from post-operative high dose high precision beam therapy upon appropriate and stringent patient selection;  Patient selection should be done via standardised assessment such as the neurological-oncological-mechanical systemic (NOMS) framework; and  The assessment should be carried out by a multidisciplinary team (MDT), which may be inclusive of, but not limited to, radiation oncologists, spine surgeons and interventional radiologists, among others.
Orthopaedics | Spine - Thoracolumbar (TL) and sacral surgery | TL and sacral fusion and fixation implant | TL pedicle screw - Shank, tulip | K2M | Uniplanar Screw, Cannulated, Transverse Size D4.5x50 mm | M5111-34550T | Standalone | DE0016948 | As per HSA registered indication(s) except for radiolucent implants which should be used as follows:  in patients with primary or metastatic spinal tumours who would benefit from post-operative high dose high precision beam therapy upon appropriate and stringent patient selection;  Patient selection should be done via standardised assessment such as the neurological-oncological-mechanical systemic (NOMS) framework; and  The assessment should be carried out by a multidisciplinary team (MDT), which may be inclusive of, but not limited to, radiation oncologists, spine surgeons and interventional radiologists, among others.
Orthopaedics | Spine - Thoracolumbar (TL) and sacral surgery | TL and sacral fusion and fixation implant | TL pedicle screw - Shank, tulip | K2M | Uniplanar Screw, Cannulated, Transverse Size D4.5x55 mm | M5111-34555T | Standalone | DE0016948 | As per HSA registered indication(s) except for radiolucent implants which should be used as follows:  in patients with primary or metastatic spinal tumours who would benefit from post-operative high dose high precision beam therapy upon appropriate and stringent patient selection;  Patient selection should be done via standardised assessment such as the neurological-oncological-mechanical systemic (NOMS) framework; and  The assessment should be carried out by a multidisciplinary team (MDT), which may be inclusive of, but not limited to, radiation oncologists, spine surgeons and interventional radiologists, among others.
Orthopaedics | Spine - Thoracolumbar (TL) and sacral surgery | TL and sacral fusion and fixation implant | TL pedicle screw - Shank, tulip | K2M | Uniplanar Screw, Cannulated, Transverse Size D4.5x60 mm | M5111-34560T | Standalone | DE0016948 | As per HSA registered indication(s) except for radiolucent implants which should be used as follows:  in patients with primary or metastatic spinal tumours who would benefit from post-operative high dose high precision beam therapy upon appropriate and stringent patient selection;  Patient selection should be done via standardised assessment such as the neurological-oncological-mechanical systemic (NOMS) framework; and  The assessment should be carried out by a multidisciplinary team (MDT), which may be inclusive of, but not limited to, radiation oncologists, spine surgeons and interventional radiologists, among others.
Orthopaedics | Spine - Thoracolumbar (TL) and sacral surgery | TL and sacral fusion and fixation implant | TL pedicle screw - Shank, tulip | K2M | Uniplanar Screw, Cannulated, Transverse Size D4.5x65 mm | M5111-34565T | Standalone | DE0016948 | As per HSA registered indication(s) except for radiolucent implants which should be used as follows:  in patients with primary or metastatic spinal tumours who would benefit from post-operative high dose high precision beam therapy upon appropriate and stringent patient selection;  Patient selection should be done via standardised assessment such as the neurological-oncological-mechanical systemic (NOMS) framework; and  The assessment should be carried out by a multidisciplinary team (MDT), which may be inclusive of, but not limited to, radiation oncologists, spine surgeons and interventional radiologists, among others.
Orthopaedics | Spine - Thoracolumbar (TL) and sacral surgery | TL and sacral fusion and fixation implant | TL pedicle screw - Shank, tulip | K2M | Uniplanar Screw, Cannulated, Transverse Size D4.5x70 mm | M5111-34570T | Standalone | DE0016948 | As per HSA registered indication(s) except for radiolucent implants which should be used as follows:  in patients with primary or metastatic spinal tumours who would benefit from post-operative high dose high precision beam therapy upon appropriate and stringent patient selection;  Patient selection should be done via standardised assessment such as the neurological-oncological-mechanical systemic (NOMS) framework; and  The assessment should be carried out by a multidisciplinary team (MDT), which may be inclusive of, but not limited to, radiation oncologists, spine surgeons and interventional radiologists, among others.
Orthopaedics | Spine - Thoracolumbar (TL) and sacral surgery | TL and sacral fusion and fixation implant | TL pedicle screw - Shank, tulip | K2M | Uniplanar Screw, Cannulated, Transverse Size D4.5x75 mm | M5111-34575T | Standalone | DE0016948 | As per HSA registered indication(s) except for radiolucent implants which should be used as follows:  in patients with primary or metastatic spinal tumours who would benefit from post-operative high dose high precision beam therapy upon appropriate and stringent patient selection;  Patient selection should be done via standardised assessment such as the neurological-oncological-mechanical systemic (NOMS) framework; and  The assessment should be carried out by a multidisciplinary team (MDT), which may be inclusive of, but not limited to, radiation oncologists, spine surgeons and interventional radiologists, among others.
Orthopaedics | Spine - Thoracolumbar (TL) and sacral surgery | TL and sacral fusion and fixation implant | TL pedicle screw - Shank, tulip | K2M | Uniplanar Screw, Cannulated, Transverse Size D4.5x80 mm | M5111-34580T | Standalone | DE0016948 | As per HSA registered indication(s) except for radiolucent implants which should be used as follows:  in patients with primary or metastatic spinal tumours who would benefit from post-operative high dose high precision beam therapy upon appropriate and stringent patient selection;  Patient selection should be done via standardised assessment such as the neurological-oncological-mechanical systemic (NOMS) framework; and  The assessment should be carried out by a multidisciplinary team (MDT), which may be inclusive of, but not limited to, radiation oncologists, spine surgeons and interventional radiologists, among others.
Orthopaedics | Spine - Thoracolumbar (TL) and sacral surgery | TL and sacral fusion and fixation implant | TL pedicle screw - Shank, tulip | K2M | Uniplanar Screw, Cannulated, Transverse Size D4.5x85 mm | M5111-34585T | Standalone | DE0016948 | As per HSA registered indication(s) except for radiolucent implants which should be used as follows:  in patients with primary or metastatic spinal tumours who would benefit from post-operative high dose high precision beam therapy upon appropriate and stringent patient selection;  Patient selection should be done via standardised assessment such as the neurological-oncological-mechanical systemic (NOMS) framework; and  The assessment should be carried out by a multidisciplinary team (MDT), which may be inclusive of, but not limited to, radiation oncologists, spine surgeons and interventional radiologists, among others.
Orthopaedics | Spine - Thoracolumbar (TL) and sacral surgery | TL and sacral fusion and fixation implant | TL pedicle screw - Shank, tulip | K2M | Uniplanar Screw, Cannulated, Transverse Size D4.5x90 mm | M5111-34590T | Standalone | DE0016948 | As per HSA registered indication(s) except for radiolucent implants which should be used as follows:  in patients with primary or metastatic spinal tumours who would benefit from post-operative high dose high precision beam therapy upon appropriate and stringent patient selection;  Patient selection should be done via standardised assessment such as the neurological-oncological-mechanical systemic (NOMS) framework; and  The assessment should be carried out by a multidisciplinary team (MDT), which may be inclusive of, but not limited to, radiation oncologists, spine surgeons and interventional radiologists, among others.
Orthopaedics | Spine - Thoracolumbar (TL) and sacral surgery | TL and sacral fusion and fixation implant | TL pedicle screw - Shank, tulip | K2M | Uniplanar Screw, Cannulated, Transverse Size D4.5x95 mm | M5111-34595T | Standalone | DE0016948 | As per HSA registered indication(s) except for radiolucent implants which should be used as follows:  in patients with primary or metastatic spinal tumours who would benefit from post-operative high dose high precision beam therapy upon appropriate and stringent patient selection;  Patient selection should be done via standardised assessment such as the neurological-oncological-mechanical systemic (NOMS) framework; and  The assessment should be carried out by a multidisciplinary team (MDT), which may be inclusive of, but not limited to, radiation oncologists, spine surgeons and interventional radiologists, among others.
Orthopaedics | Spine - Thoracolumbar (TL) and sacral surgery | TL and sacral fusion and fixation implant | TL pedicle screw - Shank, tulip | K2M | Uniplanar Screw, Cannulated, Transverse Size D5.5x100 mm | M5111-355100T | Standalone | DE0016948 | As per HSA registered indication(s) except for radiolucent implants which should be used as follows:  in patients with primary or metastatic spinal tumours who would benefit from post-operative high dose high precision beam therapy upon appropriate and stringent patient selection;  Patient selection should be done via standardised assessment such as the neurological-oncological-mechanical systemic (NOMS) framework; and  The assessment should be carried out by a multidisciplinary team (MDT), which may be inclusive of, but not limited to, radiation oncologists, spine surgeons and interventional radiologists, among others.
Orthopaedics | Spine - Thoracolumbar (TL) and sacral surgery | TL and sacral fusion and fixation implant | TL pedicle screw - Shank, tulip | K2M | Uniplanar Screw, Cannulated, Transverse Size D5.5x105 mm | M5111-355105T | Standalone | DE0016948 | As per HSA registered indication(s) except for radiolucent implants which should be used as follows:  in patients with primary or metastatic spinal tumours who would benefit from post-operative high dose high precision beam therapy upon appropriate and stringent patient selection;  Patient selection should be done via standardised assessment such as the neurological-oncological-mechanical systemic (NOMS) framework; and  The assessment should be carried out by a multidisciplinary team (MDT), which may be inclusive of, but not limited to, radiation oncologists, spine surgeons and interventional radiologists, among others.
Orthopaedics | Spine - Thoracolumbar (TL) and sacral surgery | TL and sacral fusion and fixation implant | TL pedicle screw - Shank, tulip | K2M | Uniplanar Screw, Cannulated, Transverse Size D5.5x110 mm | M5111-355110T | Standalone | DE0016948 | As per HSA registered indication(s) except for radiolucent implants which should be used as follows:  in patients with primary or metastatic spinal tumours who would benefit from post-operative high dose high precision beam therapy upon appropriate and stringent patient selection;  Patient selection should be done via standardised assessment such as the neurological-oncological-mechanical systemic (NOMS) framework; and  The assessment should be carried out by a multidisciplinary team (MDT), which may be inclusive of, but not limited to, radiation oncologists, spine surgeons and interventional radiologists, among others.
Orthopaedics | Spine - Thoracolumbar (TL) and sacral surgery | TL and sacral fusion and fixation implant | TL pedicle screw - Shank, tulip | K2M | Uniplanar Screw, Cannulated, Transverse Size D5.5x20 mm | M5111-35520T | Standalone | DE0016948 | As per HSA registered indication(s) except for radiolucent implants which should be used as follows:  in patients with primary or metastatic spinal tumours who would benefit from post-operative high dose high precision beam therapy upon appropriate and stringent patient selection;  Patient selection should be done via standardised assessment such as the neurological-oncological-mechanical systemic (NOMS) framework; and  The assessment should be carried out by a multidisciplinary team (MDT), which may be inclusive of, but not limited to, radiation oncologists, spine surgeons and interventional radiologists, among others.
Orthopaedics | Spine - Thoracolumbar (TL) and sacral surgery | TL and sacral fusion and fixation implant | TL pedicle screw - Shank, tulip | K2M | Uniplanar Screw, Cannulated, Transverse Size D5.5x25 mm | M5111-35525T | Standalone | DE0016948 | As per HSA registered indication(s) except for radiolucent implants which should be used as follows:  in patients with primary or metastatic spinal tumours who would benefit from post-operative high dose high precision beam therapy upon appropriate and stringent patient selection;  Patient selection should be done via standardised assessment such as the neurological-oncological-mechanical systemic (NOMS) framework; and  The assessment should be carried out by a multidisciplinary team (MDT), which may be inclusive of, but not limited to, radiation oncologists, spine surgeons and interventional radiologists, among others.
Orthopaedics | Spine - Thoracolumbar (TL) and sacral surgery | TL and sacral fusion and fixation implant | TL pedicle screw - Shank, tulip | K2M | Uniplanar Screw, Cannulated, Transverse Size D5.5x30 mm | M5111-35530T | Standalone | DE0016948 | As per HSA registered indication(s) except for radiolucent implants which should be used as follows:  in patients with primary or metastatic spinal tumours who would benefit from post-operative high dose high precision beam therapy upon appropriate and stringent patient selection;  Patient selection should be done via standardised assessment such as the neurological-oncological-mechanical systemic (NOMS) framework; and  The assessment should be carried out by a multidisciplinary team (MDT), which may be inclusive of, but not limited to, radiation oncologists, spine surgeons and interventional radiologists, among others.
Orthopaedics | Spine - Thoracolumbar (TL) and sacral surgery | TL and sacral fusion and fixation implant | TL pedicle screw - Shank, tulip | K2M | Uniplanar Screw, Cannulated, Transverse Size D5.5x35 mm | M5111-35535T | Standalone | DE0016948 | As per HSA registered indication(s) except for radiolucent implants which should be used as follows:  in patients with primary or metastatic spinal tumours who would benefit from post-operative high dose high precision beam therapy upon appropriate and stringent patient selection;  Patient selection should be done via standardised assessment such as the neurological-oncological-mechanical systemic (NOMS) framework; and  The assessment should be carried out by a multidisciplinary team (MDT), which may be inclusive of, but not limited to, radiation oncologists, spine surgeons and interventional radiologists, among others.
Orthopaedics | Spine - Thoracolumbar (TL) and sacral surgery | TL and sacral fusion and fixation implant | TL pedicle screw - Shank, tulip | K2M | Uniplanar Screw, Cannulated, Transverse Size D5.5x40 mm | M5111-35540T | Standalone | DE0016948 | As per HSA registered indication(s) except for radiolucent implants which should be used as follows:  in patients with primary or metastatic spinal tumours who would benefit from post-operative high dose high precision beam therapy upon appropriate and stringent patient selection;  Patient selection should be done via standardised assessment such as the neurological-oncological-mechanical systemic (NOMS) framework; and  The assessment should be carried out by a multidisciplinary team (MDT), which may be inclusive of, but not limited to, radiation oncologists, spine surgeons and interventional radiologists, among others.
Orthopaedics | Spine - Thoracolumbar (TL) and sacral surgery | TL and sacral fusion and fixation implant | TL pedicle screw - Shank, tulip | K2M | Uniplanar Screw, Cannulated, Transverse Size D5.5x45 mm | M5111-35545T | Standalone | DE0016948 | As per HSA registered indication(s) except for radiolucent implants which should be used as follows:  in patients with primary or metastatic spinal tumours who would benefit from post-operative high dose high precision beam therapy upon appropriate and stringent patient selection;  Patient selection should be done via standardised assessment such as the neurological-oncological-mechanical systemic (NOMS) framework; and  The assessment should be carried out by a multidisciplinary team (MDT), which may be inclusive of, but not limited to, radiation oncologists, spine surgeons and interventional radiologists, among others.
Orthopaedics | Spine - Thoracolumbar (TL) and sacral surgery | TL and sacral fusion and fixation implant | TL pedicle screw - Shank, tulip | K2M | Uniplanar Screw, Cannulated, Transverse Size D5.5x50 mm | M5111-35550T | Standalone | DE0016948 | As per HSA registered indication(s) except for radiolucent implants which should be used as follows:  in patients with primary or metastatic spinal tumours who would benefit from post-operative high dose high precision beam therapy upon appropriate and stringent patient selection;  Patient selection should be done via standardised assessment such as the neurological-oncological-mechanical systemic (NOMS) framework; and  The assessment should be carried out by a multidisciplinary team (MDT), which may be inclusive of, but not limited to, radiation oncologists, spine surgeons and interventional radiologists, among others.
Orthopaedics | Spine - Thoracolumbar (TL) and sacral surgery | TL and sacral fusion and fixation implant | TL pedicle screw - Shank, tulip | K2M | Uniplanar Screw, Cannulated, Transverse Size D5.5x55 mm | M5111-35555T | Standalone | DE0016948 | As per HSA registered indication(s) except for radiolucent implants which should be used as follows:  in patients with primary or metastatic spinal tumours who would benefit from post-operative high dose high precision beam therapy upon appropriate and stringent patient selection;  Patient selection should be done via standardised assessment such as the neurological-oncological-mechanical systemic (NOMS) framework; and  The assessment should be carried out by a multidisciplinary team (MDT), which may be inclusive of, but not limited to, radiation oncologists, spine surgeons and interventional radiologists, among others.
Orthopaedics | Spine - Thoracolumbar (TL) and sacral surgery | TL and sacral fusion and fixation implant | TL pedicle screw - Shank, tulip | K2M | Uniplanar Screw, Cannulated, Transverse Size D5.5x60 mm | M5111-35560T | Standalone | DE0016948 | As per HSA registered indication(s) except for radiolucent implants which should be used as follows:  in patients with primary or metastatic spinal tumours who would benefit from post-operative high dose high precision beam therapy upon appropriate and stringent patient selection;  Patient selection should be done via standardised assessment such as the neurological-oncological-mechanical systemic (NOMS) framework; and  The assessment should be carried out by a multidisciplinary team (MDT), which may be inclusive of, but not limited to, radiation oncologists, spine surgeons and interventional radiologists, among others.
Orthopaedics | Spine - Thoracolumbar (TL) and sacral surgery | TL and sacral fusion and fixation implant | TL pedicle screw - Shank, tulip | K2M | Uniplanar Screw, Cannulated, Transverse Size D5.5x65 mm | M5111-35565T | Standalone | DE0016948 | As per HSA registered indication(s) except for radiolucent implants which should be used as follows:  in patients with primary or metastatic spinal tumours who would benefit from post-operative high dose high precision beam therapy upon appropriate and stringent patient selection;  Patient selection should be done via standardised assessment such as the neurological-oncological-mechanical systemic (NOMS) framework; and  The assessment should be carried out by a multidisciplinary team (MDT), which may be inclusive of, but not limited to, radiation oncologists, spine surgeons and interventional radiologists, among others.
Orthopaedics | Spine - Thoracolumbar (TL) and sacral surgery | TL and sacral fusion and fixation implant | TL pedicle screw - Shank, tulip | K2M | Uniplanar Screw, Cannulated, Transverse Size D5.5x70 mm | M5111-35570T | Standalone | DE0016948 | As per HSA registered indication(s) except for radiolucent implants which should be used as follows:  in patients with primary or metastatic spinal tumours who would benefit from post-operative high dose high precision beam therapy upon appropriate and stringent patient selection;  Patient selection should be done via standardised assessment such as the neurological-oncological-mechanical systemic (NOMS) framework; and  The assessment should be carried out by a multidisciplinary team (MDT), which may be inclusive of, but not limited to, radiation oncologists, spine surgeons and interventional radiologists, among others.
Orthopaedics | Spine - Thoracolumbar (TL) and sacral surgery | TL and sacral fusion and fixation implant | TL pedicle screw - Shank, tulip | K2M | Uniplanar Screw, Cannulated, Transverse Size D5.5x75 mm | M5111-35575T | Standalone | DE0016948 | As per HSA registered indication(s) except for radiolucent implants which should be used as follows:  in patients with primary or metastatic spinal tumours who would benefit from post-operative high dose high precision beam therapy upon appropriate and stringent patient selection;  Patient selection should be done via standardised assessment such as the neurological-oncological-mechanical systemic (NOMS) framework; and  The assessment should be carried out by a multidisciplinary team (MDT), which may be inclusive of, but not limited to, radiation oncologists, spine surgeons and interventional radiologists, among others.
Orthopaedics | Spine - Thoracolumbar (TL) and sacral surgery | TL and sacral fusion and fixation implant | TL pedicle screw - Shank, tulip | K2M | Uniplanar Screw, Cannulated, Transverse Size D5.5x80 mm | M5111-35580T | Standalone | DE0016948 | As per HSA registered indication(s) except for radiolucent implants which should be used as follows:  in patients with primary or metastatic spinal tumours who would benefit from post-operative high dose high precision beam therapy upon appropriate and stringent patient selection;  Patient selection should be done via standardised assessment such as the neurological-oncological-mechanical systemic (NOMS) framework; and  The assessment should be carried out by a multidisciplinary team (MDT), which may be inclusive of, but not limited to, radiation oncologists, spine surgeons and interventional radiologists, among others.
Orthopaedics | Spine - Thoracolumbar (TL) and sacral surgery | TL and sacral fusion and fixation implant | TL pedicle screw - Shank, tulip | K2M | Uniplanar Screw, Cannulated, Transverse Size D5.5x85 mm | M5111-35585T | Standalone | DE0016948 | As per HSA registered indication(s) except for radiolucent implants which should be used as follows:  in patients with primary or metastatic spinal tumours who would benefit from post-operative high dose high precision beam therapy upon appropriate and stringent patient selection;  Patient selection should be done via standardised assessment such as the neurological-oncological-mechanical systemic (NOMS) framework; and  The assessment should be carried out by a multidisciplinary team (MDT), which may be inclusive of, but not limited to, radiation oncologists, spine surgeons and interventional radiologists, among others.
Orthopaedics | Spine - Thoracolumbar (TL) and sacral surgery | TL and sacral fusion and fixation implant | TL pedicle screw - Shank, tulip | K2M | Uniplanar Screw, Cannulated, Transverse Size D5.5x90 mm | M5111-35590T | Standalone | DE0016948 | As per HSA registered indication(s) except for radiolucent implants which should be used as follows:  in patients with primary or metastatic spinal tumours who would benefit from post-operative high dose high precision beam therapy upon appropriate and stringent patient selection;  Patient selection should be done via standardised assessment such as the neurological-oncological-mechanical systemic (NOMS) framework; and  The assessment should be carried out by a multidisciplinary team (MDT), which may be inclusive of, but not limited to, radiation oncologists, spine surgeons and interventional radiologists, among others.
Orthopaedics | Spine - Thoracolumbar (TL) and sacral surgery | TL and sacral fusion and fixation implant | TL pedicle screw - Shank, tulip | K2M | Uniplanar Screw, Cannulated, Transverse Size D5.5x95 mm | M5111-35595T | Standalone | DE0016948 | As per HSA registered indication(s) except for radiolucent implants which should be used as follows:  in patients with primary or metastatic spinal tumours who would benefit from post-operative high dose high precision beam therapy upon appropriate and stringent patient selection;  Patient selection should be done via standardised assessment such as the neurological-oncological-mechanical systemic (NOMS) framework; and  The assessment should be carried out by a multidisciplinary team (MDT), which may be inclusive of, but not limited to, radiation oncologists, spine surgeons and interventional radiologists, among others.
Orthopaedics | Spine - Thoracolumbar (TL) and sacral surgery | TL and sacral fusion and fixation implant | TL pedicle screw - Shank, tulip | K2M | Uniplanar Screw, Cannulated, Transverse Size D6.5x100 mm | M5111-365100T | Standalone | DE0016948 | As per HSA registered indication(s) except for radiolucent implants which should be used as follows:  in patients with primary or metastatic spinal tumours who would benefit from post-operative high dose high precision beam therapy upon appropriate and stringent patient selection;  Patient selection should be done via standardised assessment such as the neurological-oncological-mechanical systemic (NOMS) framework; and  The assessment should be carried out by a multidisciplinary team (MDT), which may be inclusive of, but not limited to, radiation oncologists, spine surgeons and interventional radiologists, among others.
Orthopaedics | Spine - Thoracolumbar (TL) and sacral surgery | TL and sacral fusion and fixation implant | TL pedicle screw - Shank, tulip | K2M | Uniplanar Screw, Cannulated, Transverse Size D6.5x105 mm | M5111-365105T | Standalone | DE0016948 | As per HSA registered indication(s) except for radiolucent implants which should be used as follows:  in patients with primary or metastatic spinal tumours who would benefit from post-operative high dose high precision beam therapy upon appropriate and stringent patient selection;  Patient selection should be done via standardised assessment such as the neurological-oncological-mechanical systemic (NOMS) framework; and  The assessment should be carried out by a multidisciplinary team (MDT), which may be inclusive of, but not limited to, radiation oncologists, spine surgeons and interventional radiologists, among others.
Orthopaedics | Spine - Thoracolumbar (TL) and sacral surgery | TL and sacral fusion and fixation implant | TL pedicle screw - Shank, tulip | K2M | Uniplanar Screw, Cannulated, Transverse Size D6.5x110 mm | M5111-365110T | Standalone | DE0016948 | As per HSA registered indication(s) except for radiolucent implants which should be used as follows:  in patients with primary or metastatic spinal tumours who would benefit from post-operative high dose high precision beam therapy upon appropriate and stringent patient selection;  Patient selection should be done via standardised assessment such as the neurological-oncological-mechanical systemic (NOMS) framework; and  The assessment should be carried out by a multidisciplinary team (MDT), which may be inclusive of, but not limited to, radiation oncologists, spine surgeons and interventional radiologists, among others.
Orthopaedics | Spine - Thoracolumbar (TL) and sacral surgery | TL and sacral fusion and fixation implant | TL pedicle screw - Shank, tulip | K2M | Uniplanar Screw, Cannulated, Transverse Size D6.5x25 mm | M5111-36525T | Standalone | DE0016948 | As per HSA registered indication(s) except for radiolucent implants which should be used as follows:  in patients with primary or metastatic spinal tumours who would benefit from post-operative high dose high precision beam therapy upon appropriate and stringent patient selection;  Patient selection should be done via standardised assessment such as the neurological-oncological-mechanical systemic (NOMS) framework; and  The assessment should be carried out by a multidisciplinary team (MDT), which may be inclusive of, but not limited to, radiation oncologists, spine surgeons and interventional radiologists, among others.
Orthopaedics | Spine - Thoracolumbar (TL) and sacral surgery | TL and sacral fusion and fixation implant | TL pedicle screw - Shank, tulip | K2M | Uniplanar Screw, Cannulated, Transverse Size D6.5x30 mm | M5111-36530T | Standalone | DE0016948 | As per HSA registered indication(s) except for radiolucent implants which should be used as follows:  in patients with primary or metastatic spinal tumours who would benefit from post-operative high dose high precision beam therapy upon appropriate and stringent patient selection;  Patient selection should be done via standardised assessment such as the neurological-oncological-mechanical systemic (NOMS) framework; and  The assessment should be carried out by a multidisciplinary team (MDT), which may be inclusive of, but not limited to, radiation oncologists, spine surgeons and interventional radiologists, among others.
Orthopaedics | Spine - Thoracolumbar (TL) and sacral surgery | TL and sacral fusion and fixation implant | TL pedicle screw - Shank, tulip | K2M | Uniplanar Screw, Cannulated, Transverse Size D6.5x35 mm | M5111-36535T | Standalone | DE0016948 | As per HSA registered indication(s) except for radiolucent implants which should be used as follows:  in patients with primary or metastatic spinal tumours who would benefit from post-operative high dose high precision beam therapy upon appropriate and stringent patient selection;  Patient selection should be done via standardised assessment such as the neurological-oncological-mechanical systemic (NOMS) framework; and  The assessment should be carried out by a multidisciplinary team (MDT), which may be inclusive of, but not limited to, radiation oncologists, spine surgeons and interventional radiologists, among others.
Orthopaedics | Spine - Thoracolumbar (TL) and sacral surgery | TL and sacral fusion and fixation implant | TL pedicle screw - Shank, tulip | K2M | Uniplanar Screw, Cannulated, Transverse Size D6.5x40 mm | M5111-36540T | Standalone | DE0016948 | As per HSA registered indication(s) except for radiolucent implants which should be used as follows:  in patients with primary or metastatic spinal tumours who would benefit from post-operative high dose high precision beam therapy upon appropriate and stringent patient selection;  Patient selection should be done via standardised assessment such as the neurological-oncological-mechanical systemic (NOMS) framework; and  The assessment should be carried out by a multidisciplinary team (MDT), which may be inclusive of, but not limited to, radiation oncologists, spine surgeons and interventional radiologists, among others.
Orthopaedics | Spine - Thoracolumbar (TL) and sacral surgery | TL and sacral fusion and fixation implant | TL pedicle screw - Shank, tulip | K2M | Uniplanar Screw, Cannulated, Transverse Size D6.5x45 mm | M5111-36545T | Standalone | DE0016948 | As per HSA registered indication(s) except for radiolucent implants which should be used as follows:  in patients with primary or metastatic spinal tumours who would benefit from post-operative high dose high precision beam therapy upon appropriate and stringent patient selection;  Patient selection should be done via standardised assessment such as the neurological-oncological-mechanical systemic (NOMS) framework; and  The assessment should be carried out by a multidisciplinary team (MDT), which may be inclusive of, but not limited to, radiation oncologists, spine surgeons and interventional radiologists, among others.
Orthopaedics | Spine - Thoracolumbar (TL) and sacral surgery | TL and sacral fusion and fixation implant | TL pedicle screw - Shank, tulip | K2M | Uniplanar Screw, Cannulated, Transverse Size D6.5x50 mm | M5111-36550T | Standalone | DE0016948 | As per HSA registered indication(s) except for radiolucent implants which should be used as follows:  in patients with primary or metastatic spinal tumours who would benefit from post-operative high dose high precision beam therapy upon appropriate and stringent patient selection;  Patient selection should be done via standardised assessment such as the neurological-oncological-mechanical systemic (NOMS) framework; and  The assessment should be carried out by a multidisciplinary team (MDT), which may be inclusive of, but not limited to, radiation oncologists, spine surgeons and interventional radiologists, among others.
Orthopaedics | Spine - Thoracolumbar (TL) and sacral surgery | TL and sacral fusion and fixation implant | TL pedicle screw - Shank, tulip | K2M | Uniplanar Screw, Cannulated, Transverse Size D6.5x55 mm | M5111-36555T | Standalone | DE0016948 | As per HSA registered indication(s) except for radiolucent implants which should be used as follows:  in patients with primary or metastatic spinal tumours who would benefit from post-operative high dose high precision beam therapy upon appropriate and stringent patient selection;  Patient selection should be done via standardised assessment such as the neurological-oncological-mechanical systemic (NOMS) framework; and  The assessment should be carried out by a multidisciplinary team (MDT), which may be inclusive of, but not limited to, radiation oncologists, spine surgeons and interventional radiologists, among others.
Orthopaedics | Spine - Thoracolumbar (TL) and sacral surgery | TL and sacral fusion and fixation implant | TL pedicle screw - Shank, tulip | K2M | Uniplanar Screw, Cannulated, Transverse Size D6.5x60 mm | M5111-36560T | Standalone | DE0016948 | As per HSA registered indication(s) except for radiolucent implants which should be used as follows:  in patients with primary or metastatic spinal tumours who would benefit from post-operative high dose high precision beam therapy upon appropriate and stringent patient selection;  Patient selection should be done via standardised assessment such as the neurological-oncological-mechanical systemic (NOMS) framework; and  The assessment should be carried out by a multidisciplinary team (MDT), which may be inclusive of, but not limited to, radiation oncologists, spine surgeons and interventional radiologists, among others.
Orthopaedics | Spine - Thoracolumbar (TL) and sacral surgery | TL and sacral fusion and fixation implant | TL pedicle screw - Shank, tulip | K2M | Uniplanar Screw, Cannulated, Transverse Size D6.5x65 mm | M5111-36565T | Standalone | DE0016948 | As per HSA registered indication(s) except for radiolucent implants which should be used as follows:  in patients with primary or metastatic spinal tumours who would benefit from post-operative high dose high precision beam therapy upon appropriate and stringent patient selection;  Patient selection should be done via standardised assessment such as the neurological-oncological-mechanical systemic (NOMS) framework; and  The assessment should be carried out by a multidisciplinary team (MDT), which may be inclusive of, but not limited to, radiation oncologists, spine surgeons and interventional radiologists, among others.
Orthopaedics | Spine - Thoracolumbar (TL) and sacral surgery | TL and sacral fusion and fixation implant | TL pedicle screw - Shank, tulip | K2M | Uniplanar Screw, Cannulated, Transverse Size D6.5x70 mm | M5111-36570T | Standalone | DE0016948 | As per HSA registered indication(s) except for radiolucent implants which should be used as follows:  in patients with primary or metastatic spinal tumours who would benefit from post-operative high dose high precision beam therapy upon appropriate and stringent patient selection;  Patient selection should be done via standardised assessment such as the neurological-oncological-mechanical systemic (NOMS) framework; and  The assessment should be carried out by a multidisciplinary team (MDT), which may be inclusive of, but not limited to, radiation oncologists, spine surgeons and interventional radiologists, among others.
Orthopaedics | Spine - Thoracolumbar (TL) and sacral surgery | TL and sacral fusion and fixation implant | TL pedicle screw - Shank, tulip | K2M | Uniplanar Screw, Cannulated, Transverse Size D6.5x75 mm | M5111-36575T | Standalone | DE0016948 | As per HSA registered indication(s) except for radiolucent implants which should be used as follows:  in patients with primary or metastatic spinal tumours who would benefit from post-operative high dose high precision beam therapy upon appropriate and stringent patient selection;  Patient selection should be done via standardised assessment such as the neurological-oncological-mechanical systemic (NOMS) framework; and  The assessment should be carried out by a multidisciplinary team (MDT), which may be inclusive of, but not limited to, radiation oncologists, spine surgeons and interventional radiologists, among others.
Orthopaedics | Spine - Thoracolumbar (TL) and sacral surgery | TL and sacral fusion and fixation implant | TL pedicle screw - Shank, tulip | K2M | Uniplanar Screw, Cannulated, Transverse Size D6.5x80 mm | M5111-36580T | Standalone | DE0016948 | As per HSA registered indication(s) except for radiolucent implants which should be used as follows:  in patients with primary or metastatic spinal tumours who would benefit from post-operative high dose high precision beam therapy upon appropriate and stringent patient selection;  Patient selection should be done via standardised assessment such as the neurological-oncological-mechanical systemic (NOMS) framework; and  The assessment should be carried out by a multidisciplinary team (MDT), which may be inclusive of, but not limited to, radiation oncologists, spine surgeons and interventional radiologists, among others.
Orthopaedics | Spine - Thoracolumbar (TL) and sacral surgery | TL and sacral fusion and fixation implant | TL pedicle screw - Shank, tulip | K2M | Uniplanar Screw, Cannulated, Transverse Size D6.5x85 mm | M5111-36585T | Standalone | DE0016948 | As per HSA registered indication(s) except for radiolucent implants which should be used as follows:  in patients with primary or metastatic spinal tumours who would benefit from post-operative high dose high precision beam therapy upon appropriate and stringent patient selection;  Patient selection should be done via standardised assessment such as the neurological-oncological-mechanical systemic (NOMS) framework; and  The assessment should be carried out by a multidisciplinary team (MDT), which may be inclusive of, but not limited to, radiation oncologists, spine surgeons and interventional radiologists, among others.
Orthopaedics | Spine - Thoracolumbar (TL) and sacral surgery | TL and sacral fusion and fixation implant | TL pedicle screw - Shank, tulip | K2M | Uniplanar Screw, Cannulated, Transverse Size D6.5x90 mm | M5111-36590T | Standalone | DE0016948 | As per HSA registered indication(s) except for radiolucent implants which should be used as follows:  in patients with primary or metastatic spinal tumours who would benefit from post-operative high dose high precision beam therapy upon appropriate and stringent patient selection;  Patient selection should be done via standardised assessment such as the neurological-oncological-mechanical systemic (NOMS) framework; and  The assessment should be carried out by a multidisciplinary team (MDT), which may be inclusive of, but not limited to, radiation oncologists, spine surgeons and interventional radiologists, among others.
Orthopaedics | Spine - Thoracolumbar (TL) and sacral surgery | TL and sacral fusion and fixation implant | TL pedicle screw - Shank, tulip | K2M | Uniplanar Screw, Cannulated, Transverse Size D6.5x95 mm | M5111-36595T | Standalone | DE0016948 | As per HSA registered indication(s) except for radiolucent implants which should be used as follows:  in patients with primary or metastatic spinal tumours who would benefit from post-operative high dose high precision beam therapy upon appropriate and stringent patient selection;  Patient selection should be done via standardised assessment such as the neurological-oncological-mechanical systemic (NOMS) framework; and  The assessment should be carried out by a multidisciplinary team (MDT), which may be inclusive of, but not limited to, radiation oncologists, spine surgeons and interventional radiologists, among others.
Orthopaedics | Spine - Thoracolumbar (TL) and sacral surgery | TL and sacral fusion and fixation implant | TL pedicle screw - Shank, tulip | K2M | Uniplanar Screw, Cannulated, Transverse Size D7.5x100 mm | M5111-375100T | Standalone | DE0016948 | As per HSA registered indication(s) except for radiolucent implants which should be used as follows:  in patients with primary or metastatic spinal tumours who would benefit from post-operative high dose high precision beam therapy upon appropriate and stringent patient selection;  Patient selection should be done via standardised assessment such as the neurological-oncological-mechanical systemic (NOMS) framework; and  The assessment should be carried out by a multidisciplinary team (MDT), which may be inclusive of, but not limited to, radiation oncologists, spine surgeons and interventional radiologists, among others.
Orthopaedics | Spine - Thoracolumbar (TL) and sacral surgery | TL and sacral fusion and fixation implant | TL pedicle screw - Shank, tulip | K2M | Uniplanar Screw, Cannulated, Transverse Size D7.5x105 mm | M5111-375105T | Standalone | DE0016948 | As per HSA registered indication(s) except for radiolucent implants which should be used as follows:  in patients with primary or metastatic spinal tumours who would benefit from post-operative high dose high precision beam therapy upon appropriate and stringent patient selection;  Patient selection should be done via standardised assessment such as the neurological-oncological-mechanical systemic (NOMS) framework; and  The assessment should be carried out by a multidisciplinary team (MDT), which may be inclusive of, but not limited to, radiation oncologists, spine surgeons and interventional radiologists, among others.
Orthopaedics | Spine - Thoracolumbar (TL) and sacral surgery | TL and sacral fusion and fixation implant | TL pedicle screw - Shank, tulip | K2M | Uniplanar Screw, Cannulated, Transverse Size D7.5x110 mm | M5111-375110T | Standalone | DE0016948 | As per HSA registered indication(s) except for radiolucent implants which should be used as follows:  in patients with primary or metastatic spinal tumours who would benefit from post-operative high dose high precision beam therapy upon appropriate and stringent patient selection;  Patient selection should be done via standardised assessment such as the neurological-oncological-mechanical systemic (NOMS) framework; and  The assessment should be carried out by a multidisciplinary team (MDT), which may be inclusive of, but not limited to, radiation oncologists, spine surgeons and interventional radiologists, among others.
Orthopaedics | Spine - Thoracolumbar (TL) and sacral surgery | TL and sacral fusion and fixation implant | TL pedicle screw - Shank, tulip | K2M | Uniplanar Screw, Cannulated, Transverse Size D7.5x25 mm | M5111-37525T | Standalone | DE0016948 | As per HSA registered indication(s) except for radiolucent implants which should be used as follows:  in patients with primary or metastatic spinal tumours who would benefit from post-operative high dose high precision beam therapy upon appropriate and stringent patient selection;  Patient selection should be done via standardised assessment such as the neurological-oncological-mechanical systemic (NOMS) framework; and  The assessment should be carried out by a multidisciplinary team (MDT), which may be inclusive of, but not limited to, radiation oncologists, spine surgeons and interventional radiologists, among others.
Orthopaedics | Spine - Thoracolumbar (TL) and sacral surgery | TL and sacral fusion and fixation implant | TL pedicle screw - Shank, tulip | K2M | Uniplanar Screw, Cannulated, Transverse Size D7.5x30 mm | M5111-37530T | Standalone | DE0016948 | As per HSA registered indication(s) except for radiolucent implants which should be used as follows:  in patients with primary or metastatic spinal tumours who would benefit from post-operative high dose high precision beam therapy upon appropriate and stringent patient selection;  Patient selection should be done via standardised assessment such as the neurological-oncological-mechanical systemic (NOMS) framework; and  The assessment should be carried out by a multidisciplinary team (MDT), which may be inclusive of, but not limited to, radiation oncologists, spine surgeons and interventional radiologists, among others.
Orthopaedics | Spine - Thoracolumbar (TL) and sacral surgery | TL and sacral fusion and fixation implant | TL pedicle screw - Shank, tulip | K2M | Uniplanar Screw, Cannulated, Transverse Size D7.5x35 mm | M5111-37535T | Standalone | DE0016948 | As per HSA registered indication(s) except for radiolucent implants which should be used as follows:  in patients with primary or metastatic spinal tumours who would benefit from post-operative high dose high precision beam therapy upon appropriate and stringent patient selection;  Patient selection should be done via standardised assessment such as the neurological-oncological-mechanical systemic (NOMS) framework; and  The assessment should be carried out by a multidisciplinary team (MDT), which may be inclusive of, but not limited to, radiation oncologists, spine surgeons and interventional radiologists, among others.
Orthopaedics | Spine - Thoracolumbar (TL) and sacral surgery | TL and sacral fusion and fixation implant | TL pedicle screw - Shank, tulip | K2M | Uniplanar Screw, Cannulated, Transverse Size D7.5x40 mm | M5111-37540T | Standalone | DE0016948 | As per HSA registered indication(s) except for radiolucent implants which should be used as follows:  in patients with primary or metastatic spinal tumours who would benefit from post-operative high dose high precision beam therapy upon appropriate and stringent patient selection;  Patient selection should be done via standardised assessment such as the neurological-oncological-mechanical systemic (NOMS) framework; and  The assessment should be carried out by a multidisciplinary team (MDT), which may be inclusive of, but not limited to, radiation oncologists, spine surgeons and interventional radiologists, among others.
Orthopaedics | Spine - Thoracolumbar (TL) and sacral surgery | TL and sacral fusion and fixation implant | TL pedicle screw - Shank, tulip | K2M | Uniplanar Screw, Cannulated, Transverse Size D7.5x45 mm | M5111-37545T | Standalone | DE0016948 | As per HSA registered indication(s) except for radiolucent implants which should be used as follows:  in patients with primary or metastatic spinal tumours who would benefit from post-operative high dose high precision beam therapy upon appropriate and stringent patient selection;  Patient selection should be done via standardised assessment such as the neurological-oncological-mechanical systemic (NOMS) framework; and  The assessment should be carried out by a multidisciplinary team (MDT), which may be inclusive of, but not limited to, radiation oncologists, spine surgeons and interventional radiologists, among others.
Orthopaedics | Spine - Thoracolumbar (TL) and sacral surgery | TL and sacral fusion and fixation implant | TL pedicle screw - Shank, tulip | K2M | Uniplanar Screw, Cannulated, Transverse Size D7.5x50 mm | M5111-37550T | Standalone | DE0016948 | As per HSA registered indication(s) except for radiolucent implants which should be used as follows:  in patients with primary or metastatic spinal tumours who would benefit from post-operative high dose high precision beam therapy upon appropriate and stringent patient selection;  Patient selection should be done via standardised assessment such as the neurological-oncological-mechanical systemic (NOMS) framework; and  The assessment should be carried out by a multidisciplinary team (MDT), which may be inclusive of, but not limited to, radiation oncologists, spine surgeons and interventional radiologists, among others.
Orthopaedics | Spine - Thoracolumbar (TL) and sacral surgery | TL and sacral fusion and fixation implant | TL pedicle screw - Shank, tulip | K2M | Uniplanar Screw, Cannulated, Transverse Size D7.5x55 mm | M5111-37555T | Standalone | DE0016948 | As per HSA registered indication(s) except for radiolucent implants which should be used as follows:  in patients with primary or metastatic spinal tumours who would benefit from post-operative high dose high precision beam therapy upon appropriate and stringent patient selection;  Patient selection should be done via standardised assessment such as the neurological-oncological-mechanical systemic (NOMS) framework; and  The assessment should be carried out by a multidisciplinary team (MDT), which may be inclusive of, but not limited to, radiation oncologists, spine surgeons and interventional radiologists, among others.
Orthopaedics | Spine - Thoracolumbar (TL) and sacral surgery | TL and sacral fusion and fixation implant | TL pedicle screw - Shank, tulip | K2M | Uniplanar Screw, Cannulated, Transverse Size D7.5x60 mm | M5111-37560T | Standalone | DE0016948 | As per HSA registered indication(s) except for radiolucent implants which should be used as follows:  in patients with primary or metastatic spinal tumours who would benefit from post-operative high dose high precision beam therapy upon appropriate and stringent patient selection;  Patient selection should be done via standardised assessment such as the neurological-oncological-mechanical systemic (NOMS) framework; and  The assessment should be carried out by a multidisciplinary team (MDT), which may be inclusive of, but not limited to, radiation oncologists, spine surgeons and interventional radiologists, among others.
Orthopaedics | Spine - Thoracolumbar (TL) and sacral surgery | TL and sacral fusion and fixation implant | TL pedicle screw - Shank, tulip | K2M | Uniplanar Screw, Cannulated, Transverse Size D7.5x65 mm | M5111-37565T | Standalone | DE0016948 | As per HSA registered indication(s) except for radiolucent implants which should be used as follows:  in patients with primary or metastatic spinal tumours who would benefit from post-operative high dose high precision beam therapy upon appropriate and stringent patient selection;  Patient selection should be done via standardised assessment such as the neurological-oncological-mechanical systemic (NOMS) framework; and  The assessment should be carried out by a multidisciplinary team (MDT), which may be inclusive of, but not limited to, radiation oncologists, spine surgeons and interventional radiologists, among others.
Orthopaedics | Spine - Thoracolumbar (TL) and sacral surgery | TL and sacral fusion and fixation implant | TL pedicle screw - Shank, tulip | K2M | Uniplanar Screw, Cannulated, Transverse Size D7.5x70 mm | M5111-37570T | Standalone | DE0016948 | As per HSA registered indication(s) except for radiolucent implants which should be used as follows:  in patients with primary or metastatic spinal tumours who would benefit from post-operative high dose high precision beam therapy upon appropriate and stringent patient selection;  Patient selection should be done via standardised assessment such as the neurological-oncological-mechanical systemic (NOMS) framework; and  The assessment should be carried out by a multidisciplinary team (MDT), which may be inclusive of, but not limited to, radiation oncologists, spine surgeons and interventional radiologists, among others.
Orthopaedics | Spine - Thoracolumbar (TL) and sacral surgery | TL and sacral fusion and fixation implant | TL pedicle screw - Shank, tulip | K2M | Uniplanar Screw, Cannulated, Transverse Size D7.5x75 mm | M5111-37575T | Standalone | DE0016948 | As per HSA registered indication(s) except for radiolucent implants which should be used as follows:  in patients with primary or metastatic spinal tumours who would benefit from post-operative high dose high precision beam therapy upon appropriate and stringent patient selection;  Patient selection should be done via standardised assessment such as the neurological-oncological-mechanical systemic (NOMS) framework; and  The assessment should be carried out by a multidisciplinary team (MDT), which may be inclusive of, but not limited to, radiation oncologists, spine surgeons and interventional radiologists, among others.
Orthopaedics | Spine - Thoracolumbar (TL) and sacral surgery | TL and sacral fusion and fixation implant | TL pedicle screw - Shank, tulip | K2M | Uniplanar Screw, Cannulated, Transverse Size D7.5x80 mm | M5111-37580T | Standalone | DE0016948 | As per HSA registered indication(s) except for radiolucent implants which should be used as follows:  in patients with primary or metastatic spinal tumours who would benefit from post-operative high dose high precision beam therapy upon appropriate and stringent patient selection;  Patient selection should be done via standardised assessment such as the neurological-oncological-mechanical systemic (NOMS) framework; and  The assessment should be carried out by a multidisciplinary team (MDT), which may be inclusive of, but not limited to, radiation oncologists, spine surgeons and interventional radiologists, among others.
Orthopaedics | Spine - Thoracolumbar (TL) and sacral surgery | TL and sacral fusion and fixation implant | TL pedicle screw - Shank, tulip | K2M | Uniplanar Screw, Cannulated, Transverse Size D7.5x85 mm | M5111-37585T | Standalone | DE0016948 | As per HSA registered indication(s) except for radiolucent implants which should be used as follows:  in patients with primary or metastatic spinal tumours who would benefit from post-operative high dose high precision beam therapy upon appropriate and stringent patient selection;  Patient selection should be done via standardised assessment such as the neurological-oncological-mechanical systemic (NOMS) framework; and  The assessment should be carried out by a multidisciplinary team (MDT), which may be inclusive of, but not limited to, radiation oncologists, spine surgeons and interventional radiologists, among others.
Orthopaedics | Spine - Thoracolumbar (TL) and sacral surgery | TL and sacral fusion and fixation implant | TL pedicle screw - Shank, tulip | K2M | Uniplanar Screw, Cannulated, Transverse Size D7.5x90 mm | M5111-37590T | Standalone | DE0016948 | As per HSA registered indication(s) except for radiolucent implants which should be used as follows:  in patients with primary or metastatic spinal tumours who would benefit from post-operative high dose high precision beam therapy upon appropriate and stringent patient selection;  Patient selection should be done via standardised assessment such as the neurological-oncological-mechanical systemic (NOMS) framework; and  The assessment should be carried out by a multidisciplinary team (MDT), which may be inclusive of, but not limited to, radiation oncologists, spine surgeons and interventional radiologists, among others.
Orthopaedics | Spine - Thoracolumbar (TL) and sacral surgery | TL and sacral fusion and fixation implant | TL pedicle screw - Shank, tulip | K2M | Uniplanar Screw, Cannulated, Transverse Size D7.5x95 mm | M5111-37595T | Standalone | DE0016948 | As per HSA registered indication(s) except for radiolucent implants which should be used as follows:  in patients with primary or metastatic spinal tumours who would benefit from post-operative high dose high precision beam therapy upon appropriate and stringent patient selection;  Patient selection should be done via standardised assessment such as the neurological-oncological-mechanical systemic (NOMS) framework; and  The assessment should be carried out by a multidisciplinary team (MDT), which may be inclusive of, but not limited to, radiation oncologists, spine surgeons and interventional radiologists, among others.
Orthopaedics | Spine - Thoracolumbar (TL) and sacral surgery | TL and sacral fusion and fixation implant | TL pedicle screw - Shank, tulip | K2M | Uniplanar Screw, Cannulated, Transverse Size D8.5x100 mm | M5111-385100T | Standalone | DE0016948 | As per HSA registered indication(s) except for radiolucent implants which should be used as follows:  in patients with primary or metastatic spinal tumours who would benefit from post-operative high dose high precision beam therapy upon appropriate and stringent patient selection;  Patient selection should be done via standardised assessment such as the neurological-oncological-mechanical systemic (NOMS) framework; and  The assessment should be carried out by a multidisciplinary team (MDT), which may be inclusive of, but not limited to, radiation oncologists, spine surgeons and interventional radiologists, among others.
Orthopaedics | Spine - Thoracolumbar (TL) and sacral surgery | TL and sacral fusion and fixation implant | TL pedicle screw - Shank, tulip | K2M | Uniplanar Screw, Cannulated, Transverse Size D8.5x105 m | M5111-385105T | Standalone | DE0016948 | As per HSA registered indication(s) except for radiolucent implants which should be used as follows:  in patients with primary or metastatic spinal tumours who would benefit from post-operative high dose high precision beam therapy upon appropriate and stringent patient selection;  Patient selection should be done via standardised assessment such as the neurological-oncological-mechanical systemic (NOMS) framework; and  The assessment should be carried out by a multidisciplinary team (MDT), which may be inclusive of, but not limited to, radiation oncologists, spine surgeons and interventional radiologists, among others.
Orthopaedics | Spine - Thoracolumbar (TL) and sacral surgery | TL and sacral fusion and fixation implant | TL pedicle screw - Shank, tulip | K2M | Uniplanar Screw, Cannulated, Transverse Size D8.5x110 mm | M5111-385110T | Standalone | DE0016948 | As per HSA registered indication(s) except for radiolucent implants which should be used as follows:  in patients with primary or metastatic spinal tumours who would benefit from post-operative high dose high precision beam therapy upon appropriate and stringent patient selection;  Patient selection should be done via standardised assessment such as the neurological-oncological-mechanical systemic (NOMS) framework; and  The assessment should be carried out by a multidisciplinary team (MDT), which may be inclusive of, but not limited to, radiation oncologists, spine surgeons and interventional radiologists, among others.
Orthopaedics | Spine - Thoracolumbar (TL) and sacral surgery | TL and sacral fusion and fixation implant | TL pedicle screw - Shank, tulip | K2M | Uniplanar Screw, Cannulated, Transverse Size D8.5x25 mm | M5111-38525T | Standalone | DE0016948 | As per HSA registered indication(s) except for radiolucent implants which should be used as follows:  in patients with primary or metastatic spinal tumours who would benefit from post-operative high dose high precision beam therapy upon appropriate and stringent patient selection;  Patient selection should be done via standardised assessment such as the neurological-oncological-mechanical systemic (NOMS) framework; and  The assessment should be carried out by a multidisciplinary team (MDT), which may be inclusive of, but not limited to, radiation oncologists, spine surgeons and interventional radiologists, among others.
Orthopaedics | Spine - Thoracolumbar (TL) and sacral surgery | TL and sacral fusion and fixation implant | TL pedicle screw - Shank, tulip | K2M | Uniplanar Screw, Cannulated, Transverse Size D8.5x30 mm | M5111-38530T | Standalone | DE0016948 | As per HSA registered indication(s) except for radiolucent implants which should be used as follows:  in patients with primary or metastatic spinal tumours who would benefit from post-operative high dose high precision beam therapy upon appropriate and stringent patient selection;  Patient selection should be done via standardised assessment such as the neurological-oncological-mechanical systemic (NOMS) framework; and  The assessment should be carried out by a multidisciplinary team (MDT), which may be inclusive of, but not limited to, radiation oncologists, spine surgeons and interventional radiologists, among others.
Orthopaedics | Spine - Thoracolumbar (TL) and sacral surgery | TL and sacral fusion and fixation implant | TL pedicle screw - Shank, tulip | K2M | Uniplanar Screw, Cannulated, Transverse Size D8.5x35 mm | M5111-38535T | Standalone | DE0016948 | As per HSA registered indication(s) except for radiolucent implants which should be used as follows:  in patients with primary or metastatic spinal tumours who would benefit from post-operative high dose high precision beam therapy upon appropriate and stringent patient selection;  Patient selection should be done via standardised assessment such as the neurological-oncological-mechanical systemic (NOMS) framework; and  The assessment should be carried out by a multidisciplinary team (MDT), which may be inclusive of, but not limited to, radiation oncologists, spine surgeons and interventional radiologists, among others.
Orthopaedics | Spine - Thoracolumbar (TL) and sacral surgery | TL and sacral fusion and fixation implant | TL pedicle screw - Shank, tulip | K2M | Uniplanar Screw, Cannulated, Transverse Size D8.5x40 mm | M5111-38540T | Standalone | DE0016948 | As per HSA registered indication(s) except for radiolucent implants which should be used as follows:  in patients with primary or metastatic spinal tumours who would benefit from post-operative high dose high precision beam therapy upon appropriate and stringent patient selection;  Patient selection should be done via standardised assessment such as the neurological-oncological-mechanical systemic (NOMS) framework; and  The assessment should be carried out by a multidisciplinary team (MDT), which may be inclusive of, but not limited to, radiation oncologists, spine surgeons and interventional radiologists, among others.
Orthopaedics | Spine - Thoracolumbar (TL) and sacral surgery | TL and sacral fusion and fixation implant | TL pedicle screw - Shank, tulip | K2M | Uniplanar Screw, Cannulated, Transverse Size D8.5x45 mm | M5111-38545T | Standalone | DE0016948 | As per HSA registered indication(s) except for radiolucent implants which should be used as follows:  in patients with primary or metastatic spinal tumours who would benefit from post-operative high dose high precision beam therapy upon appropriate and stringent patient selection;  Patient selection should be done via standardised assessment such as the neurological-oncological-mechanical systemic (NOMS) framework; and  The assessment should be carried out by a multidisciplinary team (MDT), which may be inclusive of, but not limited to, radiation oncologists, spine surgeons and interventional radiologists, among others.
Orthopaedics | Spine - Thoracolumbar (TL) and sacral surgery | TL and sacral fusion and fixation implant | TL pedicle screw - Shank, tulip | K2M | Uniplanar Screw, Cannulated, Transverse Size D8.5x50 mm | M5111-38550T | Standalone | DE0016948 | As per HSA registered indication(s) except for radiolucent implants which should be used as follows:  in patients with primary or metastatic spinal tumours who would benefit from post-operative high dose high precision beam therapy upon appropriate and stringent patient selection;  Patient selection should be done via standardised assessment such as the neurological-oncological-mechanical systemic (NOMS) framework; and  The assessment should be carried out by a multidisciplinary team (MDT), which may be inclusive of, but not limited to, radiation oncologists, spine surgeons and interventional radiologists, among others.
Orthopaedics | Spine - Thoracolumbar (TL) and sacral surgery | TL and sacral fusion and fixation implant | TL pedicle screw - Shank, tulip | K2M | Uniplanar Screw, Cannulated, Transverse Size D8.5x55 mm | M5111-38555T | Standalone | DE0016948 | As per HSA registered indication(s) except for radiolucent implants which should be used as follows:  in patients with primary or metastatic spinal tumours who would benefit from post-operative high dose high precision beam therapy upon appropriate and stringent patient selection;  Patient selection should be done via standardised assessment such as the neurological-oncological-mechanical systemic (NOMS) framework; and  The assessment should be carried out by a multidisciplinary team (MDT), which may be inclusive of, but not limited to, radiation oncologists, spine surgeons and interventional radiologists, among others.
Orthopaedics | Spine - Thoracolumbar (TL) and sacral surgery | TL and sacral fusion and fixation implant | TL pedicle screw - Shank, tulip | K2M | Uniplanar Screw, Cannulated, Transverse Size D8.5x60 mm | M5111-38560T | Standalone | DE0016948 | As per HSA registered indication(s) except for radiolucent implants which should be used as follows:  in patients with primary or metastatic spinal tumours who would benefit from post-operative high dose high precision beam therapy upon appropriate and stringent patient selection;  Patient selection should be done via standardised assessment such as the neurological-oncological-mechanical systemic (NOMS) framework; and  The assessment should be carried out by a multidisciplinary team (MDT), which may be inclusive of, but not limited to, radiation oncologists, spine surgeons and interventional radiologists, among others.
Orthopaedics | Spine - Thoracolumbar (TL) and sacral surgery | TL and sacral fusion and fixation implant | TL pedicle screw - Shank, tulip | K2M | Uniplanar Screw, Cannulated, Transverse Size D8.5x65 mm | M5111-38565T | Standalone | DE0016948 | As per HSA registered indication(s) except for radiolucent implants which should be used as follows:  in patients with primary or metastatic spinal tumours who would benefit from post-operative high dose high precision beam therapy upon appropriate and stringent patient selection;  Patient selection should be done via standardised assessment such as the neurological-oncological-mechanical systemic (NOMS) framework; and  The assessment should be carried out by a multidisciplinary team (MDT), which may be inclusive of, but not limited to, radiation oncologists, spine surgeons and interventional radiologists, among others.
Orthopaedics | Spine - Thoracolumbar (TL) and sacral surgery | TL and sacral fusion and fixation implant | TL pedicle screw - Shank, tulip | K2M | Uniplanar Screw, Cannulated, Transverse Size D8.5x70 mm | M5111-38570T | Standalone | DE0016948 | As per HSA registered indication(s) except for radiolucent implants which should be used as follows:  in patients with primary or metastatic spinal tumours who would benefit from post-operative high dose high precision beam therapy upon appropriate and stringent patient selection;  Patient selection should be done via standardised assessment such as the neurological-oncological-mechanical systemic (NOMS) framework; and  The assessment should be carried out by a multidisciplinary team (MDT), which may be inclusive of, but not limited to, radiation oncologists, spine surgeons and interventional radiologists, among others.
Orthopaedics | Spine - Thoracolumbar (TL) and sacral surgery | TL and sacral fusion and fixation implant | TL pedicle screw - Shank, tulip | K2M | Uniplanar Screw, Cannulated, Transverse Size D8.5x75 mm | M5111-38575T | Standalone | DE0016948 | As per HSA registered indication(s) except for radiolucent implants which should be used as follows:  in patients with primary or metastatic spinal tumours who would benefit from post-operative high dose high precision beam therapy upon appropriate and stringent patient selection;  Patient selection should be done via standardised assessment such as the neurological-oncological-mechanical systemic (NOMS) framework; and  The assessment should be carried out by a multidisciplinary team (MDT), which may be inclusive of, but not limited to, radiation oncologists, spine surgeons and interventional radiologists, among others.
Orthopaedics | Spine - Thoracolumbar (TL) and sacral surgery | TL and sacral fusion and fixation implant | TL pedicle screw - Shank, tulip | K2M | Uniplanar Screw, Cannulated, Transverse Size D8.5x80 mm | M5111-38580T | Standalone | DE0016948 | As per HSA registered indication(s) except for radiolucent implants which should be used as follows:  in patients with primary or metastatic spinal tumours who would benefit from post-operative high dose high precision beam therapy upon appropriate and stringent patient selection;  Patient selection should be done via standardised assessment such as the neurological-oncological-mechanical systemic (NOMS) framework; and  The assessment should be carried out by a multidisciplinary team (MDT), which may be inclusive of, but not limited to, radiation oncologists, spine surgeons and interventional radiologists, among others.
Orthopaedics | Spine - Thoracolumbar (TL) and sacral surgery | TL and sacral fusion and fixation implant | TL pedicle screw - Shank, tulip | K2M | Uniplanar Screw, Cannulated, Transverse Size D8.5x85 mm | M5111-38585T | Standalone | DE0016948 | As per HSA registered indication(s) except for radiolucent implants which should be used as follows:  in patients with primary or metastatic spinal tumours who would benefit from post-operative high dose high precision beam therapy upon appropriate and stringent patient selection;  Patient selection should be done via standardised assessment such as the neurological-oncological-mechanical systemic (NOMS) framework; and  The assessment should be carried out by a multidisciplinary team (MDT), which may be inclusive of, but not limited to, radiation oncologists, spine surgeons and interventional radiologists, among others.
Orthopaedics | Spine - Thoracolumbar (TL) and sacral surgery | TL and sacral fusion and fixation implant | TL pedicle screw - Shank, tulip | K2M | Uniplanar Screw, Cannulated, Transverse Size D8.5x90 mm | M5111-38590T | Standalone | DE0016948 | As per HSA registered indication(s) except for radiolucent implants which should be used as follows:  in patients with primary or metastatic spinal tumours who would benefit from post-operative high dose high precision beam therapy upon appropriate and stringent patient selection;  Patient selection should be done via standardised assessment such as the neurological-oncological-mechanical systemic (NOMS) framework; and  The assessment should be carried out by a multidisciplinary team (MDT), which may be inclusive of, but not limited to, radiation oncologists, spine surgeons and interventional radiologists, among others.
Orthopaedics | Spine - Thoracolumbar (TL) and sacral surgery | TL and sacral fusion and fixation implant | TL pedicle screw - Shank, tulip | K2M | Uniplanar Screw, Cannulated, Transverse Size D8.5x95 mm | M5111-38595T | Standalone | DE0016948 | As per HSA registered indication(s) except for radiolucent implants which should be used as follows:  in patients with primary or metastatic spinal tumours who would benefit from post-operative high dose high precision beam therapy upon appropriate and stringent patient selection;  Patient selection should be done via standardised assessment such as the neurological-oncological-mechanical systemic (NOMS) framework; and  The assessment should be carried out by a multidisciplinary team (MDT), which may be inclusive of, but not limited to, radiation oncologists, spine surgeons and interventional radiologists, among others.
Orthopaedics | Spine - Thoracolumbar (TL) and sacral surgery | TL and sacral fusion and fixation implant | TL pedicle screw - Shank, tulip | K2M | Uniplanar Screw, Extended Tab, Transverse, Fenestrated Size D4.5x100 mm | E5111-345100T | Standalone | DE0016948 | As per HSA registered indication(s) except for radiolucent implants which should be used as follows:  in patients with primary or metastatic spinal tumours who would benefit from post-operative high dose high precision beam therapy upon appropriate and stringent patient selection;  Patient selection should be done via standardised assessment such as the neurological-oncological-mechanical systemic (NOMS) framework; and  The assessment should be carried out by a multidisciplinary team (MDT), which may be inclusive of, but not limited to, radiation oncologists, spine surgeons and interventional radiologists, among others.
Orthopaedics | Spine - Thoracolumbar (TL) and sacral surgery | TL and sacral fusion and fixation implant | TL pedicle screw - Shank, tulip | K2M | Uniplanar Screw, Extended Tab, Transverse, Fenestrated Size D4.5x105 mm | E5111-345105T | Standalone | DE0016948 | As per HSA registered indication(s) except for radiolucent implants which should be used as follows:  in patients with primary or metastatic spinal tumours who would benefit from post-operative high dose high precision beam therapy upon appropriate and stringent patient selection;  Patient selection should be done via standardised assessment such as the neurological-oncological-mechanical systemic (NOMS) framework; and  The assessment should be carried out by a multidisciplinary team (MDT), which may be inclusive of, but not limited to, radiation oncologists, spine surgeons and interventional radiologists, among others.
Orthopaedics | Spine - Thoracolumbar (TL) and sacral surgery | TL and sacral fusion and fixation implant | TL pedicle screw - Shank, tulip | K2M | Uniplanar Screw, Extended Tab, Transverse, Fenestrated Size D4.5x110 mm | E5111-345110T | Standalone | DE0016948 | As per HSA registered indication(s) except for radiolucent implants which should be used as follows:  in patients with primary or metastatic spinal tumours who would benefit from post-operative high dose high precision beam therapy upon appropriate and stringent patient selection;  Patient selection should be done via standardised assessment such as the neurological-oncological-mechanical systemic (NOMS) framework; and  The assessment should be carried out by a multidisciplinary team (MDT), which may be inclusive of, but not limited to, radiation oncologists, spine surgeons and interventional radiologists, among others.
Orthopaedics | Spine - Thoracolumbar (TL) and sacral surgery | TL and sacral fusion and fixation implant | TL pedicle screw - Shank, tulip | K2M | Uniplanar Screw, Extended Tab, Transverse, Fenestrated Size D4.5x20 mm | E5111-34520T | Standalone | DE0016948 | As per HSA registered indication(s) except for radiolucent implants which should be used as follows:  in patients with primary or metastatic spinal tumours who would benefit from post-operative high dose high precision beam therapy upon appropriate and stringent patient selection;  Patient selection should be done via standardised assessment such as the neurological-oncological-mechanical systemic (NOMS) framework; and  The assessment should be carried out by a multidisciplinary team (MDT), which may be inclusive of, but not limited to, radiation oncologists, spine surgeons and interventional radiologists, among others.
Orthopaedics | Spine - Thoracolumbar (TL) and sacral surgery | TL and sacral fusion and fixation implant | TL pedicle screw - Shank, tulip | K2M | Uniplanar Screw, Extended Tab, Transverse, Fenestrated Size D4.5x25 mm | E5111-34525T | Standalone | DE0016948 | As per HSA registered indication(s) except for radiolucent implants which should be used as follows:  in patients with primary or metastatic spinal tumours who would benefit from post-operative high dose high precision beam therapy upon appropriate and stringent patient selection;  Patient selection should be done via standardised assessment such as the neurological-oncological-mechanical systemic (NOMS) framework; and  The assessment should be carried out by a multidisciplinary team (MDT), which may be inclusive of, but not limited to, radiation oncologists, spine surgeons and interventional radiologists, among others.
Orthopaedics | Spine - Thoracolumbar (TL) and sacral surgery | TL and sacral fusion and fixation implant | TL pedicle screw - Shank, tulip | K2M | Uniplanar Screw, Extended Tab, Transverse, Fenestrated Size D4.5x50 mm | E5111-34550T | Standalone | DE0016948 | As per HSA registered indication(s) except for radiolucent implants which should be used as follows:  in patients with primary or metastatic spinal tumours who would benefit from post-operative high dose high precision beam therapy upon appropriate and stringent patient selection;  Patient selection should be done via standardised assessment such as the neurological-oncological-mechanical systemic (NOMS) framework; and  The assessment should be carried out by a multidisciplinary team (MDT), which may be inclusive of, but not limited to, radiation oncologists, spine surgeons and interventional radiologists, among others.
Orthopaedics | Spine - Thoracolumbar (TL) and sacral surgery | TL and sacral fusion and fixation implant | TL pedicle screw - Shank, tulip | K2M | Uniplanar Screw, Extended Tab, Transverse, Fenestrated Size D4.5x55 mm | E5111-34555T | Standalone | DE0016948 | As per HSA registered indication(s) except for radiolucent implants which should be used as follows:  in patients with primary or metastatic spinal tumours who would benefit from post-operative high dose high precision beam therapy upon appropriate and stringent patient selection;  Patient selection should be done via standardised assessment such as the neurological-oncological-mechanical systemic (NOMS) framework; and  The assessment should be carried out by a multidisciplinary team (MDT), which may be inclusive of, but not limited to, radiation oncologists, spine surgeons and interventional radiologists, among others.
Orthopaedics | Spine - Thoracolumbar (TL) and sacral surgery | TL and sacral fusion and fixation implant | TL pedicle screw - Shank, tulip | K2M | Uniplanar Screw, Extended Tab, Transverse, Fenestrated Size D4.5x60 mm | E5111-34560T | Standalone | DE0016948 | As per HSA registered indication(s) except for radiolucent implants which should be used as follows:  in patients with primary or metastatic spinal tumours who would benefit from post-operative high dose high precision beam therapy upon appropriate and stringent patient selection;  Patient selection should be done via standardised assessment such as the neurological-oncological-mechanical systemic (NOMS) framework; and  The assessment should be carried out by a multidisciplinary team (MDT), which may be inclusive of, but not limited to, radiation oncologists, spine surgeons and interventional radiologists, among others.
Orthopaedics | Spine - Thoracolumbar (TL) and sacral surgery | TL and sacral fusion and fixation implant | TL pedicle screw - Shank, tulip | K2M | Uniplanar Screw, Extended Tab, Transverse, Fenestrated Size D4.5x65 mm | E5111-34565T | Standalone | DE0016948 | As per HSA registered indication(s) except for radiolucent implants which should be used as follows:  in patients with primary or metastatic spinal tumours who would benefit from post-operative high dose high precision beam therapy upon appropriate and stringent patient selection;  Patient selection should be done via standardised assessment such as the neurological-oncological-mechanical systemic (NOMS) framework; and  The assessment should be carried out by a multidisciplinary team (MDT), which may be inclusive of, but not limited to, radiation oncologists, spine surgeons and interventional radiologists, among others.
Orthopaedics | Spine - Thoracolumbar (TL) and sacral surgery | TL and sacral fusion and fixation implant | TL pedicle screw - Shank, tulip | K2M | Uniplanar Screw, Extended Tab, Transverse, Fenestrated Size D4.5x70 mm | E5111-34570T | Standalone | DE0016948 | As per HSA registered indication(s) except for radiolucent implants which should be used as follows:  in patients with primary or metastatic spinal tumours who would benefit from post-operative high dose high precision beam therapy upon appropriate and stringent patient selection;  Patient selection should be done via standardised assessment such as the neurological-oncological-mechanical systemic (NOMS) framework; and  The assessment should be carried out by a multidisciplinary team (MDT), which may be inclusive of, but not limited to, radiation oncologists, spine surgeons and interventional radiologists, among others.
Orthopaedics | Spine - Thoracolumbar (TL) and sacral surgery | TL and sacral fusion and fixation implant | TL pedicle screw - Shank, tulip | K2M | Uniplanar Screw, Extended Tab, Transverse, Fenestrated Size D4.5x75 mm | E5111-34575T | Standalone | DE0016948 | As per HSA registered indication(s) except for radiolucent implants which should be used as follows:  in patients with primary or metastatic spinal tumours who would benefit from post-operative high dose high precision beam therapy upon appropriate and stringent patient selection;  Patient selection should be done via standardised assessment such as the neurological-oncological-mechanical systemic (NOMS) framework; and  The assessment should be carried out by a multidisciplinary team (MDT), which may be inclusive of, but not limited to, radiation oncologists, spine surgeons and interventional radiologists, among others.
Orthopaedics | Spine - Thoracolumbar (TL) and sacral surgery | TL and sacral fusion and fixation implant | TL pedicle screw - Shank, tulip | K2M | Uniplanar Screw, Extended Tab, Transverse, Fenestrated Size D4.5x80 mm | E5111-34580T | Standalone | DE0016948 | As per HSA registered indication(s) except for radiolucent implants which should be used as follows:  in patients with primary or metastatic spinal tumours who would benefit from post-operative high dose high precision beam therapy upon appropriate and stringent patient selection;  Patient selection should be done via standardised assessment such as the neurological-oncological-mechanical systemic (NOMS) framework; and  The assessment should be carried out by a multidisciplinary team (MDT), which may be inclusive of, but not limited to, radiation oncologists, spine surgeons and interventional radiologists, among others.
Orthopaedics | Spine - Thoracolumbar (TL) and sacral surgery | TL and sacral fusion and fixation implant | TL pedicle screw - Shank, tulip | K2M | Uniplanar Screw, Extended Tab, Transverse, Fenestrated Size D4.5x85 mm | E5111-34585T | Standalone | DE0016948 | As per HSA registered indication(s) except for radiolucent implants which should be used as follows:  in patients with primary or metastatic spinal tumours who would benefit from post-operative high dose high precision beam therapy upon appropriate and stringent patient selection;  Patient selection should be done via standardised assessment such as the neurological-oncological-mechanical systemic (NOMS) framework; and  The assessment should be carried out by a multidisciplinary team (MDT), which may be inclusive of, but not limited to, radiation oncologists, spine surgeons and interventional radiologists, among others.
Orthopaedics | Spine - Thoracolumbar (TL) and sacral surgery | TL and sacral fusion and fixation implant | TL pedicle screw - Shank, tulip | K2M | Uniplanar Screw, Extended Tab, Transverse, Fenestrated Size D4.5x90 mm | E5111-34590T | Standalone | DE0016948 | As per HSA registered indication(s) except for radiolucent implants which should be used as follows:  in patients with primary or metastatic spinal tumours who would benefit from post-operative high dose high precision beam therapy upon appropriate and stringent patient selection;  Patient selection should be done via standardised assessment such as the neurological-oncological-mechanical systemic (NOMS) framework; and  The assessment should be carried out by a multidisciplinary team (MDT), which may be inclusive of, but not limited to, radiation oncologists, spine surgeons and interventional radiologists, among others.
Orthopaedics | Spine - Thoracolumbar (TL) and sacral surgery | TL and sacral fusion and fixation implant | TL pedicle screw - Shank, tulip | K2M | Uniplanar Screw, Extended Tab, Transverse, Fenestrated Size D4.5x95 mm | E5111-34595T | Standalone | DE0016948 | As per HSA registered indication(s) except for radiolucent implants which should be used as follows:  in patients with primary or metastatic spinal tumours who would benefit from post-operative high dose high precision beam therapy upon appropriate and stringent patient selection;  Patient selection should be done via standardised assessment such as the neurological-oncological-mechanical systemic (NOMS) framework; and  The assessment should be carried out by a multidisciplinary team (MDT), which may be inclusive of, but not limited to, radiation oncologists, spine surgeons and interventional radiologists, among others.
Orthopaedics | Spine - Thoracolumbar (TL) and sacral surgery | TL and sacral fusion and fixation implant | TL pedicle screw - Shank, tulip | K2M | Uniplanar Screw, Extended Tab, Transverse, Fenestrated Size D5.5x100 mm | E5111-355100T | Standalone | DE0016948 | As per HSA registered indication(s) except for radiolucent implants which should be used as follows:  in patients with primary or metastatic spinal tumours who would benefit from post-operative high dose high precision beam therapy upon appropriate and stringent patient selection;  Patient selection should be done via standardised assessment such as the neurological-oncological-mechanical systemic (NOMS) framework; and  The assessment should be carried out by a multidisciplinary team (MDT), which may be inclusive of, but not limited to, radiation oncologists, spine surgeons and interventional radiologists, among others.
Orthopaedics | Spine - Thoracolumbar (TL) and sacral surgery | TL and sacral fusion and fixation implant | TL pedicle screw - Shank, tulip | K2M | Uniplanar Screw, Extended Tab, Transverse, Fenestrated Size D5.5x105 mm | E5111-355105T | Standalone | DE0016948 | As per HSA registered indication(s) except for radiolucent implants which should be used as follows:  in patients with primary or metastatic spinal tumours who would benefit from post-operative high dose high precision beam therapy upon appropriate and stringent patient selection;  Patient selection should be done via standardised assessment such as the neurological-oncological-mechanical systemic (NOMS) framework; and  The assessment should be carried out by a multidisciplinary team (MDT), which may be inclusive of, but not limited to, radiation oncologists, spine surgeons and interventional radiologists, among others.
Orthopaedics | Spine - Thoracolumbar (TL) and sacral surgery | TL and sacral fusion and fixation implant | TL pedicle screw - Shank, tulip | K2M | Uniplanar Screw, Extended Tab, Transverse, Fenestrated Size D5.5x110 mm | E5111-355110T | Standalone | DE0016948 | As per HSA registered indication(s) except for radiolucent implants which should be used as follows:  in patients with primary or metastatic spinal tumours who would benefit from post-operative high dose high precision beam therapy upon appropriate and stringent patient selection;  Patient selection should be done via standardised assessment such as the neurological-oncological-mechanical systemic (NOMS) framework; and  The assessment should be carried out by a multidisciplinary team (MDT), which may be inclusive of, but not limited to, radiation oncologists, spine surgeons and interventional radiologists, among others.
Orthopaedics | Spine - Thoracolumbar (TL) and sacral surgery | TL and sacral fusion and fixation implant | TL pedicle screw - Shank, tulip | K2M | Uniplanar Screw, Extended Tab, Transverse, Fenestrated Size D5.5x20 mm | E5111-35520T | Standalone | DE0016948 | As per HSA registered indication(s) except for radiolucent implants which should be used as follows:  in patients with primary or metastatic spinal tumours who would benefit from post-operative high dose high precision beam therapy upon appropriate and stringent patient selection;  Patient selection should be done via standardised assessment such as the neurological-oncological-mechanical systemic (NOMS) framework; and  The assessment should be carried out by a multidisciplinary team (MDT), which may be inclusive of, but not limited to, radiation oncologists, spine surgeons and interventional radiologists, among others.
Orthopaedics | Spine - Thoracolumbar (TL) and sacral surgery | TL and sacral fusion and fixation implant | TL pedicle screw - Shank, tulip | K2M | Uniplanar Screw, Extended Tab, Transverse, Fenestrated Size D5.5x25 mm | E5111-35525T | Standalone | DE0016948 | As per HSA registered indication(s) except for radiolucent implants which should be used as follows:  in patients with primary or metastatic spinal tumours who would benefit from post-operative high dose high precision beam therapy upon appropriate and stringent patient selection;  Patient selection should be done via standardised assessment such as the neurological-oncological-mechanical systemic (NOMS) framework; and  The assessment should be carried out by a multidisciplinary team (MDT), which may be inclusive of, but not limited to, radiation oncologists, spine surgeons and interventional radiologists, among others.
Orthopaedics | Spine - Thoracolumbar (TL) and sacral surgery | TL and sacral fusion and fixation implant | TL pedicle screw - Shank, tulip | K2M | Uniplanar Screw, Extended Tab, Transverse, Fenestrated Size D5.5x50 mm | E5111-35550T | Standalone | DE0016948 | As per HSA registered indication(s) except for radiolucent implants which should be used as follows:  in patients with primary or metastatic spinal tumours who would benefit from post-operative high dose high precision beam therapy upon appropriate and stringent patient selection;  Patient selection should be done via standardised assessment such as the neurological-oncological-mechanical systemic (NOMS) framework; and  The assessment should be carried out by a multidisciplinary team (MDT), which may be inclusive of, but not limited to, radiation oncologists, spine surgeons and interventional radiologists, among others.
Orthopaedics | Spine - Thoracolumbar (TL) and sacral surgery | TL and sacral fusion and fixation implant | TL pedicle screw - Shank, tulip | K2M | Uniplanar Screw, Extended Tab, Transverse, Fenestrated Size D5.5x55 mm | E5111-35555T | Standalone | DE0016948 | As per HSA registered indication(s) except for radiolucent implants which should be used as follows:  in patients with primary or metastatic spinal tumours who would benefit from post-operative high dose high precision beam therapy upon appropriate and stringent patient selection;  Patient selection should be done via standardised assessment such as the neurological-oncological-mechanical systemic (NOMS) framework; and  The assessment should be carried out by a multidisciplinary team (MDT), which may be inclusive of, but not limited to, radiation oncologists, spine surgeons and interventional radiologists, among others.
Orthopaedics | Spine - Thoracolumbar (TL) and sacral surgery | TL and sacral fusion and fixation implant | TL pedicle screw - Shank, tulip | K2M | Uniplanar Screw, Extended Tab, Transverse, Fenestrated Size D5.5x60 mm | E5111-35560T | Standalone | DE0016948 | As per HSA registered indication(s) except for radiolucent implants which should be used as follows:  in patients with primary or metastatic spinal tumours who would benefit from post-operative high dose high precision beam therapy upon appropriate and stringent patient selection;  Patient selection should be done via standardised assessment such as the neurological-oncological-mechanical systemic (NOMS) framework; and  The assessment should be carried out by a multidisciplinary team (MDT), which may be inclusive of, but not limited to, radiation oncologists, spine surgeons and interventional radiologists, among others.
Orthopaedics | Spine - Thoracolumbar (TL) and sacral surgery | TL and sacral fusion and fixation implant | TL pedicle screw - Shank, tulip | K2M | Uniplanar Screw, Extended Tab, Transverse, Fenestrated Size D5.5x65 mm | E5111-35565T | Standalone | DE0016948 | As per HSA registered indication(s) except for radiolucent implants which should be used as follows:  in patients with primary or metastatic spinal tumours who would benefit from post-operative high dose high precision beam therapy upon appropriate and stringent patient selection;  Patient selection should be done via standardised assessment such as the neurological-oncological-mechanical systemic (NOMS) framework; and  The assessment should be carried out by a multidisciplinary team (MDT), which may be inclusive of, but not limited to, radiation oncologists, spine surgeons and interventional radiologists, among others.
Orthopaedics | Spine - Thoracolumbar (TL) and sacral surgery | TL and sacral fusion and fixation implant | TL pedicle screw - Shank, tulip | K2M | Uniplanar Screw, Extended Tab, Transverse, Fenestrated Size D5.5x70 mm | E5111-35570T | Standalone | DE0016948 | As per HSA registered indication(s) except for radiolucent implants which should be used as follows:  in patients with primary or metastatic spinal tumours who would benefit from post-operative high dose high precision beam therapy upon appropriate and stringent patient selection;  Patient selection should be done via standardised assessment such as the neurological-oncological-mechanical systemic (NOMS) framework; and  The assessment should be carried out by a multidisciplinary team (MDT), which may be inclusive of, but not limited to, radiation oncologists, spine surgeons and interventional radiologists, among others.
Orthopaedics | Spine - Thoracolumbar (TL) and sacral surgery | TL and sacral fusion and fixation implant | TL pedicle screw - Shank, tulip | K2M | Uniplanar Screw, Extended Tab, Transverse, Fenestrated Size D5.5x75 mm | E5111-35575T | Standalone | DE0016948 | As per HSA registered indication(s) except for radiolucent implants which should be used as follows:  in patients with primary or metastatic spinal tumours who would benefit from post-operative high dose high precision beam therapy upon appropriate and stringent patient selection;  Patient selection should be done via standardised assessment such as the neurological-oncological-mechanical systemic (NOMS) framework; and  The assessment should be carried out by a multidisciplinary team (MDT), which may be inclusive of, but not limited to, radiation oncologists, spine surgeons and interventional radiologists, among others.
Orthopaedics | Spine - Thoracolumbar (TL) and sacral surgery | TL and sacral fusion and fixation implant | TL pedicle screw - Shank, tulip | K2M | Uniplanar Screw, Extended Tab, Transverse, Fenestrated Size D5.5x80 mm | E5111-35580T | Standalone | DE0016948 | As per HSA registered indication(s) except for radiolucent implants which should be used as follows:  in patients with primary or metastatic spinal tumours who would benefit from post-operative high dose high precision beam therapy upon appropriate and stringent patient selection;  Patient selection should be done via standardised assessment such as the neurological-oncological-mechanical systemic (NOMS) framework; and  The assessment should be carried out by a multidisciplinary team (MDT), which may be inclusive of, but not limited to, radiation oncologists, spine surgeons and interventional radiologists, among others.
Orthopaedics | Spine - Thoracolumbar (TL) and sacral surgery | TL and sacral fusion and fixation implant | TL pedicle screw - Shank, tulip | K2M | Uniplanar Screw, Extended Tab, Transverse, Fenestrated Size D5.5x85 mm | E5111-35585T | Standalone | DE0016948 | As per HSA registered indication(s) except for radiolucent implants which should be used as follows:  in patients with primary or metastatic spinal tumours who would benefit from post-operative high dose high precision beam therapy upon appropriate and stringent patient selection;  Patient selection should be done via standardised assessment such as the neurological-oncological-mechanical systemic (NOMS) framework; and  The assessment should be carried out by a multidisciplinary team (MDT), which may be inclusive of, but not limited to, radiation oncologists, spine surgeons and interventional radiologists, among others.
Orthopaedics | Spine - Thoracolumbar (TL) and sacral surgery | TL and sacral fusion and fixation implant | TL pedicle screw - Shank, tulip | K2M | Uniplanar Screw, Extended Tab, Transverse, Fenestrated Size D5.5x90 mm | E5111-35590T | Standalone | DE0016948 | As per HSA registered indication(s) except for radiolucent implants which should be used as follows:  in patients with primary or metastatic spinal tumours who would benefit from post-operative high dose high precision beam therapy upon appropriate and stringent patient selection;  Patient selection should be done via standardised assessment such as the neurological-oncological-mechanical systemic (NOMS) framework; and  The assessment should be carried out by a multidisciplinary team (MDT), which may be inclusive of, but not limited to, radiation oncologists, spine surgeons and interventional radiologists, among others.
Orthopaedics | Spine - Thoracolumbar (TL) and sacral surgery | TL and sacral fusion and fixation implant | TL pedicle screw - Shank, tulip | K2M | Uniplanar Screw, Extended Tab, Transverse, Fenestrated Size D5.5x95 mm | E5111-35595T | Standalone | DE0016948 | As per HSA registered indication(s) except for radiolucent implants which should be used as follows:  in patients with primary or metastatic spinal tumours who would benefit from post-operative high dose high precision beam therapy upon appropriate and stringent patient selection;  Patient selection should be done via standardised assessment such as the neurological-oncological-mechanical systemic (NOMS) framework; and  The assessment should be carried out by a multidisciplinary team (MDT), which may be inclusive of, but not limited to, radiation oncologists, spine surgeons and interventional radiologists, among others.
Orthopaedics | Spine - Thoracolumbar (TL) and sacral surgery | TL and sacral fusion and fixation implant | TL pedicle screw - Shank, tulip | K2M | Uniplanar Screw, Extended Tab, Transverse, Fenestrated Size D6.5x100 mm | E5111-365100T | Standalone | DE0016948 | As per HSA registered indication(s) except for radiolucent implants which should be used as follows:  in patients with primary or metastatic spinal tumours who would benefit from post-operative high dose high precision beam therapy upon appropriate and stringent patient selection;  Patient selection should be done via standardised assessment such as the neurological-oncological-mechanical systemic (NOMS) framework; and  The assessment should be carried out by a multidisciplinary team (MDT), which may be inclusive of, but not limited to, radiation oncologists, spine surgeons and interventional radiologists, among others.
Orthopaedics | Spine - Thoracolumbar (TL) and sacral surgery | TL and sacral fusion and fixation implant | TL pedicle screw - Shank, tulip | K2M | Uniplanar Screw, Extended Tab, Transverse, Fenestrated Size D6.5x105 mm | E5111-365105T | Standalone | DE0016948 | As per HSA registered indication(s) except for radiolucent implants which should be used as follows:  in patients with primary or metastatic spinal tumours who would benefit from post-operative high dose high precision beam therapy upon appropriate and stringent patient selection;  Patient selection should be done via standardised assessment such as the neurological-oncological-mechanical systemic (NOMS) framework; and  The assessment should be carried out by a multidisciplinary team (MDT), which may be inclusive of, but not limited to, radiation oncologists, spine surgeons and interventional radiologists, among others.
Orthopaedics | Spine - Thoracolumbar (TL) and sacral surgery | TL and sacral fusion and fixation implant | TL pedicle screw - Shank, tulip | K2M | Uniplanar Screw, Extended Tab, Transverse, Fenestrated Size D6.5x110 mm | E5111-365110T | Standalone | DE0016948 | As per HSA registered indication(s) except for radiolucent implants which should be used as follows:  in patients with primary or metastatic spinal tumours who would benefit from post-operative high dose high precision beam therapy upon appropriate and stringent patient selection;  Patient selection should be done via standardised assessment such as the neurological-oncological-mechanical systemic (NOMS) framework; and  The assessment should be carried out by a multidisciplinary team (MDT), which may be inclusive of, but not limited to, radiation oncologists, spine surgeons and interventional radiologists, among others.
Orthopaedics | Spine - Thoracolumbar (TL) and sacral surgery | TL and sacral fusion and fixation implant | TL pedicle screw - Shank, tulip | K2M | Uniplanar Screw, Extended Tab, Transverse, Fenestrated Size D6.5x25 mm | E5111-36525T | Standalone | DE0016948 | As per HSA registered indication(s) except for radiolucent implants which should be used as follows:  in patients with primary or metastatic spinal tumours who would benefit from post-operative high dose high precision beam therapy upon appropriate and stringent patient selection;  Patient selection should be done via standardised assessment such as the neurological-oncological-mechanical systemic (NOMS) framework; and  The assessment should be carried out by a multidisciplinary team (MDT), which may be inclusive of, but not limited to, radiation oncologists, spine surgeons and interventional radiologists, among others.
Orthopaedics | Spine - Thoracolumbar (TL) and sacral surgery | TL and sacral fusion and fixation implant | TL pedicle screw - Shank, tulip | K2M | Uniplanar Screw, Extended Tab, Transverse, Fenestrated Size D6.5x60 mm | E5111-36560T | Standalone | DE0016948 | As per HSA registered indication(s) except for radiolucent implants which should be used as follows:  in patients with primary or metastatic spinal tumours who would benefit from post-operative high dose high precision beam therapy upon appropriate and stringent patient selection;  Patient selection should be done via standardised assessment such as the neurological-oncological-mechanical systemic (NOMS) framework; and  The assessment should be carried out by a multidisciplinary team (MDT), which may be inclusive of, but not limited to, radiation oncologists, spine surgeons and interventional radiologists, among others.
Orthopaedics | Spine - Thoracolumbar (TL) and sacral surgery | TL and sacral fusion and fixation implant | TL pedicle screw - Shank, tulip | K2M | Uniplanar Screw, Extended Tab, Transverse, Fenestrated Size D6.5x65 mm | E5111-36565T | Standalone | DE0016948 | As per HSA registered indication(s) except for radiolucent implants which should be used as follows:  in patients with primary or metastatic spinal tumours who would benefit from post-operative high dose high precision beam therapy upon appropriate and stringent patient selection;  Patient selection should be done via standardised assessment such as the neurological-oncological-mechanical systemic (NOMS) framework; and  The assessment should be carried out by a multidisciplinary team (MDT), which may be inclusive of, but not limited to, radiation oncologists, spine surgeons and interventional radiologists, among others.
Orthopaedics | Spine - Thoracolumbar (TL) and sacral surgery | TL and sacral fusion and fixation implant | TL pedicle screw - Shank, tulip | K2M | Uniplanar Screw, Extended Tab, Transverse, Fenestrated Size D6.5x70 mm | E5111-36570T | Standalone | DE0016948 | As per HSA registered indication(s) except for radiolucent implants which should be used as follows:  in patients with primary or metastatic spinal tumours who would benefit from post-operative high dose high precision beam therapy upon appropriate and stringent patient selection;  Patient selection should be done via standardised assessment such as the neurological-oncological-mechanical systemic (NOMS) framework; and  The assessment should be carried out by a multidisciplinary team (MDT), which may be inclusive of, but not limited to, radiation oncologists, spine surgeons and interventional radiologists, among others.
Orthopaedics | Spine - Thoracolumbar (TL) and sacral surgery | TL and sacral fusion and fixation implant | TL pedicle screw - Shank, tulip | K2M | Uniplanar Screw, Extended Tab, Transverse, Fenestrated Size D6.5x75 mm | E5111-36575T | Standalone | DE0016948 | As per HSA registered indication(s) except for radiolucent implants which should be used as follows:  in patients with primary or metastatic spinal tumours who would benefit from post-operative high dose high precision beam therapy upon appropriate and stringent patient selection;  Patient selection should be done via standardised assessment such as the neurological-oncological-mechanical systemic (NOMS) framework; and  The assessment should be carried out by a multidisciplinary team (MDT), which may be inclusive of, but not limited to, radiation oncologists, spine surgeons and interventional radiologists, among others.
Orthopaedics | Spine - Thoracolumbar (TL) and sacral surgery | TL and sacral fusion and fixation implant | TL pedicle screw - Shank, tulip | K2M | Uniplanar Screw, Extended Tab, Transverse, Fenestrated Size D6.5x80 mm | E5111-36580T | Standalone | DE0016948 | As per HSA registered indication(s) except for radiolucent implants which should be used as follows:  in patients with primary or metastatic spinal tumours who would benefit from post-operative high dose high precision beam therapy upon appropriate and stringent patient selection;  Patient selection should be done via standardised assessment such as the neurological-oncological-mechanical systemic (NOMS) framework; and  The assessment should be carried out by a multidisciplinary team (MDT), which may be inclusive of, but not limited to, radiation oncologists, spine surgeons and interventional radiologists, among others.
Orthopaedics | Spine - Thoracolumbar (TL) and sacral surgery | TL and sacral fusion and fixation implant | TL pedicle screw - Shank, tulip | K2M | Uniplanar Screw, Extended Tab, Transverse, Fenestrated Size D6.5x85 mm | E5111-36585T | Standalone | DE0016948 | As per HSA registered indication(s) except for radiolucent implants which should be used as follows:  in patients with primary or metastatic spinal tumours who would benefit from post-operative high dose high precision beam therapy upon appropriate and stringent patient selection;  Patient selection should be done via standardised assessment such as the neurological-oncological-mechanical systemic (NOMS) framework; and  The assessment should be carried out by a multidisciplinary team (MDT), which may be inclusive of, but not limited to, radiation oncologists, spine surgeons and interventional radiologists, among others.
Orthopaedics | Spine - Thoracolumbar (TL) and sacral surgery | TL and sacral fusion and fixation implant | TL pedicle screw - Shank, tulip | K2M | Uniplanar Screw, Extended Tab, Transverse, Fenestrated Size D6.5x90 mm | E5111-36590T | Standalone | DE0016948 | As per HSA registered indication(s) except for radiolucent implants which should be used as follows:  in patients with primary or metastatic spinal tumours who would benefit from post-operative high dose high precision beam therapy upon appropriate and stringent patient selection;  Patient selection should be done via standardised assessment such as the neurological-oncological-mechanical systemic (NOMS) framework; and  The assessment should be carried out by a multidisciplinary team (MDT), which may be inclusive of, but not limited to, radiation oncologists, spine surgeons and interventional radiologists, among others.
Orthopaedics | Spine - Thoracolumbar (TL) and sacral surgery | TL and sacral fusion and fixation implant | TL pedicle screw - Shank, tulip | K2M | Uniplanar Screw, Extended Tab, Transverse, Fenestrated Size D6.5x95 mm | E5111-36595T | Standalone | DE0016948 | As per HSA registered indication(s) except for radiolucent implants which should be used as follows:  in patients with primary or metastatic spinal tumours who would benefit from post-operative high dose high precision beam therapy upon appropriate and stringent patient selection;  Patient selection should be done via standardised assessment such as the neurological-oncological-mechanical systemic (NOMS) framework; and  The assessment should be carried out by a multidisciplinary team (MDT), which may be inclusive of, but not limited to, radiation oncologists, spine surgeons and interventional radiologists, among others.
Orthopaedics | Spine - Thoracolumbar (TL) and sacral surgery | TL and sacral fusion and fixation implant | TL pedicle screw - Shank, tulip | K2M | Uniplanar Screw, Extended Tab, Transverse, Fenestrated Size D7.5x100 mm | E5111-375100T | Standalone | DE0016948 | As per HSA registered indication(s) except for radiolucent implants which should be used as follows:  in patients with primary or metastatic spinal tumours who would benefit from post-operative high dose high precision beam therapy upon appropriate and stringent patient selection;  Patient selection should be done via standardised assessment such as the neurological-oncological-mechanical systemic (NOMS) framework; and  The assessment should be carried out by a multidisciplinary team (MDT), which may be inclusive of, but not limited to, radiation oncologists, spine surgeons and interventional radiologists, among others.
Orthopaedics | Spine - Thoracolumbar (TL) and sacral surgery | TL and sacral fusion and fixation implant | TL pedicle screw - Shank, tulip | K2M | Uniplanar Screw, Extended Tab, Transverse, Fenestrated Size D7.5x105 mm | E5111-375105T | Standalone | DE0016948 | As per HSA registered indication(s) except for radiolucent implants which should be used as follows:  in patients with primary or metastatic spinal tumours who would benefit from post-operative high dose high precision beam therapy upon appropriate and stringent patient selection;  Patient selection should be done via standardised assessment such as the neurological-oncological-mechanical systemic (NOMS) framework; and  The assessment should be carried out by a multidisciplinary team (MDT), which may be inclusive of, but not limited to, radiation oncologists, spine surgeons and interventional radiologists, among others.
Orthopaedics | Spine - Thoracolumbar (TL) and sacral surgery | TL and sacral fusion and fixation implant | TL pedicle screw - Shank, tulip | K2M | Uniplanar Screw, Extended Tab, Transverse, Fenestrated Size D7.5x110 mm | E5111-375110T | Standalone | DE0016948 | As per HSA registered indication(s) except for radiolucent implants which should be used as follows:  in patients with primary or metastatic spinal tumours who would benefit from post-operative high dose high precision beam therapy upon appropriate and stringent patient selection;  Patient selection should be done via standardised assessment such as the neurological-oncological-mechanical systemic (NOMS) framework; and  The assessment should be carried out by a multidisciplinary team (MDT), which may be inclusive of, but not limited to, radiation oncologists, spine surgeons and interventional radiologists, among others.
Orthopaedics | Spine - Thoracolumbar (TL) and sacral surgery | TL and sacral fusion and fixation implant | TL pedicle screw - Shank, tulip | K2M | Uniplanar Screw, Extended Tab, Transverse, Fenestrated Size D7.5x25 mm | E5111-37525T | Standalone | DE0016948 | As per HSA registered indication(s) except for radiolucent implants which should be used as follows:  in patients with primary or metastatic spinal tumours who would benefit from post-operative high dose high precision beam therapy upon appropriate and stringent patient selection;  Patient selection should be done via standardised assessment such as the neurological-oncological-mechanical systemic (NOMS) framework; and  The assessment should be carried out by a multidisciplinary team (MDT), which may be inclusive of, but not limited to, radiation oncologists, spine surgeons and interventional radiologists, among others.
Orthopaedics | Spine - Thoracolumbar (TL) and sacral surgery | TL and sacral fusion and fixation implant | TL pedicle screw - Shank, tulip | K2M | Uniplanar Screw, Extended Tab, Transverse, Fenestrated Size D7.5x55 mm | E5111-37555T | Standalone | DE0016948 | As per HSA registered indication(s) except for radiolucent implants which should be used as follows:  in patients with primary or metastatic spinal tumours who would benefit from post-operative high dose high precision beam therapy upon appropriate and stringent patient selection;  Patient selection should be done via standardised assessment such as the neurological-oncological-mechanical systemic (NOMS) framework; and  The assessment should be carried out by a multidisciplinary team (MDT), which may be inclusive of, but not limited to, radiation oncologists, spine surgeons and interventional radiologists, among others.
Orthopaedics | Spine - Thoracolumbar (TL) and sacral surgery | TL and sacral fusion and fixation implant | TL pedicle screw - Shank, tulip | K2M | Uniplanar Screw, Extended Tab, Transverse, Fenestrated Size D7.5x60 mm | E5111-37560T | Standalone | DE0016948 | As per HSA registered indication(s) except for radiolucent implants which should be used as follows:  in patients with primary or metastatic spinal tumours who would benefit from post-operative high dose high precision beam therapy upon appropriate and stringent patient selection;  Patient selection should be done via standardised assessment such as the neurological-oncological-mechanical systemic (NOMS) framework; and  The assessment should be carried out by a multidisciplinary team (MDT), which may be inclusive of, but not limited to, radiation oncologists, spine surgeons and interventional radiologists, among others.
Orthopaedics | Spine - Thoracolumbar (TL) and sacral surgery | TL and sacral fusion and fixation implant | TL pedicle screw - Shank, tulip | K2M | Uniplanar Screw, Extended Tab, Transverse, Fenestrated Size D7.5x65 mm | E5111-37565T | Standalone | DE0016948 | As per HSA registered indication(s) except for radiolucent implants which should be used as follows:  in patients with primary or metastatic spinal tumours who would benefit from post-operative high dose high precision beam therapy upon appropriate and stringent patient selection;  Patient selection should be done via standardised assessment such as the neurological-oncological-mechanical systemic (NOMS) framework; and  The assessment should be carried out by a multidisciplinary team (MDT), which may be inclusive of, but not limited to, radiation oncologists, spine surgeons and interventional radiologists, among others.
Orthopaedics | Spine - Thoracolumbar (TL) and sacral surgery | TL and sacral fusion and fixation implant | TL pedicle screw - Shank, tulip | K2M | Uniplanar Screw, Extended Tab, Transverse, Fenestrated Size D7.5x70 mm | E5111-37570T | Standalone | DE0016948 | As per HSA registered indication(s) except for radiolucent implants which should be used as follows:  in patients with primary or metastatic spinal tumours who would benefit from post-operative high dose high precision beam therapy upon appropriate and stringent patient selection;  Patient selection should be done via standardised assessment such as the neurological-oncological-mechanical systemic (NOMS) framework; and  The assessment should be carried out by a multidisciplinary team (MDT), which may be inclusive of, but not limited to, radiation oncologists, spine surgeons and interventional radiologists, among others.
Orthopaedics | Spine - Thoracolumbar (TL) and sacral surgery | TL and sacral fusion and fixation implant | TL pedicle screw - Shank, tulip | K2M | Uniplanar Screw, Extended Tab, Transverse, Fenestrated Size D7.5x75 mm | E5111-37575T | Standalone | DE0016948 | As per HSA registered indication(s) except for radiolucent implants which should be used as follows:  in patients with primary or metastatic spinal tumours who would benefit from post-operative high dose high precision beam therapy upon appropriate and stringent patient selection;  Patient selection should be done via standardised assessment such as the neurological-oncological-mechanical systemic (NOMS) framework; and  The assessment should be carried out by a multidisciplinary team (MDT), which may be inclusive of, but not limited to, radiation oncologists, spine surgeons and interventional radiologists, among others.
Orthopaedics | Spine - Thoracolumbar (TL) and sacral surgery | TL and sacral fusion and fixation implant | TL pedicle screw - Shank, tulip | K2M | Uniplanar Screw, Extended Tab, Transverse, Fenestrated Size D7.5x80 mm | E5111-37580T | Standalone | DE0016948 | As per HSA registered indication(s) except for radiolucent implants which should be used as follows:  in patients with primary or metastatic spinal tumours who would benefit from post-operative high dose high precision beam therapy upon appropriate and stringent patient selection;  Patient selection should be done via standardised assessment such as the neurological-oncological-mechanical systemic (NOMS) framework; and  The assessment should be carried out by a multidisciplinary team (MDT), which may be inclusive of, but not limited to, radiation oncologists, spine surgeons and interventional radiologists, among others.
Orthopaedics | Spine - Thoracolumbar (TL) and sacral surgery | TL and sacral fusion and fixation implant | TL pedicle screw - Shank, tulip | K2M | Uniplanar Screw, Extended Tab, Transverse, Fenestrated Size D7.5x85 mm | E5111-37585T | Standalone | DE0016948 | As per HSA registered indication(s) except for radiolucent implants which should be used as follows:  in patients with primary or metastatic spinal tumours who would benefit from post-operative high dose high precision beam therapy upon appropriate and stringent patient selection;  Patient selection should be done via standardised assessment such as the neurological-oncological-mechanical systemic (NOMS) framework; and  The assessment should be carried out by a multidisciplinary team (MDT), which may be inclusive of, but not limited to, radiation oncologists, spine surgeons and interventional radiologists, among others.
Orthopaedics | Spine - Thoracolumbar (TL) and sacral surgery | TL and sacral fusion and fixation implant | TL pedicle screw - Shank, tulip | K2M | Uniplanar Screw, Extended Tab, Transverse, Fenestrated Size D7.5x90 mm | E5111-37590T | Standalone | DE0016948 | As per HSA registered indication(s) except for radiolucent implants which should be used as follows:  in patients with primary or metastatic spinal tumours who would benefit from post-operative high dose high precision beam therapy upon appropriate and stringent patient selection;  Patient selection should be done via standardised assessment such as the neurological-oncological-mechanical systemic (NOMS) framework; and  The assessment should be carried out by a multidisciplinary team (MDT), which may be inclusive of, but not limited to, radiation oncologists, spine surgeons and interventional radiologists, among others.
Orthopaedics | Spine - Thoracolumbar (TL) and sacral surgery | TL and sacral fusion and fixation implant | TL pedicle screw - Shank, tulip | K2M | Uniplanar Screw, Extended Tab, Transverse, Fenestrated Size D7.5x95 mm | E5111-37595T | Standalone | DE0016948 | As per HSA registered indication(s) except for radiolucent implants which should be used as follows:  in patients with primary or metastatic spinal tumours who would benefit from post-operative high dose high precision beam therapy upon appropriate and stringent patient selection;  Patient selection should be done via standardised assessment such as the neurological-oncological-mechanical systemic (NOMS) framework; and  The assessment should be carried out by a multidisciplinary team (MDT), which may be inclusive of, but not limited to, radiation oncologists, spine surgeons and interventional radiologists, among others.
Orthopaedics | Spine - Thoracolumbar (TL) and sacral surgery | TL and sacral fusion and fixation implant | TL pedicle screw - Shank, tulip | K2M | Uniplanar Screw, Extended Tab, Transverse, Fenestrated Size D8.5x100 mm | E5111-385100T | Standalone | DE0016948 | As per HSA registered indication(s) except for radiolucent implants which should be used as follows:  in patients with primary or metastatic spinal tumours who would benefit from post-operative high dose high precision beam therapy upon appropriate and stringent patient selection;  Patient selection should be done via standardised assessment such as the neurological-oncological-mechanical systemic (NOMS) framework; and  The assessment should be carried out by a multidisciplinary team (MDT), which may be inclusive of, but not limited to, radiation oncologists, spine surgeons and interventional radiologists, among others.
Orthopaedics | Spine - Thoracolumbar (TL) and sacral surgery | TL and sacral fusion and fixation implant | TL pedicle screw - Shank, tulip | K2M | Uniplanar Screw, Extended Tab, Transverse, Fenestrated Size D8.5x105 mm | E5111-385105T | Standalone | DE0016948 | As per HSA registered indication(s) except for radiolucent implants which should be used as follows:  in patients with primary or metastatic spinal tumours who would benefit from post-operative high dose high precision beam therapy upon appropriate and stringent patient selection;  Patient selection should be done via standardised assessment such as the neurological-oncological-mechanical systemic (NOMS) framework; and  The assessment should be carried out by a multidisciplinary team (MDT), which may be inclusive of, but not limited to, radiation oncologists, spine surgeons and interventional radiologists, among others.
Orthopaedics | Spine - Thoracolumbar (TL) and sacral surgery | TL and sacral fusion and fixation implant | TL pedicle screw - Shank, tulip | K2M | Uniplanar Screw, Extended Tab, Transverse, Fenestrated Size D8.5x110 mm | E5111-385110T | Standalone | DE0016948 | As per HSA registered indication(s) except for radiolucent implants which should be used as follows:  in patients with primary or metastatic spinal tumours who would benefit from post-operative high dose high precision beam therapy upon appropriate and stringent patient selection;  Patient selection should be done via standardised assessment such as the neurological-oncological-mechanical systemic (NOMS) framework; and  The assessment should be carried out by a multidisciplinary team (MDT), which may be inclusive of, but not limited to, radiation oncologists, spine surgeons and interventional radiologists, among others.
Orthopaedics | Spine - Thoracolumbar (TL) and sacral surgery | TL and sacral fusion and fixation implant | TL pedicle screw - Shank, tulip | K2M | Uniplanar Screw, Extended Tab, Transverse, Fenestrated Size D8.5x25 mm | E5111-38525T | Standalone | DE0016948 | As per HSA registered indication(s) except for radiolucent implants which should be used as follows:  in patients with primary or metastatic spinal tumours who would benefit from post-operative high dose high precision beam therapy upon appropriate and stringent patient selection;  Patient selection should be done via standardised assessment such as the neurological-oncological-mechanical systemic (NOMS) framework; and  The assessment should be carried out by a multidisciplinary team (MDT), which may be inclusive of, but not limited to, radiation oncologists, spine surgeons and interventional radiologists, among others.
Orthopaedics | Spine - Thoracolumbar (TL) and sacral surgery | TL and sacral fusion and fixation implant | TL pedicle screw - Shank, tulip | K2M | Uniplanar Screw, Extended Tab, Transverse, Fenestrated Size D8.5x30 mm | E5111-38530T | Standalone | DE0016948 | As per HSA registered indication(s) except for radiolucent implants which should be used as follows:  in patients with primary or metastatic spinal tumours who would benefit from post-operative high dose high precision beam therapy upon appropriate and stringent patient selection;  Patient selection should be done via standardised assessment such as the neurological-oncological-mechanical systemic (NOMS) framework; and  The assessment should be carried out by a multidisciplinary team (MDT), which may be inclusive of, but not limited to, radiation oncologists, spine surgeons and interventional radiologists, among others.
Orthopaedics | Spine - Thoracolumbar (TL) and sacral surgery | TL and sacral fusion and fixation implant | TL pedicle screw - Shank, tulip | K2M | Uniplanar Screw, Extended Tab, Transverse, Fenestrated Size D8.5x35 mm | E5111-38535T | Standalone | DE0016948 | As per HSA registered indication(s) except for radiolucent implants which should be used as follows:  in patients with primary or metastatic spinal tumours who would benefit from post-operative high dose high precision beam therapy upon appropriate and stringent patient selection;  Patient selection should be done via standardised assessment such as the neurological-oncological-mechanical systemic (NOMS) framework; and  The assessment should be carried out by a multidisciplinary team (MDT), which may be inclusive of, but not limited to, radiation oncologists, spine surgeons and interventional radiologists, among others.
Orthopaedics | Spine - Thoracolumbar (TL) and sacral surgery | TL and sacral fusion and fixation implant | TL pedicle screw - Shank, tulip | K2M | Uniplanar Screw, Extended Tab, Transverse, Fenestrated Size D8.5x40 mm | E5111-38540T | Standalone | DE0016948 | As per HSA registered indication(s) except for radiolucent implants which should be used as follows:  in patients with primary or metastatic spinal tumours who would benefit from post-operative high dose high precision beam therapy upon appropriate and stringent patient selection;  Patient selection should be done via standardised assessment such as the neurological-oncological-mechanical systemic (NOMS) framework; and  The assessment should be carried out by a multidisciplinary team (MDT), which may be inclusive of, but not limited to, radiation oncologists, spine surgeons and interventional radiologists, among others.
Orthopaedics | Spine - Thoracolumbar (TL) and sacral surgery | TL and sacral fusion and fixation implant | TL pedicle screw - Shank, tulip | K2M | Uniplanar Screw, Extended Tab, Transverse, Fenestrated Size D8.5x45 mm | E5111-38545T | Standalone | DE0016948 | As per HSA registered indication(s) except for radiolucent implants which should be used as follows:  in patients with primary or metastatic spinal tumours who would benefit from post-operative high dose high precision beam therapy upon appropriate and stringent patient selection;  Patient selection should be done via standardised assessment such as the neurological-oncological-mechanical systemic (NOMS) framework; and  The assessment should be carried out by a multidisciplinary team (MDT), which may be inclusive of, but not limited to, radiation oncologists, spine surgeons and interventional radiologists, among others.
Orthopaedics | Spine - Thoracolumbar (TL) and sacral surgery | TL and sacral fusion and fixation implant | TL pedicle screw - Shank, tulip | K2M | Uniplanar Screw, Extended Tab, Transverse, Fenestrated Size D8.5x50 mm | E5111-38550T | Standalone | DE0016948 | As per HSA registered indication(s) except for radiolucent implants which should be used as follows:  in patients with primary or metastatic spinal tumours who would benefit from post-operative high dose high precision beam therapy upon appropriate and stringent patient selection;  Patient selection should be done via standardised assessment such as the neurological-oncological-mechanical systemic (NOMS) framework; and  The assessment should be carried out by a multidisciplinary team (MDT), which may be inclusive of, but not limited to, radiation oncologists, spine surgeons and interventional radiologists, among others.
Orthopaedics | Spine - Thoracolumbar (TL) and sacral surgery | TL and sacral fusion and fixation implant | TL pedicle screw - Shank, tulip | K2M | Uniplanar Screw, Extended Tab, Transverse, Fenestrated Size D8.5x55 mm | E5111-38555T | Standalone | DE0016948 | As per HSA registered indication(s) except for radiolucent implants which should be used as follows:  in patients with primary or metastatic spinal tumours who would benefit from post-operative high dose high precision beam therapy upon appropriate and stringent patient selection;  Patient selection should be done via standardised assessment such as the neurological-oncological-mechanical systemic (NOMS) framework; and  The assessment should be carried out by a multidisciplinary team (MDT), which may be inclusive of, but not limited to, radiation oncologists, spine surgeons and interventional radiologists, among others.
Orthopaedics | Spine - Thoracolumbar (TL) and sacral surgery | TL and sacral fusion and fixation implant | TL pedicle screw - Shank, tulip | K2M | Uniplanar Screw, Extended Tab, Transverse, Fenestrated Size D8.5x60 mm | E5111-38560T | Standalone | DE0016948 | As per HSA registered indication(s) except for radiolucent implants which should be used as follows:  in patients with primary or metastatic spinal tumours who would benefit from post-operative high dose high precision beam therapy upon appropriate and stringent patient selection;  Patient selection should be done via standardised assessment such as the neurological-oncological-mechanical systemic (NOMS) framework; and  The assessment should be carried out by a multidisciplinary team (MDT), which may be inclusive of, but not limited to, radiation oncologists, spine surgeons and interventional radiologists, among others.
Orthopaedics | Spine - Thoracolumbar (TL) and sacral surgery | TL and sacral fusion and fixation implant | TL pedicle screw - Shank, tulip | K2M | Uniplanar Screw, Extended Tab, Transverse, Fenestrated Size D8.5x65 mm | E5111-38565T | Standalone | DE0016948 | As per HSA registered indication(s) except for radiolucent implants which should be used as follows:  in patients with primary or metastatic spinal tumours who would benefit from post-operative high dose high precision beam therapy upon appropriate and stringent patient selection;  Patient selection should be done via standardised assessment such as the neurological-oncological-mechanical systemic (NOMS) framework; and  The assessment should be carried out by a multidisciplinary team (MDT), which may be inclusive of, but not limited to, radiation oncologists, spine surgeons and interventional radiologists, among others.
Orthopaedics | Spine - Thoracolumbar (TL) and sacral surgery | TL and sacral fusion and fixation implant | TL pedicle screw - Shank, tulip | K2M | Uniplanar Screw, Extended Tab, Transverse, Fenestrated Size D8.5x70 mm | E5111-38570T | Standalone | DE0016948 | As per HSA registered indication(s) except for radiolucent implants which should be used as follows:  in patients with primary or metastatic spinal tumours who would benefit from post-operative high dose high precision beam therapy upon appropriate and stringent patient selection;  Patient selection should be done via standardised assessment such as the neurological-oncological-mechanical systemic (NOMS) framework; and  The assessment should be carried out by a multidisciplinary team (MDT), which may be inclusive of, but not limited to, radiation oncologists, spine surgeons and interventional radiologists, among others.
Orthopaedics | Spine - Thoracolumbar (TL) and sacral surgery | TL and sacral fusion and fixation implant | TL pedicle screw - Shank, tulip | K2M | Uniplanar Screw, Extended Tab, Transverse, Fenestrated Size D8.5x75 mm | E5111-38575T | Standalone | DE0016948 | As per HSA registered indication(s) except for radiolucent implants which should be used as follows:  in patients with primary or metastatic spinal tumours who would benefit from post-operative high dose high precision beam therapy upon appropriate and stringent patient selection;  Patient selection should be done via standardised assessment such as the neurological-oncological-mechanical systemic (NOMS) framework; and  The assessment should be carried out by a multidisciplinary team (MDT), which may be inclusive of, but not limited to, radiation oncologists, spine surgeons and interventional radiologists, among others.
Orthopaedics | Spine - Thoracolumbar (TL) and sacral surgery | TL and sacral fusion and fixation implant | TL pedicle screw - Shank, tulip | K2M | Uniplanar Screw, Extended Tab, Transverse, Fenestrated Size D8.5x80 mm | E5111-38580T | Standalone | DE0016948 | As per HSA registered indication(s) except for radiolucent implants which should be used as follows:  in patients with primary or metastatic spinal tumours who would benefit from post-operative high dose high precision beam therapy upon appropriate and stringent patient selection;  Patient selection should be done via standardised assessment such as the neurological-oncological-mechanical systemic (NOMS) framework; and  The assessment should be carried out by a multidisciplinary team (MDT), which may be inclusive of, but not limited to, radiation oncologists, spine surgeons and interventional radiologists, among others.
Orthopaedics | Spine - Thoracolumbar (TL) and sacral surgery | TL and sacral fusion and fixation implant | TL pedicle screw - Shank, tulip | K2M | Uniplanar Screw, Extended Tab, Transverse, Fenestrated Size D8.5x85 mm | E5111-38585T | Standalone | DE0016948 | As per HSA registered indication(s) except for radiolucent implants which should be used as follows:  in patients with primary or metastatic spinal tumours who would benefit from post-operative high dose high precision beam therapy upon appropriate and stringent patient selection;  Patient selection should be done via standardised assessment such as the neurological-oncological-mechanical systemic (NOMS) framework; and  The assessment should be carried out by a multidisciplinary team (MDT), which may be inclusive of, but not limited to, radiation oncologists, spine surgeons and interventional radiologists, among others.
Orthopaedics | Spine - Thoracolumbar (TL) and sacral surgery | TL and sacral fusion and fixation implant | TL pedicle screw - Shank, tulip | K2M | Uniplanar Screw, Extended Tab, Transverse, Fenestrated Size D8.5x90 mm | E5111-38590T | Standalone | DE0016948 | As per HSA registered indication(s) except for radiolucent implants which should be used as follows:  in patients with primary or metastatic spinal tumours who would benefit from post-operative high dose high precision beam therapy upon appropriate and stringent patient selection;  Patient selection should be done via standardised assessment such as the neurological-oncological-mechanical systemic (NOMS) framework; and  The assessment should be carried out by a multidisciplinary team (MDT), which may be inclusive of, but not limited to, radiation oncologists, spine surgeons and interventional radiologists, among others.
Orthopaedics | Spine - Thoracolumbar (TL) and sacral surgery | TL and sacral fusion and fixation implant | TL pedicle screw - Shank, tulip | K2M | Uniplanar Screw, Extended Tab, Transverse, Fenestrated Size D8.5x95 mm | E5111-38595T | Standalone | DE0016948 | As per HSA registered indication(s) except for radiolucent implants which should be used as follows:  in patients with primary or metastatic spinal tumours who would benefit from post-operative high dose high precision beam therapy upon appropriate and stringent patient selection;  Patient selection should be done via standardised assessment such as the neurological-oncological-mechanical systemic (NOMS) framework; and  The assessment should be carried out by a multidisciplinary team (MDT), which may be inclusive of, but not limited to, radiation oncologists, spine surgeons and interventional radiologists, among others.
Orthopaedics | Spine - Thoracolumbar (TL) and sacral surgery | TL and sacral fusion and fixation implant | TL pedicle screw - Shank, tulip | K2M | Uniplanar Screw, Fenestrated Transverse Size D4.5x70 mm | F2911-34570T | Standalone | DE0016948 | As per HSA registered indication(s) except for radiolucent implants which should be used as follows:  in patients with primary or metastatic spinal tumours who would benefit from post-operative high dose high precision beam therapy upon appropriate and stringent patient selection;  Patient selection should be done via standardised assessment such as the neurological-oncological-mechanical systemic (NOMS) framework; and  The assessment should be carried out by a multidisciplinary team (MDT), which may be inclusive of, but not limited to, radiation oncologists, spine surgeons and interventional radiologists, among others.
Orthopaedics | Spine - Thoracolumbar (TL) and sacral surgery | TL and sacral fusion and fixation implant | TL pedicle screw - Shank, tulip | K2M | Uniplanar Screw, Fenestrated Transverse Size D7.5x80 mm | F2911-37580T | Standalone | DE0016948 | As per HSA registered indication(s) except for radiolucent implants which should be used as follows:  in patients with primary or metastatic spinal tumours who would benefit from post-operative high dose high precision beam therapy upon appropriate and stringent patient selection;  Patient selection should be done via standardised assessment such as the neurological-oncological-mechanical systemic (NOMS) framework; and  The assessment should be carried out by a multidisciplinary team (MDT), which may be inclusive of, but not limited to, radiation oncologists, spine surgeons and interventional radiologists, among others.
Orthopaedics | Spine - Thoracolumbar (TL) and sacral surgery | TL and sacral fusion and fixation implant | TL pedicle screw - Shank, tulip | K2M | Uniplanar Screw, Fenestrated Transverse Size D4.5x100 mm | F2911-345100T | Standalone | DE0016948 | As per HSA registered indication(s) except for radiolucent implants which should be used as follows:  in patients with primary or metastatic spinal tumours who would benefit from post-operative high dose high precision beam therapy upon appropriate and stringent patient selection;  Patient selection should be done via standardised assessment such as the neurological-oncological-mechanical systemic (NOMS) framework; and  The assessment should be carried out by a multidisciplinary team (MDT), which may be inclusive of, but not limited to, radiation oncologists, spine surgeons and interventional radiologists, among others.
Orthopaedics | Spine - Thoracolumbar (TL) and sacral surgery | TL and sacral fusion and fixation implant | TL pedicle screw - Shank, tulip | K2M | Uniplanar Screw, Fenestrated Transverse Size D4.5x105 mm | F2911-345105T | Standalone | DE0016948 | As per HSA registered indication(s) except for radiolucent implants which should be used as follows:  in patients with primary or metastatic spinal tumours who would benefit from post-operative high dose high precision beam therapy upon appropriate and stringent patient selection;  Patient selection should be done via standardised assessment such as the neurological-oncological-mechanical systemic (NOMS) framework; and  The assessment should be carried out by a multidisciplinary team (MDT), which may be inclusive of, but not limited to, radiation oncologists, spine surgeons and interventional radiologists, among others.
Orthopaedics | Spine - Thoracolumbar (TL) and sacral surgery | TL and sacral fusion and fixation implant | TL pedicle screw - Shank, tulip | K2M | Uniplanar Screw, Fenestrated Transverse Size D4.5x110 mm | F2911-345110T | Standalone | DE0016948 | As per HSA registered indication(s) except for radiolucent implants which should be used as follows:  in patients with primary or metastatic spinal tumours who would benefit from post-operative high dose high precision beam therapy upon appropriate and stringent patient selection;  Patient selection should be done via standardised assessment such as the neurological-oncological-mechanical systemic (NOMS) framework; and  The assessment should be carried out by a multidisciplinary team (MDT), which may be inclusive of, but not limited to, radiation oncologists, spine surgeons and interventional radiologists, among others.
Orthopaedics | Spine - Thoracolumbar (TL) and sacral surgery | TL and sacral fusion and fixation implant | TL pedicle screw - Shank, tulip | K2M | Uniplanar Screw, Fenestrated Transverse Size D4.5x20 mm | F2911-34520T | Standalone | DE0016948 | As per HSA registered indication(s) except for radiolucent implants which should be used as follows:  in patients with primary or metastatic spinal tumours who would benefit from post-operative high dose high precision beam therapy upon appropriate and stringent patient selection;  Patient selection should be done via standardised assessment such as the neurological-oncological-mechanical systemic (NOMS) framework; and  The assessment should be carried out by a multidisciplinary team (MDT), which may be inclusive of, but not limited to, radiation oncologists, spine surgeons and interventional radiologists, among others.
Orthopaedics | Spine - Thoracolumbar (TL) and sacral surgery | TL and sacral fusion and fixation implant | TL pedicle screw - Shank, tulip | K2M | Uniplanar Screw, Fenestrated Transverse Size D4.5x25 mm | F2911-34525T | Standalone | DE0016948 | As per HSA registered indication(s) except for radiolucent implants which should be used as follows:  in patients with primary or metastatic spinal tumours who would benefit from post-operative high dose high precision beam therapy upon appropriate and stringent patient selection;  Patient selection should be done via standardised assessment such as the neurological-oncological-mechanical systemic (NOMS) framework; and  The assessment should be carried out by a multidisciplinary team (MDT), which may be inclusive of, but not limited to, radiation oncologists, spine surgeons and interventional radiologists, among others.
Orthopaedics | Spine - Thoracolumbar (TL) and sacral surgery | TL and sacral fusion and fixation implant | TL pedicle screw - Shank, tulip | K2M | Uniplanar Screw, Fenestrated Transverse Size D4.5x30 mm | F2911-34530T | Standalone | DE0016948 | As per HSA registered indication(s) except for radiolucent implants which should be used as follows:  in patients with primary or metastatic spinal tumours who would benefit from post-operative high dose high precision beam therapy upon appropriate and stringent patient selection;  Patient selection should be done via standardised assessment such as the neurological-oncological-mechanical systemic (NOMS) framework; and  The assessment should be carried out by a multidisciplinary team (MDT), which may be inclusive of, but not limited to, radiation oncologists, spine surgeons and interventional radiologists, among others.
Orthopaedics | Spine - Thoracolumbar (TL) and sacral surgery | TL and sacral fusion and fixation implant | TL pedicle screw - Shank, tulip | K2M | Uniplanar Screw, Fenestrated Transverse Size D4.5x35 mm | F2911-34535T | Standalone | DE0016948 | As per HSA registered indication(s) except for radiolucent implants which should be used as follows:  in patients with primary or metastatic spinal tumours who would benefit from post-operative high dose high precision beam therapy upon appropriate and stringent patient selection;  Patient selection should be done via standardised assessment such as the neurological-oncological-mechanical systemic (NOMS) framework; and  The assessment should be carried out by a multidisciplinary team (MDT), which may be inclusive of, but not limited to, radiation oncologists, spine surgeons and interventional radiologists, among others.
Orthopaedics | Spine - Thoracolumbar (TL) and sacral surgery | TL and sacral fusion and fixation implant | TL pedicle screw - Shank, tulip | K2M | Uniplanar Screw, Fenestrated Transverse Size D4.5x40 mm | F2911-34540T | Standalone | DE0016948 | As per HSA registered indication(s) except for radiolucent implants which should be used as follows:  in patients with primary or metastatic spinal tumours who would benefit from post-operative high dose high precision beam therapy upon appropriate and stringent patient selection;  Patient selection should be done via standardised assessment such as the neurological-oncological-mechanical systemic (NOMS) framework; and  The assessment should be carried out by a multidisciplinary team (MDT), which may be inclusive of, but not limited to, radiation oncologists, spine surgeons and interventional radiologists, among others.
Orthopaedics | Spine - Thoracolumbar (TL) and sacral surgery | TL and sacral fusion and fixation implant | TL pedicle screw - Shank, tulip | K2M | Uniplanar Screw, Fenestrated Transverse Size D4.5x45 mm | F2911-34545T | Standalone | DE0016948 | As per HSA registered indication(s) except for radiolucent implants which should be used as follows:  in patients with primary or metastatic spinal tumours who would benefit from post-operative high dose high precision beam therapy upon appropriate and stringent patient selection;  Patient selection should be done via standardised assessment such as the neurological-oncological-mechanical systemic (NOMS) framework; and  The assessment should be carried out by a multidisciplinary team (MDT), which may be inclusive of, but not limited to, radiation oncologists, spine surgeons and interventional radiologists, among others.
Orthopaedics | Spine - Thoracolumbar (TL) and sacral surgery | TL and sacral fusion and fixation implant | TL pedicle screw - Shank, tulip | K2M | Uniplanar Screw, Fenestrated Transverse Size D4.5x50 mm | F2911-34550T | Standalone | DE0016948 | As per HSA registered indication(s) except for radiolucent implants which should be used as follows:  in patients with primary or metastatic spinal tumours who would benefit from post-operative high dose high precision beam therapy upon appropriate and stringent patient selection;  Patient selection should be done via standardised assessment such as the neurological-oncological-mechanical systemic (NOMS) framework; and  The assessment should be carried out by a multidisciplinary team (MDT), which may be inclusive of, but not limited to, radiation oncologists, spine surgeons and interventional radiologists, among others.
Orthopaedics | Spine - Thoracolumbar (TL) and sacral surgery | TL and sacral fusion and fixation implant | TL pedicle screw - Shank, tulip | K2M | Uniplanar Screw, Fenestrated Transverse Size D4.5x55 mm | F2911-34555T | Standalone | DE0016948 | As per HSA registered indication(s) except for radiolucent implants which should be used as follows:  in patients with primary or metastatic spinal tumours who would benefit from post-operative high dose high precision beam therapy upon appropriate and stringent patient selection;  Patient selection should be done via standardised assessment such as the neurological-oncological-mechanical systemic (NOMS) framework; and  The assessment should be carried out by a multidisciplinary team (MDT), which may be inclusive of, but not limited to, radiation oncologists, spine surgeons and interventional radiologists, among others.
Orthopaedics | Spine - Thoracolumbar (TL) and sacral surgery | TL and sacral fusion and fixation implant | TL pedicle screw - Shank, tulip | K2M | Uniplanar Screw, Fenestrated Transverse Size D4.5x60 mm | F2911-34560T | Standalone | DE0016948 | As per HSA registered indication(s) except for radiolucent implants which should be used as follows:  in patients with primary or metastatic spinal tumours who would benefit from post-operative high dose high precision beam therapy upon appropriate and stringent patient selection;  Patient selection should be done via standardised assessment such as the neurological-oncological-mechanical systemic (NOMS) framework; and  The assessment should be carried out by a multidisciplinary team (MDT), which may be inclusive of, but not limited to, radiation oncologists, spine surgeons and interventional radiologists, among others.
Orthopaedics | Spine - Thoracolumbar (TL) and sacral surgery | TL and sacral fusion and fixation implant | TL pedicle screw - Shank, tulip | K2M | Uniplanar Screw, Fenestrated Transverse Size D4.5x65 mm | F2911-34565T | Standalone | DE0016948 | As per HSA registered indication(s) except for radiolucent implants which should be used as follows:  in patients with primary or metastatic spinal tumours who would benefit from post-operative high dose high precision beam therapy upon appropriate and stringent patient selection;  Patient selection should be done via standardised assessment such as the neurological-oncological-mechanical systemic (NOMS) framework; and  The assessment should be carried out by a multidisciplinary team (MDT), which may be inclusive of, but not limited to, radiation oncologists, spine surgeons and interventional radiologists, among others.
Orthopaedics | Spine - Thoracolumbar (TL) and sacral surgery | TL and sacral fusion and fixation implant | TL pedicle screw - Shank, tulip | K2M | Uniplanar Screw, Fenestrated Transverse Size D4.5x75 mm | F2911-34575T | Standalone | DE0016948 | As per HSA registered indication(s) except for radiolucent implants which should be used as follows:  in patients with primary or metastatic spinal tumours who would benefit from post-operative high dose high precision beam therapy upon appropriate and stringent patient selection;  Patient selection should be done via standardised assessment such as the neurological-oncological-mechanical systemic (NOMS) framework; and  The assessment should be carried out by a multidisciplinary team (MDT), which may be inclusive of, but not limited to, radiation oncologists, spine surgeons and interventional radiologists, among others.
Orthopaedics | Spine - Thoracolumbar (TL) and sacral surgery | TL and sacral fusion and fixation implant | TL pedicle screw - Shank, tulip | K2M | Uniplanar Screw, Fenestrated Transverse Size D4.5x80 mm | F2911-34580T | Standalone | DE0016948 | As per HSA registered indication(s) except for radiolucent implants which should be used as follows:  in patients with primary or metastatic spinal tumours who would benefit from post-operative high dose high precision beam therapy upon appropriate and stringent patient selection;  Patient selection should be done via standardised assessment such as the neurological-oncological-mechanical systemic (NOMS) framework; and  The assessment should be carried out by a multidisciplinary team (MDT), which may be inclusive of, but not limited to, radiation oncologists, spine surgeons and interventional radiologists, among others.
Orthopaedics | Spine - Thoracolumbar (TL) and sacral surgery | TL and sacral fusion and fixation implant | TL pedicle screw - Shank, tulip | K2M | Uniplanar Screw, Fenestrated Transverse Size D4.5x85 mm | F2911-34585T | Standalone | DE0016948 | As per HSA registered indication(s) except for radiolucent implants which should be used as follows:  in patients with primary or metastatic spinal tumours who would benefit from post-operative high dose high precision beam therapy upon appropriate and stringent patient selection;  Patient selection should be done via standardised assessment such as the neurological-oncological-mechanical systemic (NOMS) framework; and  The assessment should be carried out by a multidisciplinary team (MDT), which may be inclusive of, but not limited to, radiation oncologists, spine surgeons and interventional radiologists, among others.
Orthopaedics | Spine - Thoracolumbar (TL) and sacral surgery | TL and sacral fusion and fixation implant | TL pedicle screw - Shank, tulip | K2M | Uniplanar Screw, Fenestrated Transverse Size D4.5x90 mm | F2911-34590T | Standalone | DE0016948 | As per HSA registered indication(s) except for radiolucent implants which should be used as follows:  in patients with primary or metastatic spinal tumours who would benefit from post-operative high dose high precision beam therapy upon appropriate and stringent patient selection;  Patient selection should be done via standardised assessment such as the neurological-oncological-mechanical systemic (NOMS) framework; and  The assessment should be carried out by a multidisciplinary team (MDT), which may be inclusive of, but not limited to, radiation oncologists, spine surgeons and interventional radiologists, among others.
Orthopaedics | Spine - Thoracolumbar (TL) and sacral surgery | TL and sacral fusion and fixation implant | TL pedicle screw - Shank, tulip | K2M | Uniplanar Screw, Fenestrated Transverse Size D4.5x95 mm | F2911-34595T | Standalone | DE0016948 | As per HSA registered indication(s) except for radiolucent implants which should be used as follows:  in patients with primary or metastatic spinal tumours who would benefit from post-operative high dose high precision beam therapy upon appropriate and stringent patient selection;  Patient selection should be done via standardised assessment such as the neurological-oncological-mechanical systemic (NOMS) framework; and  The assessment should be carried out by a multidisciplinary team (MDT), which may be inclusive of, but not limited to, radiation oncologists, spine surgeons and interventional radiologists, among others.
Orthopaedics | Spine - Thoracolumbar (TL) and sacral surgery | TL and sacral fusion and fixation implant | TL pedicle screw - Shank, tulip | K2M | Uniplanar Screw, Fenestrated Transverse Size D5.5x100 mm | F2911-355100T | Standalone | DE0016948 | As per HSA registered indication(s) except for radiolucent implants which should be used as follows:  in patients with primary or metastatic spinal tumours who would benefit from post-operative high dose high precision beam therapy upon appropriate and stringent patient selection;  Patient selection should be done via standardised assessment such as the neurological-oncological-mechanical systemic (NOMS) framework; and  The assessment should be carried out by a multidisciplinary team (MDT), which may be inclusive of, but not limited to, radiation oncologists, spine surgeons and interventional radiologists, among others.
Orthopaedics | Spine - Thoracolumbar (TL) and sacral surgery | TL and sacral fusion and fixation implant | TL pedicle screw - Shank, tulip | K2M | Uniplanar Screw, Fenestrated Transverse Size D5.5x105 mm | F2911-355105T | Standalone | DE0016948 | As per HSA registered indication(s) except for radiolucent implants which should be used as follows:  in patients with primary or metastatic spinal tumours who would benefit from post-operative high dose high precision beam therapy upon appropriate and stringent patient selection;  Patient selection should be done via standardised assessment such as the neurological-oncological-mechanical systemic (NOMS) framework; and  The assessment should be carried out by a multidisciplinary team (MDT), which may be inclusive of, but not limited to, radiation oncologists, spine surgeons and interventional radiologists, among others.
Orthopaedics | Spine - Thoracolumbar (TL) and sacral surgery | TL and sacral fusion and fixation implant | TL pedicle screw - Shank, tulip | K2M | Uniplanar Screw, Fenestrated Transverse Size D5.5x110 mm | F2911-355110T | Standalone | DE0016948 | As per HSA registered indication(s) except for radiolucent implants which should be used as follows:  in patients with primary or metastatic spinal tumours who would benefit from post-operative high dose high precision beam therapy upon appropriate and stringent patient selection;  Patient selection should be done via standardised assessment such as the neurological-oncological-mechanical systemic (NOMS) framework; and  The assessment should be carried out by a multidisciplinary team (MDT), which may be inclusive of, but not limited to, radiation oncologists, spine surgeons and interventional radiologists, among others.
Orthopaedics | Spine - Thoracolumbar (TL) and sacral surgery | TL and sacral fusion and fixation implant | TL pedicle screw - Shank, tulip | K2M | Uniplanar Screw, Fenestrated Transverse Size D5.5x20 mm | F2911-35520T | Standalone | DE0016948 | As per HSA registered indication(s) except for radiolucent implants which should be used as follows:  in patients with primary or metastatic spinal tumours who would benefit from post-operative high dose high precision beam therapy upon appropriate and stringent patient selection;  Patient selection should be done via standardised assessment such as the neurological-oncological-mechanical systemic (NOMS) framework; and  The assessment should be carried out by a multidisciplinary team (MDT), which may be inclusive of, but not limited to, radiation oncologists, spine surgeons and interventional radiologists, among others.
Orthopaedics | Spine - Thoracolumbar (TL) and sacral surgery | TL and sacral fusion and fixation implant | TL pedicle screw - Shank, tulip | K2M | Uniplanar Screw, Fenestrated Transverse Size D5.5x25 mm | F2911-35525T | Standalone | DE0016948 | As per HSA registered indication(s) except for radiolucent implants which should be used as follows:  in patients with primary or metastatic spinal tumours who would benefit from post-operative high dose high precision beam therapy upon appropriate and stringent patient selection;  Patient selection should be done via standardised assessment such as the neurological-oncological-mechanical systemic (NOMS) framework; and  The assessment should be carried out by a multidisciplinary team (MDT), which may be inclusive of, but not limited to, radiation oncologists, spine surgeons and interventional radiologists, among others.
Orthopaedics | Spine - Thoracolumbar (TL) and sacral surgery | TL and sacral fusion and fixation implant | TL pedicle screw - Shank, tulip | K2M | Uniplanar Screw, Fenestrated Transverse Size D5.5x30 mm | F2911-35530T | Standalone | DE0016948 | As per HSA registered indication(s) except for radiolucent implants which should be used as follows:  in patients with primary or metastatic spinal tumours who would benefit from post-operative high dose high precision beam therapy upon appropriate and stringent patient selection;  Patient selection should be done via standardised assessment such as the neurological-oncological-mechanical systemic (NOMS) framework; and  The assessment should be carried out by a multidisciplinary team (MDT), which may be inclusive of, but not limited to, radiation oncologists, spine surgeons and interventional radiologists, among others.
Orthopaedics | Spine - Thoracolumbar (TL) and sacral surgery | TL and sacral fusion and fixation implant | TL pedicle screw - Shank, tulip | K2M | Uniplanar Screw, Fenestrated Transverse Size D5.5x35 mm | F2911-35535T | Standalone | DE0016948 | As per HSA registered indication(s) except for radiolucent implants which should be used as follows:  in patients with primary or metastatic spinal tumours who would benefit from post-operative high dose high precision beam therapy upon appropriate and stringent patient selection;  Patient selection should be done via standardised assessment such as the neurological-oncological-mechanical systemic (NOMS) framework; and  The assessment should be carried out by a multidisciplinary team (MDT), which may be inclusive of, but not limited to, radiation oncologists, spine surgeons and interventional radiologists, among others.
Orthopaedics | Spine - Thoracolumbar (TL) and sacral surgery | TL and sacral fusion and fixation implant | TL pedicle screw - Shank, tulip | K2M | Uniplanar Screw, Fenestrated Transverse Size D5.5x40 mm | F2911-35540T | Standalone | DE0016948 | As per HSA registered indication(s) except for radiolucent implants which should be used as follows:  in patients with primary or metastatic spinal tumours who would benefit from post-operative high dose high precision beam therapy upon appropriate and stringent patient selection;  Patient selection should be done via standardised assessment such as the neurological-oncological-mechanical systemic (NOMS) framework; and  The assessment should be carried out by a multidisciplinary team (MDT), which may be inclusive of, but not limited to, radiation oncologists, spine surgeons and interventional radiologists, among others.
Orthopaedics | Spine - Thoracolumbar (TL) and sacral surgery | TL and sacral fusion and fixation implant | TL pedicle screw - Shank, tulip | K2M | Uniplanar Screw, Fenestrated Transverse Size D5.5x45 mm | F2911-35545T | Standalone | DE0016948 | As per HSA registered indication(s) except for radiolucent implants which should be used as follows:  in patients with primary or metastatic spinal tumours who would benefit from post-operative high dose high precision beam therapy upon appropriate and stringent patient selection;  Patient selection should be done via standardised assessment such as the neurological-oncological-mechanical systemic (NOMS) framework; and  The assessment should be carried out by a multidisciplinary team (MDT), which may be inclusive of, but not limited to, radiation oncologists, spine surgeons and interventional radiologists, among others.
Orthopaedics | Spine - Thoracolumbar (TL) and sacral surgery | TL and sacral fusion and fixation implant | TL pedicle screw - Shank, tulip | K2M | Uniplanar Screw, Fenestrated Transverse Size D5.5x50 mm | F2911-35550T | Standalone | DE0016948 | As per HSA registered indication(s) except for radiolucent implants which should be used as follows:  in patients with primary or metastatic spinal tumours who would benefit from post-operative high dose high precision beam therapy upon appropriate and stringent patient selection;  Patient selection should be done via standardised assessment such as the neurological-oncological-mechanical systemic (NOMS) framework; and  The assessment should be carried out by a multidisciplinary team (MDT), which may be inclusive of, but not limited to, radiation oncologists, spine surgeons and interventional radiologists, among others.
Orthopaedics | Spine - Thoracolumbar (TL) and sacral surgery | TL and sacral fusion and fixation implant | TL pedicle screw - Shank, tulip | K2M | Uniplanar Screw, Fenestrated Transverse Size D5.5x55 mm | F2911-35555T | Standalone | DE0016948 | As per HSA registered indication(s) except for radiolucent implants which should be used as follows:  in patients with primary or metastatic spinal tumours who would benefit from post-operative high dose high precision beam therapy upon appropriate and stringent patient selection;  Patient selection should be done via standardised assessment such as the neurological-oncological-mechanical systemic (NOMS) framework; and  The assessment should be carried out by a multidisciplinary team (MDT), which may be inclusive of, but not limited to, radiation oncologists, spine surgeons and interventional radiologists, among others.
Orthopaedics | Spine - Thoracolumbar (TL) and sacral surgery | TL and sacral fusion and fixation implant | TL pedicle screw - Shank, tulip | K2M | Uniplanar Screw, Fenestrated Transverse Size D5.5x60 mm | F2911-35560T | Standalone | DE0016948 | As per HSA registered indication(s) except for radiolucent implants which should be used as follows:  in patients with primary or metastatic spinal tumours who would benefit from post-operative high dose high precision beam therapy upon appropriate and stringent patient selection;  Patient selection should be done via standardised assessment such as the neurological-oncological-mechanical systemic (NOMS) framework; and  The assessment should be carried out by a multidisciplinary team (MDT), which may be inclusive of, but not limited to, radiation oncologists, spine surgeons and interventional radiologists, among others.
Orthopaedics | Spine - Thoracolumbar (TL) and sacral surgery | TL and sacral fusion and fixation implant | TL pedicle screw - Shank, tulip | K2M | Uniplanar Screw, Fenestrated Transverse Size D5.5x65 mm | F2911-35565T | Standalone | DE0016948 | As per HSA registered indication(s) except for radiolucent implants which should be used as follows:  in patients with primary or metastatic spinal tumours who would benefit from post-operative high dose high precision beam therapy upon appropriate and stringent patient selection;  Patient selection should be done via standardised assessment such as the neurological-oncological-mechanical systemic (NOMS) framework; and  The assessment should be carried out by a multidisciplinary team (MDT), which may be inclusive of, but not limited to, radiation oncologists, spine surgeons and interventional radiologists, among others.
Orthopaedics | Spine - Thoracolumbar (TL) and sacral surgery | TL and sacral fusion and fixation implant | TL pedicle screw - Shank, tulip | K2M | Uniplanar Screw, Fenestrated Transverse Size D5.5x70 mm | F2911-35570T | Standalone | DE0016948 | As per HSA registered indication(s) except for radiolucent implants which should be used as follows:  in patients with primary or metastatic spinal tumours who would benefit from post-operative high dose high precision beam therapy upon appropriate and stringent patient selection;  Patient selection should be done via standardised assessment such as the neurological-oncological-mechanical systemic (NOMS) framework; and  The assessment should be carried out by a multidisciplinary team (MDT), which may be inclusive of, but not limited to, radiation oncologists, spine surgeons and interventional radiologists, among others.
Orthopaedics | Spine - Thoracolumbar (TL) and sacral surgery | TL and sacral fusion and fixation implant | TL pedicle screw - Shank, tulip | K2M | Uniplanar Screw, Fenestrated Transverse Size D5.5x75 mm | F2911-35575T | Standalone | DE0016948 | As per HSA registered indication(s) except for radiolucent implants which should be used as follows:  in patients with primary or metastatic spinal tumours who would benefit from post-operative high dose high precision beam therapy upon appropriate and stringent patient selection;  Patient selection should be done via standardised assessment such as the neurological-oncological-mechanical systemic (NOMS) framework; and  The assessment should be carried out by a multidisciplinary team (MDT), which may be inclusive of, but not limited to, radiation oncologists, spine surgeons and interventional radiologists, among others.
Orthopaedics | Spine - Thoracolumbar (TL) and sacral surgery | TL and sacral fusion and fixation implant | TL pedicle screw - Shank, tulip | K2M | Uniplanar Screw, Fenestrated Transverse Size D5.5x80 mm | F2911-35580T | Standalone | DE0016948 | As per HSA registered indication(s) except for radiolucent implants which should be used as follows:  in patients with primary or metastatic spinal tumours who would benefit from post-operative high dose high precision beam therapy upon appropriate and stringent patient selection;  Patient selection should be done via standardised assessment such as the neurological-oncological-mechanical systemic (NOMS) framework; and  The assessment should be carried out by a multidisciplinary team (MDT), which may be inclusive of, but not limited to, radiation oncologists, spine surgeons and interventional radiologists, among others.
Orthopaedics | Spine - Thoracolumbar (TL) and sacral surgery | TL and sacral fusion and fixation implant | TL pedicle screw - Shank, tulip | K2M | Uniplanar Screw, Fenestrated Transverse Size D5.5x85 mm | F2911-35585T | Standalone | DE0016948 | As per HSA registered indication(s) except for radiolucent implants which should be used as follows:  in patients with primary or metastatic spinal tumours who would benefit from post-operative high dose high precision beam therapy upon appropriate and stringent patient selection;  Patient selection should be done via standardised assessment such as the neurological-oncological-mechanical systemic (NOMS) framework; and  The assessment should be carried out by a multidisciplinary team (MDT), which may be inclusive of, but not limited to, radiation oncologists, spine surgeons and interventional radiologists, among others.
Orthopaedics | Spine - Thoracolumbar (TL) and sacral surgery | TL and sacral fusion and fixation implant | TL pedicle screw - Shank, tulip | K2M | Uniplanar Screw, Fenestrated Transverse Size D5.5x90 mm | F2911-35590T | Standalone | DE0016948 | As per HSA registered indication(s) except for radiolucent implants which should be used as follows:  in patients with primary or metastatic spinal tumours who would benefit from post-operative high dose high precision beam therapy upon appropriate and stringent patient selection;  Patient selection should be done via standardised assessment such as the neurological-oncological-mechanical systemic (NOMS) framework; and  The assessment should be carried out by a multidisciplinary team (MDT), which may be inclusive of, but not limited to, radiation oncologists, spine surgeons and interventional radiologists, among others.
Orthopaedics | Spine - Thoracolumbar (TL) and sacral surgery | TL and sacral fusion and fixation implant | TL pedicle screw - Shank, tulip | K2M | Uniplanar Screw, Fenestrated Transverse Size D5.5x95 mm | F2911-35595T | Standalone | DE0016948 | As per HSA registered indication(s) except for radiolucent implants which should be used as follows:  in patients with primary or metastatic spinal tumours who would benefit from post-operative high dose high precision beam therapy upon appropriate and stringent patient selection;  Patient selection should be done via standardised assessment such as the neurological-oncological-mechanical systemic (NOMS) framework; and  The assessment should be carried out by a multidisciplinary team (MDT), which may be inclusive of, but not limited to, radiation oncologists, spine surgeons and interventional radiologists, among others.
Orthopaedics | Spine - Thoracolumbar (TL) and sacral surgery | TL and sacral fusion and fixation implant | TL pedicle screw - Shank, tulip | K2M | Uniplanar Screw, Fenestrated Transverse Size D6.5x100 mm | F2911-365100T | Standalone | DE0016948 | As per HSA registered indication(s) except for radiolucent implants which should be used as follows:  in patients with primary or metastatic spinal tumours who would benefit from post-operative high dose high precision beam therapy upon appropriate and stringent patient selection;  Patient selection should be done via standardised assessment such as the neurological-oncological-mechanical systemic (NOMS) framework; and  The assessment should be carried out by a multidisciplinary team (MDT), which may be inclusive of, but not limited to, radiation oncologists, spine surgeons and interventional radiologists, among others.
Orthopaedics | Spine - Thoracolumbar (TL) and sacral surgery | TL and sacral fusion and fixation implant | TL pedicle screw - Shank, tulip | K2M | Uniplanar Screw, Fenestrated Transverse Size D6.5x105 mm | F2911-365105T | Standalone | DE0016948 | As per HSA registered indication(s) except for radiolucent implants which should be used as follows:  in patients with primary or metastatic spinal tumours who would benefit from post-operative high dose high precision beam therapy upon appropriate and stringent patient selection;  Patient selection should be done via standardised assessment such as the neurological-oncological-mechanical systemic (NOMS) framework; and  The assessment should be carried out by a multidisciplinary team (MDT), which may be inclusive of, but not limited to, radiation oncologists, spine surgeons and interventional radiologists, among others.
Orthopaedics | Spine - Thoracolumbar (TL) and sacral surgery | TL and sacral fusion and fixation implant | TL pedicle screw - Shank, tulip | K2M | Uniplanar Screw, Fenestrated Transverse Size D6.5x110 mm | F2911-365110T | Standalone | DE0016948 | As per HSA registered indication(s) except for radiolucent implants which should be used as follows:  in patients with primary or metastatic spinal tumours who would benefit from post-operative high dose high precision beam therapy upon appropriate and stringent patient selection;  Patient selection should be done via standardised assessment such as the neurological-oncological-mechanical systemic (NOMS) framework; and  The assessment should be carried out by a multidisciplinary team (MDT), which may be inclusive of, but not limited to, radiation oncologists, spine surgeons and interventional radiologists, among others.
Orthopaedics | Spine - Thoracolumbar (TL) and sacral surgery | TL and sacral fusion and fixation implant | TL pedicle screw - Shank, tulip | K2M | Uniplanar Screw, Fenestrated Transverse Size D6.5x25 mm | F2911-36525T | Standalone | DE0016948 | As per HSA registered indication(s) except for radiolucent implants which should be used as follows:  in patients with primary or metastatic spinal tumours who would benefit from post-operative high dose high precision beam therapy upon appropriate and stringent patient selection;  Patient selection should be done via standardised assessment such as the neurological-oncological-mechanical systemic (NOMS) framework; and  The assessment should be carried out by a multidisciplinary team (MDT), which may be inclusive of, but not limited to, radiation oncologists, spine surgeons and interventional radiologists, among others.
Orthopaedics | Spine - Thoracolumbar (TL) and sacral surgery | TL and sacral fusion and fixation implant | TL pedicle screw - Shank, tulip | K2M | Uniplanar Screw, Fenestrated Transverse Size D6.5x30 mm | F2911-36530T | Standalone | DE0016948 | As per HSA registered indication(s) except for radiolucent implants which should be used as follows:  in patients with primary or metastatic spinal tumours who would benefit from post-operative high dose high precision beam therapy upon appropriate and stringent patient selection;  Patient selection should be done via standardised assessment such as the neurological-oncological-mechanical systemic (NOMS) framework; and  The assessment should be carried out by a multidisciplinary team (MDT), which may be inclusive of, but not limited to, radiation oncologists, spine surgeons and interventional radiologists, among others.
Orthopaedics | Spine - Thoracolumbar (TL) and sacral surgery | TL and sacral fusion and fixation implant | TL pedicle screw - Shank, tulip | K2M | Uniplanar Screw, Fenestrated Transverse Size D6.5x35 mm | F2911-36535T | Standalone | DE0016948 | As per HSA registered indication(s) except for radiolucent implants which should be used as follows:  in patients with primary or metastatic spinal tumours who would benefit from post-operative high dose high precision beam therapy upon appropriate and stringent patient selection;  Patient selection should be done via standardised assessment such as the neurological-oncological-mechanical systemic (NOMS) framework; and  The assessment should be carried out by a multidisciplinary team (MDT), which may be inclusive of, but not limited to, radiation oncologists, spine surgeons and interventional radiologists, among others.
Orthopaedics | Spine - Thoracolumbar (TL) and sacral surgery | TL and sacral fusion and fixation implant | TL pedicle screw - Shank, tulip | K2M | Uniplanar Screw, Fenestrated Transverse Size D6.5x35 mm | F2911-36540T | Standalone | DE0016948 | As per HSA registered indication(s) except for radiolucent implants which should be used as follows:  in patients with primary or metastatic spinal tumours who would benefit from post-operative high dose high precision beam therapy upon appropriate and stringent patient selection;  Patient selection should be done via standardised assessment such as the neurological-oncological-mechanical systemic (NOMS) framework; and  The assessment should be carried out by a multidisciplinary team (MDT), which may be inclusive of, but not limited to, radiation oncologists, spine surgeons and interventional radiologists, among others.
Orthopaedics | Spine - Thoracolumbar (TL) and sacral surgery | TL and sacral fusion and fixation implant | TL pedicle screw - Shank, tulip | K2M | Uniplanar Screw, Fenestrated Transverse Size D6.5x45 mm | F2911-36545T | Standalone | DE0016948 | As per HSA registered indication(s) except for radiolucent implants which should be used as follows:  in patients with primary or metastatic spinal tumours who would benefit from post-operative high dose high precision beam therapy upon appropriate and stringent patient selection;  Patient selection should be done via standardised assessment such as the neurological-oncological-mechanical systemic (NOMS) framework; and  The assessment should be carried out by a multidisciplinary team (MDT), which may be inclusive of, but not limited to, radiation oncologists, spine surgeons and interventional radiologists, among others.
Orthopaedics | Spine - Thoracolumbar (TL) and sacral surgery | TL and sacral fusion and fixation implant | TL pedicle screw - Shank, tulip | K2M | Uniplanar Screw, Fenestrated Transverse Size D6.5x50 mm | F2911-36550T | Standalone | DE0016948 | As per HSA registered indication(s) except for radiolucent implants which should be used as follows:  in patients with primary or metastatic spinal tumours who would benefit from post-operative high dose high precision beam therapy upon appropriate and stringent patient selection;  Patient selection should be done via standardised assessment such as the neurological-oncological-mechanical systemic (NOMS) framework; and  The assessment should be carried out by a multidisciplinary team (MDT), which may be inclusive of, but not limited to, radiation oncologists, spine surgeons and interventional radiologists, among others.
Orthopaedics | Spine - Thoracolumbar (TL) and sacral surgery | TL and sacral fusion and fixation implant | TL pedicle screw - Shank, tulip | K2M | Uniplanar Screw, Fenestrated Transverse Size D6.5x55 mm | F2911-36555T | Standalone | DE0016948 | As per HSA registered indication(s) except for radiolucent implants which should be used as follows:  in patients with primary or metastatic spinal tumours who would benefit from post-operative high dose high precision beam therapy upon appropriate and stringent patient selection;  Patient selection should be done via standardised assessment such as the neurological-oncological-mechanical systemic (NOMS) framework; and  The assessment should be carried out by a multidisciplinary team (MDT), which may be inclusive of, but not limited to, radiation oncologists, spine surgeons and interventional radiologists, among others.
Orthopaedics | Spine - Thoracolumbar (TL) and sacral surgery | TL and sacral fusion and fixation implant | TL pedicle screw - Shank, tulip | K2M | Uniplanar Screw, Fenestrated Transverse Size D6.5x60 mm | F2911-36560T | Standalone | DE0016948 | As per HSA registered indication(s) except for radiolucent implants which should be used as follows:  in patients with primary or metastatic spinal tumours who would benefit from post-operative high dose high precision beam therapy upon appropriate and stringent patient selection;  Patient selection should be done via standardised assessment such as the neurological-oncological-mechanical systemic (NOMS) framework; and  The assessment should be carried out by a multidisciplinary team (MDT), which may be inclusive of, but not limited to, radiation oncologists, spine surgeons and interventional radiologists, among others.
Orthopaedics | Spine - Thoracolumbar (TL) and sacral surgery | TL and sacral fusion and fixation implant | TL pedicle screw - Shank, tulip | K2M | Uniplanar Screw, Fenestrated Transverse Size D6.5x65 mm | F2911-36565T | Standalone | DE0016948 | As per HSA registered indication(s) except for radiolucent implants which should be used as follows:  in patients with primary or metastatic spinal tumours who would benefit from post-operative high dose high precision beam therapy upon appropriate and stringent patient selection;  Patient selection should be done via standardised assessment such as the neurological-oncological-mechanical systemic (NOMS) framework; and  The assessment should be carried out by a multidisciplinary team (MDT), which may be inclusive of, but not limited to, radiation oncologists, spine surgeons and interventional radiologists, among others.
Orthopaedics | Spine - Thoracolumbar (TL) and sacral surgery | TL and sacral fusion and fixation implant | TL pedicle screw - Shank, tulip | K2M | Uniplanar Screw, Fenestrated Transverse Size D6.5x70 mm | F2911-36570T | Standalone | DE0016948 | As per HSA registered indication(s) except for radiolucent implants which should be used as follows:  in patients with primary or metastatic spinal tumours who would benefit from post-operative high dose high precision beam therapy upon appropriate and stringent patient selection;  Patient selection should be done via standardised assessment such as the neurological-oncological-mechanical systemic (NOMS) framework; and  The assessment should be carried out by a multidisciplinary team (MDT), which may be inclusive of, but not limited to, radiation oncologists, spine surgeons and interventional radiologists, among others.
Orthopaedics | Spine - Thoracolumbar (TL) and sacral surgery | TL and sacral fusion and fixation implant | TL pedicle screw - Shank, tulip | K2M | Uniplanar Screw, Fenestrated Transverse Size D6.5x75 mm | F2911-36575T | Standalone | DE0016948 | As per HSA registered indication(s) except for radiolucent implants which should be used as follows:  in patients with primary or metastatic spinal tumours who would benefit from post-operative high dose high precision beam therapy upon appropriate and stringent patient selection;  Patient selection should be done via standardised assessment such as the neurological-oncological-mechanical systemic (NOMS) framework; and  The assessment should be carried out by a multidisciplinary team (MDT), which may be inclusive of, but not limited to, radiation oncologists, spine surgeons and interventional radiologists, among others.
Orthopaedics | Spine - Thoracolumbar (TL) and sacral surgery | TL and sacral fusion and fixation implant | TL pedicle screw - Shank, tulip | K2M | Uniplanar Screw, Fenestrated Transverse Size D6.5x80 mm | F2911-36580T | Standalone | DE0016948 | As per HSA registered indication(s) except for radiolucent implants which should be used as follows:  in patients with primary or metastatic spinal tumours who would benefit from post-operative high dose high precision beam therapy upon appropriate and stringent patient selection;  Patient selection should be done via standardised assessment such as the neurological-oncological-mechanical systemic (NOMS) framework; and  The assessment should be carried out by a multidisciplinary team (MDT), which may be inclusive of, but not limited to, radiation oncologists, spine surgeons and interventional radiologists, among others.
Orthopaedics | Spine - Thoracolumbar (TL) and sacral surgery | TL and sacral fusion and fixation implant | TL pedicle screw - Shank, tulip | K2M | Uniplanar Screw, Fenestrated Transverse Size D6.5x85 mm | F2911-36585T | Standalone | DE0016948 | As per HSA registered indication(s) except for radiolucent implants which should be used as follows:  in patients with primary or metastatic spinal tumours who would benefit from post-operative high dose high precision beam therapy upon appropriate and stringent patient selection;  Patient selection should be done via standardised assessment such as the neurological-oncological-mechanical systemic (NOMS) framework; and  The assessment should be carried out by a multidisciplinary team (MDT), which may be inclusive of, but not limited to, radiation oncologists, spine surgeons and interventional radiologists, among others.
Orthopaedics | Spine - Thoracolumbar (TL) and sacral surgery | TL and sacral fusion and fixation implant | TL pedicle screw - Shank, tulip | K2M | Uniplanar Screw, Fenestrated Transverse Size D6.5x90 mm | F2911-36590T | Standalone | DE0016948 | As per HSA registered indication(s) except for radiolucent implants which should be used as follows:  in patients with primary or metastatic spinal tumours who would benefit from post-operative high dose high precision beam therapy upon appropriate and stringent patient selection;  Patient selection should be done via standardised assessment such as the neurological-oncological-mechanical systemic (NOMS) framework; and  The assessment should be carried out by a multidisciplinary team (MDT), which may be inclusive of, but not limited to, radiation oncologists, spine surgeons and interventional radiologists, among others.
Orthopaedics | Spine - Thoracolumbar (TL) and sacral surgery | TL and sacral fusion and fixation implant | TL pedicle screw - Shank, tulip | K2M | Uniplanar Screw, Fenestrated Transverse Size D6.5x95 mm | F2911-36595T | Standalone | DE0016948 | As per HSA registered indication(s) except for radiolucent implants which should be used as follows:  in patients with primary or metastatic spinal tumours who would benefit from post-operative high dose high precision beam therapy upon appropriate and stringent patient selection;  Patient selection should be done via standardised assessment such as the neurological-oncological-mechanical systemic (NOMS) framework; and  The assessment should be carried out by a multidisciplinary team (MDT), which may be inclusive of, but not limited to, radiation oncologists, spine surgeons and interventional radiologists, among others.
Orthopaedics | Spine - Thoracolumbar (TL) and sacral surgery | TL and sacral fusion and fixation implant | TL pedicle screw - Shank, tulip | K2M | Uniplanar Screw, Fenestrated Transverse Size D7.5x100 mm | F2911-375100T | Standalone | DE0016948 | As per HSA registered indication(s) except for radiolucent implants which should be used as follows:  in patients with primary or metastatic spinal tumours who would benefit from post-operative high dose high precision beam therapy upon appropriate and stringent patient selection;  Patient selection should be done via standardised assessment such as the neurological-oncological-mechanical systemic (NOMS) framework; and  The assessment should be carried out by a multidisciplinary team (MDT), which may be inclusive of, but not limited to, radiation oncologists, spine surgeons and interventional radiologists, among others.
Orthopaedics | Spine - Thoracolumbar (TL) and sacral surgery | TL and sacral fusion and fixation implant | TL pedicle screw - Shank, tulip | K2M | Uniplanar Screw, Fenestrated Transverse Size D7.5x105 mm | F2911-375105T | Standalone | DE0016948 | As per HSA registered indication(s) except for radiolucent implants which should be used as follows:  in patients with primary or metastatic spinal tumours who would benefit from post-operative high dose high precision beam therapy upon appropriate and stringent patient selection;  Patient selection should be done via standardised assessment such as the neurological-oncological-mechanical systemic (NOMS) framework; and  The assessment should be carried out by a multidisciplinary team (MDT), which may be inclusive of, but not limited to, radiation oncologists, spine surgeons and interventional radiologists, among others.
Orthopaedics | Spine - Thoracolumbar (TL) and sacral surgery | TL and sacral fusion and fixation implant | TL pedicle screw - Shank, tulip | K2M | Uniplanar Screw, Fenestrated Transverse Size D7.5x110 mm | F2911-375110T | Standalone | DE0016948 | As per HSA registered indication(s) except for radiolucent implants which should be used as follows:  in patients with primary or metastatic spinal tumours who would benefit from post-operative high dose high precision beam therapy upon appropriate and stringent patient selection;  Patient selection should be done via standardised assessment such as the neurological-oncological-mechanical systemic (NOMS) framework; and  The assessment should be carried out by a multidisciplinary team (MDT), which may be inclusive of, but not limited to, radiation oncologists, spine surgeons and interventional radiologists, among others.
Orthopaedics | Spine - Thoracolumbar (TL) and sacral surgery | TL and sacral fusion and fixation implant | TL pedicle screw - Shank, tulip | K2M | Uniplanar Screw, Fenestrated Transverse Size D7.5x25 mm | F2911-37525T | Standalone | DE0016948 | As per HSA registered indication(s) except for radiolucent implants which should be used as follows:  in patients with primary or metastatic spinal tumours who would benefit from post-operative high dose high precision beam therapy upon appropriate and stringent patient selection;  Patient selection should be done via standardised assessment such as the neurological-oncological-mechanical systemic (NOMS) framework; and  The assessment should be carried out by a multidisciplinary team (MDT), which may be inclusive of, but not limited to, radiation oncologists, spine surgeons and interventional radiologists, among others.
Orthopaedics | Spine - Thoracolumbar (TL) and sacral surgery | TL and sacral fusion and fixation implant | TL pedicle screw - Shank, tulip | K2M | Uniplanar Screw, Fenestrated Transverse Size D7.5x30 mm | F2911-37530T | Standalone | DE0016948 | As per HSA registered indication(s) except for radiolucent implants which should be used as follows:  in patients with primary or metastatic spinal tumours who would benefit from post-operative high dose high precision beam therapy upon appropriate and stringent patient selection;  Patient selection should be done via standardised assessment such as the neurological-oncological-mechanical systemic (NOMS) framework; and  The assessment should be carried out by a multidisciplinary team (MDT), which may be inclusive of, but not limited to, radiation oncologists, spine surgeons and interventional radiologists, among others.
Orthopaedics | Spine - Thoracolumbar (TL) and sacral surgery | TL and sacral fusion and fixation implant | TL pedicle screw - Shank, tulip | K2M | Uniplanar Screw, Fenestrated Transverse Size D7.5x35 mm | F2911-37535T | Standalone | DE0016948 | As per HSA registered indication(s) except for radiolucent implants which should be used as follows:  in patients with primary or metastatic spinal tumours who would benefit from post-operative high dose high precision beam therapy upon appropriate and stringent patient selection;  Patient selection should be done via standardised assessment such as the neurological-oncological-mechanical systemic (NOMS) framework; and  The assessment should be carried out by a multidisciplinary team (MDT), which may be inclusive of, but not limited to, radiation oncologists, spine surgeons and interventional radiologists, among others.
Orthopaedics | Spine - Thoracolumbar (TL) and sacral surgery | TL and sacral fusion and fixation implant | TL pedicle screw - Shank, tulip | K2M | Uniplanar Screw, Fenestrated Transverse Size D7.5x40 mm | F2911-37540T | Standalone | DE0016948 | As per HSA registered indication(s) except for radiolucent implants which should be used as follows:  in patients with primary or metastatic spinal tumours who would benefit from post-operative high dose high precision beam therapy upon appropriate and stringent patient selection;  Patient selection should be done via standardised assessment such as the neurological-oncological-mechanical systemic (NOMS) framework; and  The assessment should be carried out by a multidisciplinary team (MDT), which may be inclusive of, but not limited to, radiation oncologists, spine surgeons and interventional radiologists, among others.
Orthopaedics | Spine - Thoracolumbar (TL) and sacral surgery | TL and sacral fusion and fixation implant | TL pedicle screw - Shank, tulip | K2M | Uniplanar Screw, Fenestrated Transverse Size D7.5x45 mm | F2911-37545T | Standalone | DE0016948 | As per HSA registered indication(s) except for radiolucent implants which should be used as follows:  in patients with primary or metastatic spinal tumours who would benefit from post-operative high dose high precision beam therapy upon appropriate and stringent patient selection;  Patient selection should be done via standardised assessment such as the neurological-oncological-mechanical systemic (NOMS) framework; and  The assessment should be carried out by a multidisciplinary team (MDT), which may be inclusive of, but not limited to, radiation oncologists, spine surgeons and interventional radiologists, among others.
Orthopaedics | Spine - Thoracolumbar (TL) and sacral surgery | TL and sacral fusion and fixation implant | TL pedicle screw - Shank, tulip | K2M | Uniplanar Screw, Fenestrated Transverse Size D7.5x50 mm | F2911-37550T | Standalone | DE0016948 | As per HSA registered indication(s) except for radiolucent implants which should be used as follows:  in patients with primary or metastatic spinal tumours who would benefit from post-operative high dose high precision beam therapy upon appropriate and stringent patient selection;  Patient selection should be done via standardised assessment such as the neurological-oncological-mechanical systemic (NOMS) framework; and  The assessment should be carried out by a multidisciplinary team (MDT), which may be inclusive of, but not limited to, radiation oncologists, spine surgeons and interventional radiologists, among others.
Orthopaedics | Spine - Thoracolumbar (TL) and sacral surgery | TL and sacral fusion and fixation implant | TL pedicle screw - Shank, tulip | K2M | Uniplanar Screw, Fenestrated Transverse Size D7.5x55 mm | F2911-37555T | Standalone | DE0016948 | As per HSA registered indication(s) except for radiolucent implants which should be used as follows:  in patients with primary or metastatic spinal tumours who would benefit from post-operative high dose high precision beam therapy upon appropriate and stringent patient selection;  Patient selection should be done via standardised assessment such as the neurological-oncological-mechanical systemic (NOMS) framework; and  The assessment should be carried out by a multidisciplinary team (MDT), which may be inclusive of, but not limited to, radiation oncologists, spine surgeons and interventional radiologists, among others.
Orthopaedics | Spine - Thoracolumbar (TL) and sacral surgery | TL and sacral fusion and fixation implant | TL pedicle screw - Shank, tulip | K2M | Uniplanar Screw, Fenestrated Transverse Size D7.5x60 mm | F2911-37560T | Standalone | DE0016948 | As per HSA registered indication(s) except for radiolucent implants which should be used as follows:  in patients with primary or metastatic spinal tumours who would benefit from post-operative high dose high precision beam therapy upon appropriate and stringent patient selection;  Patient selection should be done via standardised assessment such as the neurological-oncological-mechanical systemic (NOMS) framework; and  The assessment should be carried out by a multidisciplinary team (MDT), which may be inclusive of, but not limited to, radiation oncologists, spine surgeons and interventional radiologists, among others.
Orthopaedics | Spine - Thoracolumbar (TL) and sacral surgery | TL and sacral fusion and fixation implant | TL pedicle screw - Shank, tulip | K2M | Uniplanar Screw, Fenestrated Transverse Size D7.5x65 mm | F2911-37565T | Standalone | DE0016948 | As per HSA registered indication(s) except for radiolucent implants which should be used as follows:  in patients with primary or metastatic spinal tumours who would benefit from post-operative high dose high precision beam therapy upon appropriate and stringent patient selection;  Patient selection should be done via standardised assessment such as the neurological-oncological-mechanical systemic (NOMS) framework; and  The assessment should be carried out by a multidisciplinary team (MDT), which may be inclusive of, but not limited to, radiation oncologists, spine surgeons and interventional radiologists, among others.
Orthopaedics | Spine - Thoracolumbar (TL) and sacral surgery | TL and sacral fusion and fixation implant | TL pedicle screw - Shank, tulip | K2M | Uniplanar Screw, Fenestrated Transverse Size D7.5x70 mm | F2911-37570T | Standalone | DE0016948 | As per HSA registered indication(s) except for radiolucent implants which should be used as follows:  in patients with primary or metastatic spinal tumours who would benefit from post-operative high dose high precision beam therapy upon appropriate and stringent patient selection;  Patient selection should be done via standardised assessment such as the neurological-oncological-mechanical systemic (NOMS) framework; and  The assessment should be carried out by a multidisciplinary team (MDT), which may be inclusive of, but not limited to, radiation oncologists, spine surgeons and interventional radiologists, among others.
Orthopaedics | Spine - Thoracolumbar (TL) and sacral surgery | TL and sacral fusion and fixation implant | TL pedicle screw - Shank, tulip | K2M | Uniplanar Screw, Fenestrated Transverse Size D7.5x75 mm | F2911-37575T | Standalone | DE0016948 | As per HSA registered indication(s) except for radiolucent implants which should be used as follows:  in patients with primary or metastatic spinal tumours who would benefit from post-operative high dose high precision beam therapy upon appropriate and stringent patient selection;  Patient selection should be done via standardised assessment such as the neurological-oncological-mechanical systemic (NOMS) framework; and  The assessment should be carried out by a multidisciplinary team (MDT), which may be inclusive of, but not limited to, radiation oncologists, spine surgeons and interventional radiologists, among others.
Orthopaedics | Spine - Thoracolumbar (TL) and sacral surgery | TL and sacral fusion and fixation implant | TL pedicle screw - Shank, tulip | K2M | Uniplanar Screw, Fenestrated Transverse Size D7.5x85 mm | F2911-37585T | Standalone | DE0016948 | As per HSA registered indication(s) except for radiolucent implants which should be used as follows:  in patients with primary or metastatic spinal tumours who would benefit from post-operative high dose high precision beam therapy upon appropriate and stringent patient selection;  Patient selection should be done via standardised assessment such as the neurological-oncological-mechanical systemic (NOMS) framework; and  The assessment should be carried out by a multidisciplinary team (MDT), which may be inclusive of, but not limited to, radiation oncologists, spine surgeons and interventional radiologists, among others.
Orthopaedics | Spine - Thoracolumbar (TL) and sacral surgery | TL and sacral fusion and fixation implant | TL pedicle screw - Shank, tulip | K2M | Uniplanar Screw, Fenestrated Transverse Size D7.5x90 mm | F2911-37590T | Standalone | DE0016948 | As per HSA registered indication(s) except for radiolucent implants which should be used as follows:  in patients with primary or metastatic spinal tumours who would benefit from post-operative high dose high precision beam therapy upon appropriate and stringent patient selection;  Patient selection should be done via standardised assessment such as the neurological-oncological-mechanical systemic (NOMS) framework; and  The assessment should be carried out by a multidisciplinary team (MDT), which may be inclusive of, but not limited to, radiation oncologists, spine surgeons and interventional radiologists, among others.
Orthopaedics | Spine - Thoracolumbar (TL) and sacral surgery | TL and sacral fusion and fixation implant | TL pedicle screw - Shank, tulip | K2M | Uniplanar Screw, Fenestrated Transverse Size D7.5x95 mm | F2911-37595T | Standalone | DE0016948 | As per HSA registered indication(s) except for radiolucent implants which should be used as follows:  in patients with primary or metastatic spinal tumours who would benefit from post-operative high dose high precision beam therapy upon appropriate and stringent patient selection;  Patient selection should be done via standardised assessment such as the neurological-oncological-mechanical systemic (NOMS) framework; and  The assessment should be carried out by a multidisciplinary team (MDT), which may be inclusive of, but not limited to, radiation oncologists, spine surgeons and interventional radiologists, among others.
Orthopaedics | Spine - Thoracolumbar (TL) and sacral surgery | TL and sacral fusion and fixation implant | TL pedicle screw - Shank, tulip | K2M | Uniplanar Screw, Fenestrated Transverse Size D8.5x100 mm | F2911-385100T | Standalone | DE0016948 | As per HSA registered indication(s) except for radiolucent implants which should be used as follows:  in patients with primary or metastatic spinal tumours who would benefit from post-operative high dose high precision beam therapy upon appropriate and stringent patient selection;  Patient selection should be done via standardised assessment such as the neurological-oncological-mechanical systemic (NOMS) framework; and  The assessment should be carried out by a multidisciplinary team (MDT), which may be inclusive of, but not limited to, radiation oncologists, spine surgeons and interventional radiologists, among others.
Orthopaedics | Spine - Thoracolumbar (TL) and sacral surgery | TL and sacral fusion and fixation implant | TL pedicle screw - Shank, tulip | K2M | Uniplanar Screw, Fenestrated Transverse Size D8.5x105 mm | F2911-385105T | Standalone | DE0016948 | As per HSA registered indication(s) except for radiolucent implants which should be used as follows:  in patients with primary or metastatic spinal tumours who would benefit from post-operative high dose high precision beam therapy upon appropriate and stringent patient selection;  Patient selection should be done via standardised assessment such as the neurological-oncological-mechanical systemic (NOMS) framework; and  The assessment should be carried out by a multidisciplinary team (MDT), which may be inclusive of, but not limited to, radiation oncologists, spine surgeons and interventional radiologists, among others.
Orthopaedics | Spine - Thoracolumbar (TL) and sacral surgery | TL and sacral fusion and fixation implant | TL pedicle screw - Shank, tulip | K2M | Uniplanar Screw, Fenestrated Transverse Size D8.5x110 mm | F2911-385110T | Standalone | DE0016948 | As per HSA registered indication(s) except for radiolucent implants which should be used as follows:  in patients with primary or metastatic spinal tumours who would benefit from post-operative high dose high precision beam therapy upon appropriate and stringent patient selection;  Patient selection should be done via standardised assessment such as the neurological-oncological-mechanical systemic (NOMS) framework; and  The assessment should be carried out by a multidisciplinary team (MDT), which may be inclusive of, but not limited to, radiation oncologists, spine surgeons and interventional radiologists, among others.
Orthopaedics | Spine - Thoracolumbar (TL) and sacral surgery | TL and sacral fusion and fixation implant | TL pedicle screw - Shank, tulip | K2M | Uniplanar Screw, Fenestrated Transverse Size D8.5x25 mm | F2911-38525T | Standalone | DE0016948 | As per HSA registered indication(s) except for radiolucent implants which should be used as follows:  in patients with primary or metastatic spinal tumours who would benefit from post-operative high dose high precision beam therapy upon appropriate and stringent patient selection;  Patient selection should be done via standardised assessment such as the neurological-oncological-mechanical systemic (NOMS) framework; and  The assessment should be carried out by a multidisciplinary team (MDT), which may be inclusive of, but not limited to, radiation oncologists, spine surgeons and interventional radiologists, among others.
Orthopaedics | Spine - Thoracolumbar (TL) and sacral surgery | TL and sacral fusion and fixation implant | TL pedicle screw - Shank, tulip | K2M | Uniplanar Screw, Fenestrated Transverse Size D8.5x30 mm | F2911-38530T | Standalone | DE0016948 | As per HSA registered indication(s) except for radiolucent implants which should be used as follows:  in patients with primary or metastatic spinal tumours who would benefit from post-operative high dose high precision beam therapy upon appropriate and stringent patient selection;  Patient selection should be done via standardised assessment such as the neurological-oncological-mechanical systemic (NOMS) framework; and  The assessment should be carried out by a multidisciplinary team (MDT), which may be inclusive of, but not limited to, radiation oncologists, spine surgeons and interventional radiologists, among others.
Orthopaedics | Spine - Thoracolumbar (TL) and sacral surgery | TL and sacral fusion and fixation implant | TL pedicle screw - Shank, tulip | K2M | Uniplanar Screw, Fenestrated Transverse Size D8.5x35 mm | F2911-38535T | Standalone | DE0016948 | As per HSA registered indication(s) except for radiolucent implants which should be used as follows:  in patients with primary or metastatic spinal tumours who would benefit from post-operative high dose high precision beam therapy upon appropriate and stringent patient selection;  Patient selection should be done via standardised assessment such as the neurological-oncological-mechanical systemic (NOMS) framework; and  The assessment should be carried out by a multidisciplinary team (MDT), which may be inclusive of, but not limited to, radiation oncologists, spine surgeons and interventional radiologists, among others.
Orthopaedics | Spine - Thoracolumbar (TL) and sacral surgery | TL and sacral fusion and fixation implant | TL pedicle screw - Shank, tulip | K2M | Uniplanar Screw, Fenestrated Transverse Size D8.5x40 mm | F2911-38540T | Standalone | DE0016948 | As per HSA registered indication(s) except for radiolucent implants which should be used as follows:  in patients with primary or metastatic spinal tumours who would benefit from post-operative high dose high precision beam therapy upon appropriate and stringent patient selection;  Patient selection should be done via standardised assessment such as the neurological-oncological-mechanical systemic (NOMS) framework; and  The assessment should be carried out by a multidisciplinary team (MDT), which may be inclusive of, but not limited to, radiation oncologists, spine surgeons and interventional radiologists, among others.
Orthopaedics | Spine - Thoracolumbar (TL) and sacral surgery | TL and sacral fusion and fixation implant | TL pedicle screw - Shank, tulip | K2M | Uniplanar Screw, Fenestrated Transverse Size D8.5x45 mm | F2911-38545T | Standalone | DE0016948 | As per HSA registered indication(s) except for radiolucent implants which should be used as follows:  in patients with primary or metastatic spinal tumours who would benefit from post-operative high dose high precision beam therapy upon appropriate and stringent patient selection;  Patient selection should be done via standardised assessment such as the neurological-oncological-mechanical systemic (NOMS) framework; and  The assessment should be carried out by a multidisciplinary team (MDT), which may be inclusive of, but not limited to, radiation oncologists, spine surgeons and interventional radiologists, among others.
Orthopaedics | Spine - Thoracolumbar (TL) and sacral surgery | TL and sacral fusion and fixation implant | TL pedicle screw - Shank, tulip | K2M | Uniplanar Screw, Fenestrated Transverse Size D8.5x50 mm | F2911-38550T | Standalone | DE0016948 | As per HSA registered indication(s) except for radiolucent implants which should be used as follows:  in patients with primary or metastatic spinal tumours who would benefit from post-operative high dose high precision beam therapy upon appropriate and stringent patient selection;  Patient selection should be done via standardised assessment such as the neurological-oncological-mechanical systemic (NOMS) framework; and  The assessment should be carried out by a multidisciplinary team (MDT), which may be inclusive of, but not limited to, radiation oncologists, spine surgeons and interventional radiologists, among others.
Orthopaedics | Spine - Thoracolumbar (TL) and sacral surgery | TL and sacral fusion and fixation implant | TL pedicle screw - Shank, tulip | K2M | Uniplanar Screw, Fenestrated Transverse Size D8.5x55 mm | F2911-38555T | Standalone | DE0016948 | As per HSA registered indication(s) except for radiolucent implants which should be used as follows:  in patients with primary or metastatic spinal tumours who would benefit from post-operative high dose high precision beam therapy upon appropriate and stringent patient selection;  Patient selection should be done via standardised assessment such as the neurological-oncological-mechanical systemic (NOMS) framework; and  The assessment should be carried out by a multidisciplinary team (MDT), which may be inclusive of, but not limited to, radiation oncologists, spine surgeons and interventional radiologists, among others.
Orthopaedics | Spine - Thoracolumbar (TL) and sacral surgery | TL and sacral fusion and fixation implant | TL pedicle screw - Shank, tulip | K2M | Uniplanar Screw, Fenestrated Transverse Size D8.5x60 mm | F2911-38560T | Standalone | DE0016948 | As per HSA registered indication(s) except for radiolucent implants which should be used as follows:  in patients with primary or metastatic spinal tumours who would benefit from post-operative high dose high precision beam therapy upon appropriate and stringent patient selection;  Patient selection should be done via standardised assessment such as the neurological-oncological-mechanical systemic (NOMS) framework; and  The assessment should be carried out by a multidisciplinary team (MDT), which may be inclusive of, but not limited to, radiation oncologists, spine surgeons and interventional radiologists, among others.
Orthopaedics | Spine - Thoracolumbar (TL) and sacral surgery | TL and sacral fusion and fixation implant | TL pedicle screw - Shank, tulip | K2M | Uniplanar Screw, Fenestrated Transverse Size D8.5x65 mm | F2911-38565T | Standalone | DE0016948 | As per HSA registered indication(s) except for radiolucent implants which should be used as follows:  in patients with primary or metastatic spinal tumours who would benefit from post-operative high dose high precision beam therapy upon appropriate and stringent patient selection;  Patient selection should be done via standardised assessment such as the neurological-oncological-mechanical systemic (NOMS) framework; and  The assessment should be carried out by a multidisciplinary team (MDT), which may be inclusive of, but not limited to, radiation oncologists, spine surgeons and interventional radiologists, among others.
Orthopaedics | Spine - Thoracolumbar (TL) and sacral surgery | TL and sacral fusion and fixation implant | TL pedicle screw - Shank, tulip | K2M | Uniplanar Screw, Fenestrated Transverse Size D8.5x70 mm | F2911-38570T | Standalone | DE0016948 | As per HSA registered indication(s) except for radiolucent implants which should be used as follows:  in patients with primary or metastatic spinal tumours who would benefit from post-operative high dose high precision beam therapy upon appropriate and stringent patient selection;  Patient selection should be done via standardised assessment such as the neurological-oncological-mechanical systemic (NOMS) framework; and  The assessment should be carried out by a multidisciplinary team (MDT), which may be inclusive of, but not limited to, radiation oncologists, spine surgeons and interventional radiologists, among others.
Orthopaedics | Spine - Thoracolumbar (TL) and sacral surgery | TL and sacral fusion and fixation implant | TL pedicle screw - Shank, tulip | K2M | Uniplanar Screw, Fenestrated Transverse Size D8.5x75 mm | F2911-38575T | Standalone | DE0016948 | As per HSA registered indication(s) except for radiolucent implants which should be used as follows:  in patients with primary or metastatic spinal tumours who would benefit from post-operative high dose high precision beam therapy upon appropriate and stringent patient selection;  Patient selection should be done via standardised assessment such as the neurological-oncological-mechanical systemic (NOMS) framework; and  The assessment should be carried out by a multidisciplinary team (MDT), which may be inclusive of, but not limited to, radiation oncologists, spine surgeons and interventional radiologists, among others.
Orthopaedics | Spine - Thoracolumbar (TL) and sacral surgery | TL and sacral fusion and fixation implant | TL pedicle screw - Shank, tulip | K2M | Uniplanar Screw, Fenestrated Transverse Size D8.5x80 mm | F2911-38580T | Standalone | DE0016948 | As per HSA registered indication(s) except for radiolucent implants which should be used as follows:  in patients with primary or metastatic spinal tumours who would benefit from post-operative high dose high precision beam therapy upon appropriate and stringent patient selection;  Patient selection should be done via standardised assessment such as the neurological-oncological-mechanical systemic (NOMS) framework; and  The assessment should be carried out by a multidisciplinary team (MDT), which may be inclusive of, but not limited to, radiation oncologists, spine surgeons and interventional radiologists, among others.
Orthopaedics | Spine - Thoracolumbar (TL) and sacral surgery | TL and sacral fusion and fixation implant | TL pedicle screw - Shank, tulip | K2M | Uniplanar Screw, Fenestrated Transverse Size D8.5x85 mm | F2911-38585T | Standalone | DE0016948 | As per HSA registered indication(s) except for radiolucent implants which should be used as follows:  in patients with primary or metastatic spinal tumours who would benefit from post-operative high dose high precision beam therapy upon appropriate and stringent patient selection;  Patient selection should be done via standardised assessment such as the neurological-oncological-mechanical systemic (NOMS) framework; and  The assessment should be carried out by a multidisciplinary team (MDT), which may be inclusive of, but not limited to, radiation oncologists, spine surgeons and interventional radiologists, among others.
Orthopaedics | Spine - Thoracolumbar (TL) and sacral surgery | TL and sacral fusion and fixation implant | TL pedicle screw - Shank, tulip | K2M | Uniplanar Screw, Fenestrated Transverse Size D8.5x90 mm | F2911-38590T | Standalone | DE0016948 | As per HSA registered indication(s) except for radiolucent implants which should be used as follows:  in patients with primary or metastatic spinal tumours who would benefit from post-operative high dose high precision beam therapy upon appropriate and stringent patient selection;  Patient selection should be done via standardised assessment such as the neurological-oncological-mechanical systemic (NOMS) framework; and  The assessment should be carried out by a multidisciplinary team (MDT), which may be inclusive of, but not limited to, radiation oncologists, spine surgeons and interventional radiologists, among others.
Orthopaedics | Spine - Thoracolumbar (TL) and sacral surgery | TL and sacral fusion and fixation implant | TL pedicle screw - Shank, tulip | K2M | Uniplanar Screw, Fenestrated Transverse Size D8.5x95 mm | F2911-38595T | Standalone | DE0016948 | As per HSA registered indication(s) except for radiolucent implants which should be used as follows:  in patients with primary or metastatic spinal tumours who would benefit from post-operative high dose high precision beam therapy upon appropriate and stringent patient selection;  Patient selection should be done via standardised assessment such as the neurological-oncological-mechanical systemic (NOMS) framework; and  The assessment should be carried out by a multidisciplinary team (MDT), which may be inclusive of, but not limited to, radiation oncologists, spine surgeons and interventional radiologists, among others.
Orthopaedics | Spine - Thoracolumbar (TL) and sacral surgery | TL and sacral fusion and fixation implant | TL hook set, clamp, staple, staple locking screw | MEDTRONIC | Upper Thoracic Hook, Left | 7541188 | Standalone | DE0000758 | As per HSA registered indication(s)
Orthopaedics | Spine - Thoracolumbar (TL) and sacral surgery | TL and sacral fusion and fixation implant | TL hook set, clamp, staple, staple locking screw | MEDTRONIC | Upper Thoracic Hook, Right | 7541189 | Standalone | DE0000758 | As per HSA registered indication(s)
Orthopaedics | Spine - Thoracolumbar (TL) and sacral surgery | TL interbody cage | TL interbody core - Non-integrated | STRYKER | VERTEBRAL SPACER 10 x 25 x 0DEG | 48385100 | Standalone | DE0004212 | As per HSA registered indication(s)
Orthopaedics | Spine - Thoracolumbar (TL) and sacral surgery | TL interbody cage | TL interbody core - Non-integrated | STRYKER | VERTEBRAL SPACER 10 x 25 x 4DEG | 48385104 | Standalone | DE0004212 | As per HSA registered indication(s)
Orthopaedics | Spine - Thoracolumbar (TL) and sacral surgery | TL interbody cage | TL interbody core - Non-integrated | STRYKER | VERTEBRAL SPACER 10 x 30 x 0DEG | 48380100 | Standalone | DE0004212 | As per HSA registered indication(s)
Orthopaedics | Spine - Thoracolumbar (TL) and sacral surgery | TL interbody cage | TL interbody core - Non-integrated | STRYKER | VERTEBRAL SPACER 10 x 30 x 4DEG | 48380104 | Standalone | DE0004212 | As per HSA registered indication(s)
Orthopaedics | Spine - Thoracolumbar (TL) and sacral surgery | TL interbody cage | TL interbody core - Non-integrated | STRYKER | VERTEBRAL SPACER 11 x 25 x 0DEG | 48385110 | Standalone | DE0004212 | As per HSA registered indication(s)
Orthopaedics | Spine - Thoracolumbar (TL) and sacral surgery | TL interbody cage | TL interbody core - Non-integrated | STRYKER | VERTEBRAL SPACER 11 x 25 x 4DEG | 48385114 | Standalone | DE0004212 | As per HSA registered indication(s)
Orthopaedics | Spine - Thoracolumbar (TL) and sacral surgery | TL interbody cage | TL interbody core - Non-integrated | STRYKER | VERTEBRAL SPACER 11 x 30 x 0DEG | 48380110 | Standalone | DE0004212 | As per HSA registered indication(s)
Orthopaedics | Spine - Thoracolumbar (TL) and sacral surgery | TL interbody cage | TL interbody core - Non-integrated | STRYKER | VERTEBRAL SPACER 11 x 30 x 4DEG | 48380114 | Standalone | DE0004212 | As per HSA registered indication(s)
Orthopaedics | Spine - Thoracolumbar (TL) and sacral surgery | TL interbody cage | TL interbody core - Non-integrated | STRYKER | VERTEBRAL SPACER 12 x 25 x 0DEG | 48385120 | Standalone | DE0004212 | As per HSA registered indication(s)
Orthopaedics | Spine - Thoracolumbar (TL) and sacral surgery | TL interbody cage | TL interbody core - Non-integrated | STRYKER | VERTEBRAL SPACER 12 x 25 x 4DEG | 48385124 | Standalone | DE0004212 | As per HSA registered indication(s)
Orthopaedics | Spine - Thoracolumbar (TL) and sacral surgery | TL interbody cage | TL interbody core - Non-integrated | STRYKER | VERTEBRAL SPACER 12 x 30 x 0DEG | 48380120 | Standalone | DE0004212 | As per HSA registered indication(s)
Orthopaedics | Spine - Thoracolumbar (TL) and sacral surgery | TL interbody cage | TL interbody core - Non-integrated | STRYKER | VERTEBRAL SPACER 12 x 30 x 4DEG | 48380124 | Standalone | DE0004212 | As per HSA registered indication(s)
Orthopaedics | Spine - Thoracolumbar (TL) and sacral surgery | TL interbody cage | TL interbody core - Non-integrated | STRYKER | VERTEBRAL SPACER 13 x 25 x 0DEG | 48385130 | Standalone | DE0004212 | As per HSA registered indication(s)
Orthopaedics | Spine - Thoracolumbar (TL) and sacral surgery | TL interbody cage | TL interbody core - Non-integrated | STRYKER | VERTEBRAL SPACER 13 x 25 x 4DEG | 48385134 | Standalone | DE0004212 | As per HSA registered indication(s)
Orthopaedics | Spine - Thoracolumbar (TL) and sacral surgery | TL interbody cage | TL interbody core - Non-integrated | STRYKER | VERTEBRAL SPACER 13 x 30 x 0DEG | 48380130 | Standalone | DE0004212 | As per HSA registered indication(s)
Orthopaedics | Spine - Thoracolumbar (TL) and sacral surgery | TL interbody cage | TL interbody core - Non-integrated | STRYKER | VERTEBRAL SPACER 13 x 30 x 4DEG | 48380134 | Standalone | DE0004212 | As per HSA registered indication(s)
Orthopaedics | Spine - Thoracolumbar (TL) and sacral surgery | TL interbody cage | TL interbody core - Non-integrated | STRYKER | VERTEBRAL SPACER 14 x 25 x 0DEG | 48385140 | Standalone | DE0004212 | As per HSA registered indication(s)
Orthopaedics | Spine - Thoracolumbar (TL) and sacral surgery | TL interbody cage | TL interbody core - Non-integrated | STRYKER | VERTEBRAL SPACER 14 x 25 x 4DEG | 48385144 | Standalone | DE0004212 | As per HSA registered indication(s)
Orthopaedics | Spine - Thoracolumbar (TL) and sacral surgery | TL interbody cage | TL interbody core - Non-integrated | STRYKER | VERTEBRAL SPACER 14 x 30 x 0DEG | 48380140 | Standalone | DE0004212 | As per HSA registered indication(s)
Orthopaedics | Spine - Thoracolumbar (TL) and sacral surgery | TL interbody cage | TL interbody core - Non-integrated | STRYKER | VERTEBRAL SPACER 14 x 30 x 4DEG | 48380144 | Standalone | DE0004212 | As per HSA registered indication(s)
Orthopaedics | Spine - Thoracolumbar (TL) and sacral surgery | TL interbody cage | TL interbody core - Non-integrated | STRYKER | VERTEBRAL SPACER 15 x 30 x 0DEG | 48380150 | Standalone | DE0004212 | As per HSA registered indication(s)
Orthopaedics | Spine - Thoracolumbar (TL) and sacral surgery | TL interbody cage | TL interbody core - Non-integrated | STRYKER | VERTEBRAL SPACER 15 x 30 x 4DEG | 48380154 | Standalone | DE0004212 | As per HSA registered indication(s)
Orthopaedics | Spine - Thoracolumbar (TL) and sacral surgery | TL interbody cage | TL interbody core - Non-integrated | STRYKER | VERTEBRAL SPACER 16 x 30 x 0DEG | 48380160 | Standalone | DE0004212 | As per HSA registered indication(s)
Orthopaedics | Spine - Thoracolumbar (TL) and sacral surgery | TL interbody cage | TL interbody core - Non-integrated | STRYKER | VERTEBRAL SPACER 16 x 30 x 4DEG | 48380164 | Standalone | DE0004212 | As per HSA registered indication(s)
Orthopaedics | Spine - Thoracolumbar (TL) and sacral surgery | TL interbody cage | TL interbody core - Non-integrated | STRYKER | VERTEBRAL SPACER 17 x 30 x 0DEG | 48380170 | Standalone | DE0004212 | As per HSA registered indication(s)
Orthopaedics | Spine - Thoracolumbar (TL) and sacral surgery | TL interbody cage | TL interbody core - Non-integrated | STRYKER | VERTEBRAL SPACER 17 x 30 x 4DEG | 48380174 | Standalone | DE0004212 | As per HSA registered indication(s)
Orthopaedics | Spine - Thoracolumbar (TL) and sacral surgery | TL interbody cage | TL interbody core - Non-integrated | STRYKER | VERTEBRAL SPACER 18 x 30 x 0DEG | 48380180 | Standalone | DE0004212 | As per HSA registered indication(s)
Orthopaedics | Spine - Thoracolumbar (TL) and sacral surgery | TL interbody cage | TL interbody core - Non-integrated | STRYKER | VERTEBRAL SPACER 18 x 30 x 4DEG | 48380184 | Standalone | DE0004212 | As per HSA registered indication(s)
Orthopaedics | Spine - Thoracolumbar (TL) and sacral surgery | TL interbody cage | TL interbody core - Non-integrated | STRYKER | VERTEBRAL SPACER 7 x 25 x 0DEG | 48385070 | Standalone | DE0004212 | As per HSA registered indication(s)
Orthopaedics | Spine - Thoracolumbar (TL) and sacral surgery | TL interbody cage | TL interbody core - Non-integrated | STRYKER | VERTEBRAL SPACER 7 x 25 x 4DEG | 48385074 | Standalone | DE0004212 | As per HSA registered indication(s)
Orthopaedics | Spine - Thoracolumbar (TL) and sacral surgery | TL interbody cage | TL interbody core - Non-integrated | STRYKER | VERTEBRAL SPACER 8 x 25 x 0DEG | 48385080 | Standalone | DE0004212 | As per HSA registered indication(s)
Orthopaedics | Spine - Thoracolumbar (TL) and sacral surgery | TL interbody cage | TL interbody core - Non-integrated | STRYKER | VERTEBRAL SPACER 8 x 25 x 4DEG | 48385084 | Standalone | DE0004212 | As per HSA registered indication(s)
Orthopaedics | Spine - Thoracolumbar (TL) and sacral surgery | TL interbody cage | TL interbody core - Non-integrated | STRYKER | VERTEBRAL SPACER 9 x 25 x 0DEG | 48385090 | Standalone | DE0004212 | As per HSA registered indication(s)
Orthopaedics | Spine - Thoracolumbar (TL) and sacral surgery | TL interbody cage | TL interbody core - Non-integrated | STRYKER | VERTEBRAL SPACER 9 x 25 x 4DEG | 48385094 | Standalone | DE0004212 | As per HSA registered indication(s)
Orthopaedics | Spine - Thoracolumbar (TL) and sacral surgery | TL interbody cage | TL interbody core - Non-integrated | STRYKER | VERTEBRAL SPACER 9 x 30 x 0DEG | 48380090 | Standalone | DE0004212 | As per HSA registered indication(s)
Orthopaedics | Spine - Thoracolumbar (TL) and sacral surgery | TL interbody cage | TL interbody core - Non-integrated | STRYKER | VERTEBRAL SPACER 9 x 30 x 4DEG | 48380094 | Standalone | DE0004212 | As per HSA registered indication(s)
Orthopaedics | Spine - Occipito-cervical (OC) surgery | OC fusion and fixation implant | Cervical pedicle/lateral mass screw - Shank, tulip | Zimmer Biomet | Virage P/axial Scr 3.5mm X 10mm | 07.01702.003 | Standalone | DE0506515 | As per HSA registered indication(s)
Orthopaedics | Spine - Occipito-cervical (OC) surgery | OC fusion and fixation implant | Cervical pedicle/lateral mass screw - Shank, tulip | Zimmer Biomet | Virage P/axial Scr 3.5mm X 12mm | 07.01702.005 | Standalone | DE0506515 | As per HSA registered indication(s)
Orthopaedics | Spine - Occipito-cervical (OC) surgery | OC fusion and fixation implant | Cervical pedicle/lateral mass screw - Shank, tulip | Zimmer Biomet | Virage P/axial Scr 3.5mm X 14mm | 07.01702.007 | Standalone | DE0506515 | As per HSA registered indication(s)
Orthopaedics | Spine - Occipito-cervical (OC) surgery | OC fusion and fixation implant | Cervical pedicle/lateral mass screw - Shank, tulip | Zimmer Biomet | Virage P/axial Scr 3.5mm X 16mm | 07.01702.009 | Standalone | DE0506515 | As per HSA registered indication(s)
Orthopaedics | Spine - Occipito-cervical (OC) surgery | OC fusion and fixation implant | Cervical pedicle/lateral mass screw - Shank, tulip | Zimmer Biomet | Virage P/axial Scr 3.5mm X 18mm | 07.01702.011 | Standalone | DE0506515 | As per HSA registered indication(s)
Orthopaedics | Spine - Occipito-cervical (OC) surgery | OC fusion and fixation implant | Cervical pedicle/lateral mass screw - Shank, tulip | Zimmer Biomet | Virage P/axial Scr 3.5mm X 20mm | 07.01702.013 | Standalone | DE0506515 | As per HSA registered indication(s)
Orthopaedics | Spine - Occipito-cervical (OC) surgery | OC fusion and fixation implant | Cervical pedicle/lateral mass screw - Shank, tulip | Zimmer Biomet | Virage P/axial Scr 3.5mm X 22mm | 07.01702.015 | Standalone | DE0506515 | As per HSA registered indication(s)
Orthopaedics | Spine - Occipito-cervical (OC) surgery | OC fusion and fixation implant | Cervical pedicle/lateral mass screw - Shank, tulip | Zimmer Biomet | Virage P/axial Scr 3.5mm X 24mm | 07.01702.017 | Standalone | DE0506515 | As per HSA registered indication(s)
Orthopaedics | Spine - Occipito-cervical (OC) surgery | OC fusion and fixation implant | Cervical pedicle/lateral mass screw - Shank, tulip | Zimmer Biomet | Virage P/axial Scr 3.5mm X 26mm | 07.01702.019 | Standalone | DE0506515 | As per HSA registered indication(s)
Orthopaedics | Spine - Occipito-cervical (OC) surgery | OC fusion and fixation implant | Cervical pedicle/lateral mass screw - Shank, tulip | Zimmer Biomet | Virage P/axial Scr 3.5mm X 28mm | 07.01702.021 | Standalone | DE0506515 | As per HSA registered indication(s)
Orthopaedics | Spine - Occipito-cervical (OC) surgery | OC fusion and fixation implant | Cervical pedicle/lateral mass screw - Shank, tulip | Zimmer Biomet | Virage P/axial Scr 3.5mm X 30mm | 07.01702.023 | Standalone | DE0506515 | As per HSA registered indication(s)
Orthopaedics | Spine - Occipito-cervical (OC) surgery | OC fusion and fixation implant | Cervical pedicle/lateral mass screw - Shank, tulip | Zimmer Biomet | Virage P/axial Scr 3.5mm X 32mm | 07.01702.025 | Standalone | DE0506515 | As per HSA registered indication(s)
Orthopaedics | Spine - Occipito-cervical (OC) surgery | OC fusion and fixation implant | Cervical pedicle/lateral mass screw - Shank, tulip | Zimmer Biomet | Virage P/axial Scr 3.5mm X 34mm | 07.01702.027 | Standalone | DE0506515 | As per HSA registered indication(s)
Orthopaedics | Spine - Occipito-cervical (OC) surgery | OC fusion and fixation implant | Cervical pedicle/lateral mass screw - Shank, tulip | Zimmer Biomet | Virage P/axial Scr 4.0mm X 10mm | 07.01702.046 | Standalone | DE0506515 | As per HSA registered indication(s)
Orthopaedics | Spine - Occipito-cervical (OC) surgery | OC fusion and fixation implant | Cervical pedicle/lateral mass screw - Shank, tulip | Zimmer Biomet | Virage P/axial Scr 4.0mm X 12mm | 07.01702.048 | Standalone | DE0506515 | As per HSA registered indication(s)
Orthopaedics | Spine - Occipito-cervical (OC) surgery | OC fusion and fixation implant | Cervical pedicle/lateral mass screw - Shank, tulip | Zimmer Biomet | Virage P/axial Scr 4.0mm X 14mm | 07.01702.050 | Standalone | DE0506515 | As per HSA registered indication(s)
Orthopaedics | Spine - Occipito-cervical (OC) surgery | OC fusion and fixation implant | Cervical pedicle/lateral mass screw - Shank, tulip | Zimmer Biomet | Virage P/axial Scr 4.0mm X 16mm | 07.01702.052 | Standalone | DE0506515 | As per HSA registered indication(s)
Orthopaedics | Spine - Occipito-cervical (OC) surgery | OC fusion and fixation implant | Cervical pedicle/lateral mass screw - Shank, tulip | Zimmer Biomet | Virage P/axial Scr 4.0mm X 18mm | 07.01702.054 | Standalone | DE0506515 | As per HSA registered indication(s)
Orthopaedics | Spine - Occipito-cervical (OC) surgery | OC fusion and fixation implant | Cervical pedicle/lateral mass screw - Shank, tulip | Zimmer Biomet | Virage P/axial Scr 4.0mm X 20mm | 07.01702.056 | Standalone | DE0506515 | As per HSA registered indication(s)
Orthopaedics | Spine - Occipito-cervical (OC) surgery | OC fusion and fixation implant | Cervical pedicle/lateral mass screw - Shank, tulip | Zimmer Biomet | Virage P/axial Scr 4.0mm X 22mm | 07.01702.058 | Standalone | DE0506515 | As per HSA registered indication(s)
Orthopaedics | Spine - Occipito-cervical (OC) surgery | OC fusion and fixation implant | Cervical pedicle/lateral mass screw - Shank, tulip | Zimmer Biomet | Virage P/axial Scr 4.0mm X 24mm | 07.01702.060 | Standalone | DE0506515 | As per HSA registered indication(s)
Orthopaedics | Spine - Occipito-cervical (OC) surgery | OC fusion and fixation implant | Cervical pedicle/lateral mass screw - Shank, tulip | Zimmer Biomet | Virage P/axial Scr 4.0mm X 26mm | 07.01702.062 | Standalone | DE0506515 | As per HSA registered indication(s)
Orthopaedics | Spine - Occipito-cervical (OC) surgery | OC fusion and fixation implant | Cervical pedicle/lateral mass screw - Shank, tulip | Zimmer Biomet | Virage P/axial Scr 4.0mm X 28mm | 07.01702.064 | Standalone | DE0506515 | As per HSA registered indication(s)
Orthopaedics | Spine - Occipito-cervical (OC) surgery | OC fusion and fixation implant | Cervical pedicle/lateral mass screw - Shank, tulip | Zimmer Biomet | Virage P/axial Scr 4.0mm X 30mm | 07.01702.066 | Standalone | DE0506515 | As per HSA registered indication(s)
Orthopaedics | Spine - Occipito-cervical (OC) surgery | OC fusion and fixation implant | Cervical pedicle/lateral mass screw - Shank, tulip | Zimmer Biomet | Virage P/axial Scr 4.0mm X 32mm | 07.01702.068 | Standalone | DE0506515 | As per HSA registered indication(s)
Orthopaedics | Spine - Occipito-cervical (OC) surgery | OC fusion and fixation implant | Cervical pedicle/lateral mass screw - Shank, tulip | Zimmer Biomet | Virage P/axial Scr 4.0mm X 34mm | 07.01702.070 | Standalone | DE0506515 | As per HSA registered indication(s)
Orthopaedics | Spine - Occipito-cervical (OC) surgery | OC fusion and fixation implant | Cervical pedicle/lateral mass screw - Shank, tulip | Zimmer Biomet | Virage P/axial Scr 4.5mm X 20mm | 07.01708.002 | Standalone | DE0506515 | As per HSA registered indication(s)
Orthopaedics | Spine - Occipito-cervical (OC) surgery | OC fusion and fixation implant | Cervical pedicle/lateral mass screw - Shank, tulip | Zimmer Biomet | Virage P/axial Scr 4.5mm X 25mm | 07.01708.003 | Standalone | DE0506515 | As per HSA registered indication(s)
Orthopaedics | Spine - Occipito-cervical (OC) surgery | OC fusion and fixation implant | Cervical pedicle/lateral mass screw - Shank, tulip | Zimmer Biomet | Virage P/axial Scr 4.5mm X 30mm | 07.01708.004 | Standalone | DE0506515 | As per HSA registered indication(s)
Orthopaedics | Spine - Occipito-cervical (OC) surgery | OC fusion and fixation implant | Cervical pedicle/lateral mass screw - Shank, tulip | Zimmer Biomet | Virage P/axial Scr 4.5mm X 35mm | 07.01708.005 | Standalone | DE0506515 | As per HSA registered indication(s)
Orthopaedics | Spine - Occipito-cervical (OC) surgery | OC fusion and fixation implant | Cervical pedicle/lateral mass screw - Shank, tulip | Zimmer Biomet | Virage P/axial Scr 4.5mm X 40mm | 07.01708.006 | Standalone | DE0506515 | As per HSA registered indication(s)
Orthopaedics | Spine - Occipito-cervical (OC) surgery | OC fusion and fixation implant | Cervical pedicle/lateral mass screw - Shank, tulip | Zimmer Biomet | Virage P/axial Scr 4.5mm X 45mm | 07.01708.007 | Standalone | DE0506515 | As per HSA registered indication(s)
Orthopaedics | Spine - Occipito-cervical (OC) surgery | OC fusion and fixation implant | Cervical pedicle/lateral mass screw - Shank, tulip | Zimmer Biomet | Virage P/axial Scr 5.0mm X 20mm | 07.01708.010 | Standalone | DE0506515 | As per HSA registered indication(s)
Orthopaedics | Spine - Occipito-cervical (OC) surgery | OC fusion and fixation implant | Cervical pedicle/lateral mass screw - Shank, tulip | Zimmer Biomet | Virage P/axial Scr 5.0mm X 25mm | 07.01708.011 | Standalone | DE0506515 | As per HSA registered indication(s)
Orthopaedics | Spine - Occipito-cervical (OC) surgery | OC fusion and fixation implant | Cervical pedicle/lateral mass screw - Shank, tulip | Zimmer Biomet | Virage P/axial Scr 5.0mm X 30mm | 07.01708.012 | Standalone | DE0506515 | As per HSA registered indication(s)
Orthopaedics | Spine - Occipito-cervical (OC) surgery | OC fusion and fixation implant | Cervical pedicle/lateral mass screw - Shank, tulip | Zimmer Biomet | Virage P/axial Scr 5.0mm X 35mm | 07.01708.013 | Standalone | DE0506515 | As per HSA registered indication(s)
Orthopaedics | Spine - Occipito-cervical (OC) surgery | OC fusion and fixation implant | Cervical pedicle/lateral mass screw - Shank, tulip | Zimmer Biomet | Virage P/axial Scr 5.0mm X 40mm | 07.01708.014 | Standalone | DE0506515 | As per HSA registered indication(s)
Orthopaedics | Spine - Occipito-cervical (OC) surgery | OC fusion and fixation implant | Cervical pedicle/lateral mass screw - Shank, tulip | Zimmer Biomet | Virage P/axial Scr 5.0mm X 45mm | 07.01708.015 | Standalone | DE0506515 | As per HSA registered indication(s)
Orthopaedics | Spine - Thoracolumbar (TL) and sacral surgery | TL vertebral body replacement (VBR) | TL VBR core | STRYKER | VLIFT CAGE DIAM 18 X 20MM | 48291820 | Standalone | DE0004760 | As per HSA registered indication(s)
Orthopaedics | Spine - Thoracolumbar (TL) and sacral surgery | TL vertebral body replacement (VBR) | TL VBR core | STRYKER | VLIFT CAGE DIAM 18 X 25MM | 48291825 | Standalone | DE0004760 | As per HSA registered indication(s)
Orthopaedics | Spine - Thoracolumbar (TL) and sacral surgery | TL vertebral body replacement (VBR) | TL VBR core | STRYKER | VLIFT CAGE DIAM 18 X 32MM | 48291832 | Standalone | DE0004760 | As per HSA registered indication(s)
Orthopaedics | Spine - Thoracolumbar (TL) and sacral surgery | TL vertebral body replacement (VBR) | TL VBR core | STRYKER | VLIFT CAGE DIAM 22 X 25MM | 48292225 | Standalone | DE0004760 | As per HSA registered indication(s)
Orthopaedics | Spine - Thoracolumbar (TL) and sacral surgery | TL vertebral body replacement (VBR) | TL VBR core | STRYKER | VLIFT CAGE DIAM 22 X 32MM | 48292232 | Standalone | DE0004760 | As per HSA registered indication(s)
Orthopaedics | Spine - Thoracolumbar (TL) and sacral surgery | TL vertebral body replacement (VBR) | TL VBR core | STRYKER | VLIFT CAGE DIAM 22 X 37MM | 48292237 | Standalone | DE0004760 | As per HSA registered indication(s)
Orthopaedics | Spine - Thoracolumbar (TL) and sacral surgery | TL vertebral body replacement (VBR) | TL VBR endplate | STRYKER | VLIFT CLOSED ENDCAP DIAM 22 X 0 DEG | 48290220 | Standalone | DE0004760 | As per HSA registered indication(s)
Orthopaedics | Spine - Thoracolumbar (TL) and sacral surgery | TL vertebral body replacement (VBR) | TL VBR endplate | STRYKER | VLIFT CLOSED ENDCAP DIAM 22 X 25 DEG | 48290225 | Standalone | DE0004760 | As per HSA registered indication(s)
Orthopaedics | Spine - Thoracolumbar (TL) and sacral surgery | TL vertebral body replacement (VBR) | TL VBR endplate | STRYKER | VLIFT CLOSED ENDCAP DIAM 22 X 30 DEG | 48290230 | Standalone | DE0004760 | As per HSA registered indication(s)
Orthopaedics | Spine - Thoracolumbar (TL) and sacral surgery | TL vertebral body replacement (VBR) | TL VBR endplate | STRYKER | VLIFT ENDCAP DIAM 18 X 0 DEG | 48291180 | Standalone | DE0004760 | As per HSA registered indication(s)
Orthopaedics | Spine - Thoracolumbar (TL) and sacral surgery | TL vertebral body replacement (VBR) | TL VBR endplate | STRYKER | VLIFT ENDCAP DIAM 18 X 3 DEG | 48291183 | Standalone | DE0004760 | As per HSA registered indication(s)
Orthopaedics | Spine - Thoracolumbar (TL) and sacral surgery | TL vertebral body replacement (VBR) | TL VBR endplate | STRYKER | VLIFT ENDCAP DIAM 18 X 8 DEG | 48291188 | Standalone | DE0004760 | As per HSA registered indication(s)
Orthopaedics | Spine - Thoracolumbar (TL) and sacral surgery | TL vertebral body replacement (VBR) | TL VBR endplate | STRYKER | VLIFT ENDCAP DIAM 22 X 0 DEG | 48291220 | Standalone | DE0004760 | As per HSA registered indication(s)
Orthopaedics | Spine - Thoracolumbar (TL) and sacral surgery | TL vertebral body replacement (VBR) | TL VBR endplate | STRYKER | VLIFT ENDCAP DIAM 22 X 15 DEG | 48292215 | Standalone | DE0004760 | As per HSA registered indication(s)
Orthopaedics | Spine - Thoracolumbar (TL) and sacral surgery | TL vertebral body replacement (VBR) | TL VBR endplate | STRYKER | VLIFT ENDCAP DIAM 22 X 3 DEG | 48291223 | Standalone | DE0004760 | As per HSA registered indication(s)
Orthopaedics | Spine - Thoracolumbar (TL) and sacral surgery | TL vertebral body replacement (VBR) | TL VBR endplate | STRYKER | VLIFT ENDCAP DIAM 22 X 8 DEG | 48291228 | Standalone | DE0004760 | As per HSA registered indication(s)
Orthopaedics | Spine - Thoracolumbar (TL) and sacral surgery | TL vertebral body replacement (VBR) | TL VBR core | STRYKER | VLIFT EXTENSION DIAM 18MM | 48291800 | Standalone | DE0004760 | As per HSA registered indication(s)
Orthopaedics | Spine - Thoracolumbar (TL) and sacral surgery | TL vertebral body replacement (VBR) | TL VBR core | STRYKER | VLIFT EXTENSION DIAM 22MM | 48292200 | Standalone | DE0004760 | As per HSA registered indication(s)
Orthopaedics | Spine - Occipito-cervical (OC) surgery | OC fusion and fixation implant | OC rod connector system excluding locking screw | NuVasive Inc. | VP Connector, 3.5 to 3.5mm Rod Offset | 7906435 | Standalone | DE0008259 | As per HSA registered indication(s)
Orthopaedics | Spine - Occipito-cervical (OC) surgery | OC fusion and fixation implant | OC rod connector system excluding locking screw | NuVasive Inc. | VP Connector, 3.5 to 4.5mm Rod Offset | 7906445 | Standalone | DE0008259 | As per HSA registered indication(s)
Orthopaedics | Spine - Occipito-cervical (OC) surgery | OC fusion and fixation implant | OC rod connector system excluding locking screw | NuVasive Inc. | VP Connector, 3.5 to 5.5mm Rod Offset | 7906455 | Standalone | DE0008259 | As per HSA registered indication(s)
Orthopaedics | Spine - Occipito-cervical (OC) surgery | OC fusion and fixation implant | OC rod connector system excluding locking screw | NuVasive Inc. | VP Connector, 3.5 to 6.25mm Rod Offset | 7906465 | Standalone | DE0008259 | As per HSA registered indication(s)
Orthopaedics | Spine - Occipito-cervical (OC) surgery | OC fusion and fixation implant | OC rod | NuVasive Inc. | VP II CoCr Rod, D3.5-6.0x600mm Trans | 8976353 | Standalone | DE0008259 | As per HSA registered indication(s)
Orthopaedics | Spine - Occipito-cervical (OC) surgery | OC fusion and fixation implant | OC rod connector system excluding locking screw | NuVasive Inc. | VP II Conn, 25mm Offset Open Long | 8976025 | Standalone | DE0008259 | As per HSA registered indication(s)
Orthopaedics | Spine - Occipito-cervical (OC) surgery | OC fusion and fixation implant | OC rod connector system excluding locking screw | NuVasive Inc. | VP II Conn, 3.5-3.5mm Inline Rod | 8976035 | Standalone | DE0008259 | As per HSA registered indication(s)
Orthopaedics | Spine - Occipito-cervical (OC) surgery | OC fusion and fixation implant | OC rod connector system excluding locking screw | NuVasive Inc. | VP II Conn, 3.5-5.5mm Inline Rod | 8976055 | Standalone | DE0008259 | As per HSA registered indication(s)
Orthopaedics | Spine - Occipito-cervical (OC) surgery | OC fusion and fixation implant | OC rod connector system excluding locking screw | NuVasive Inc. | VP II Conn, 45DEG Acute Angle Offset | 8976030 | Standalone | DE0008259 | As per HSA registered indication(s)
Orthopaedics | Spine - Occipito-cervical (OC) surgery | OC fusion and fixation implant | Cervical pedicle/lateral mass screw - Shank, tulip | NuVasive Inc. | VP II Screw, 3.5x24mm FA Part Thread | 8975824 | Standalone | DE0008259 | As per HSA registered indication(s)
Orthopaedics | Spine - Occipito-cervical (OC) surgery | OC fusion and fixation implant | Cervical pedicle/lateral mass screw - Shank, tulip | NuVasive Inc. | VP II Screw, 3.5x26mm FA Part Thread | 8975826 | Standalone | DE0008259 | As per HSA registered indication(s)
Orthopaedics | Spine - Occipito-cervical (OC) surgery | OC fusion and fixation implant | Cervical pedicle/lateral mass screw - Shank, tulip | NuVasive Inc. | VP II Screw, 3.5x28mm FA Part Thread | 8975828 | Standalone | DE0008259 | As per HSA registered indication(s)
Orthopaedics | Spine - Occipito-cervical (OC) surgery | OC fusion and fixation implant | Cervical pedicle/lateral mass screw - Shank, tulip | NuVasive Inc. | VP II Screw, 3.5x30mm FA Part Thread | 8975830 | Standalone | DE0008259 | As per HSA registered indication(s)
Orthopaedics | Spine - Occipito-cervical (OC) surgery | OC fusion and fixation implant | Cervical pedicle/lateral mass screw - Shank, tulip | NuVasive Inc. | VP II Screw, 3.5x32mm FA Part Thread | 8975832 | Standalone | DE0008259 | As per HSA registered indication(s)
Orthopaedics | Spine - Occipito-cervical (OC) surgery | OC fusion and fixation implant | Cervical pedicle/lateral mass screw - Shank, tulip | NuVasive Inc. | VP II Screw, 3.5x34mm FA Part Thread | 8975834 | Standalone | DE0008259 | As per HSA registered indication(s)
Orthopaedics | Spine - Occipito-cervical (OC) surgery | OC fusion and fixation implant | Cervical pedicle/lateral mass screw - Shank, tulip | NuVasive Inc. | VP II Screw, 3.5x36mm FA Part Thread | 8975836 | Standalone | DE0008259 | As per HSA registered indication(s)
Orthopaedics | Spine - Occipito-cervical (OC) surgery | OC fusion and fixation implant | Fixation screw for plates | NuVasive Inc. | VP II Screw, 4.5x10mm Occipital | 8976410 | Standalone | DE0008259 | As per HSA registered indication(s)
Orthopaedics | Spine - Occipito-cervical (OC) surgery | OC fusion and fixation implant | Fixation screw for plates | NuVasive Inc. | VP II Screw, 4.5x12mm Occipital | 8976412 | Standalone | DE0008259 | As per HSA registered indication(s)
Orthopaedics | Spine - Occipito-cervical (OC) surgery | OC fusion and fixation implant | Fixation screw for plates | NuVasive Inc. | VP II Screw, 4.5x14mm Occipital | 8976414 | Standalone | DE0008259 | As per HSA registered indication(s)
Orthopaedics | Spine - Occipito-cervical (OC) surgery | OC fusion and fixation implant | Fixation screw for plates | NuVasive Inc. | VP II Screw, 4.5x6mm Occipital | 8976406 | Standalone | DE0008259 | As per HSA registered indication(s)
Orthopaedics | Spine - Occipito-cervical (OC) surgery | OC fusion and fixation implant | Fixation screw for plates | NuVasive Inc. | VP II Screw, 4.5x8mm Occipital | 8976408 | Standalone | DE0008259 | As per HSA registered indication(s)
Orthopaedics | Spine - Occipito-cervical (OC) surgery | OC fusion and fixation implant | Fixation screw for plates | NuVasive Inc. | VP II Screw, 5.0x10mm Occipital | 8976510 | Standalone | DE0008259 | As per HSA registered indication(s)
Orthopaedics | Spine - Occipito-cervical (OC) surgery | OC fusion and fixation implant | Fixation screw for plates | NuVasive Inc. | VP II Screw, 5.0x12mm Occipital | 8976512 | Standalone | DE0008259 | As per HSA registered indication(s)
Orthopaedics | Spine - Occipito-cervical (OC) surgery | OC fusion and fixation implant | Fixation screw for plates | NuVasive Inc. | VP II Screw, 5.0x14mm Occipital | 8976514 | Standalone | DE0008259 | As per HSA registered indication(s)
Orthopaedics | Spine - Occipito-cervical (OC) surgery | OC fusion and fixation implant | Fixation screw for plates | NuVasive Inc. | VP II Screw, 5.0x6mm Occipital | 8976506 | Standalone | DE0008259 | As per HSA registered indication(s)
Orthopaedics | Spine - Occipito-cervical (OC) surgery | OC fusion and fixation implant | Fixation screw for plates | NuVasive Inc. | VP II Screw, 5.0x8mm Occipital | 8976508 | Standalone | DE0008259 | As per HSA registered indication(s)
Orthopaedics | Spine - Occipito-cervical (OC) surgery | OC fusion and fixation implant | OC rod connector - Locking screw | NuVasive Inc. | VP II Set Screw, Offset Occipital Conn | 8977760 | Standalone | DE0008259 | As per HSA registered indication(s)
Orthopaedics | Spine - Occipito-cervical (OC) surgery | OC fusion and fixation implant | OC rod connector - Locking screw | NuVasive Inc. | VP II Set Screw, Rod-Rod Conn | 8977765 | Standalone | DE0008259 | As per HSA registered indication(s)
Orthopaedics | Spine - Occipito-cervical (OC) surgery | OC fusion and fixation implant | OC rod connector - Locking screw | NuVasive Inc. | VP II Set Screw, Static Cross Connector | 8977770 | Standalone | DE0008259 | As per HSA registered indication(s)
Orthopaedics | Spine - Occipito-cervical (OC) surgery | OC fusion and fixation implant | Cervical pedicle/lateral mass screw - Locking screw | NuVasive Inc. | VP II Set Screw, Tulip and Laminar Hook | 8970000 | Standalone | DE0008259 | As per HSA registered indication(s)
Orthopaedics | Spine - Occipito-cervical (OC) surgery | OC fusion and fixation implant | Cervical pedicle/lateral mass screw - Shank, tulip | NuVasive Inc. | VP Screw, 3.5.x24mm Fav Ang Part Thread | 7905824 | Standalone | DE0008259 | As per HSA registered indication(s)
Orthopaedics | Spine - Occipito-cervical (OC) surgery | OC fusion and fixation implant | Cervical pedicle/lateral mass screw - Shank, tulip | NuVasive Inc. | VP Screw, 3.5.x26mm Fav Ang Part Thread | 7905826 | Standalone | DE0008259 | As per HSA registered indication(s)
Orthopaedics | Spine - Occipito-cervical (OC) surgery | OC fusion and fixation implant | Cervical pedicle/lateral mass screw - Shank, tulip | NuVasive Inc. | VP Screw, 3.5.x28mm Fav Ang Part Thread | 7905828 | Standalone | DE0008259 | As per HSA registered indication(s)
Orthopaedics | Spine - Occipito-cervical (OC) surgery | OC fusion and fixation implant | Cervical pedicle/lateral mass screw - Shank, tulip | NuVasive Inc. | VP Screw, 3.5.x30mm Fav Ang Part Thread | 7905830 | Standalone | DE0008259 | As per HSA registered indication(s)
Orthopaedics | Spine - Occipito-cervical (OC) surgery | OC fusion and fixation implant | Cervical pedicle/lateral mass screw - Shank, tulip | NuVasive Inc. | VP Screw, 3.5.x32mm Fav Ang Part Thread | 7905832 | Standalone | DE0008259 | As per HSA registered indication(s)
Orthopaedics | Spine - Occipito-cervical (OC) surgery | OC fusion and fixation implant | Cervical pedicle/lateral mass screw - Shank, tulip | NuVasive Inc. | VP Screw, 3.5.x34mm Fav Ang Part Thread | 7905834 | Standalone | DE0008259 | As per HSA registered indication(s)
Orthopaedics | Spine - Occipito-cervical (OC) surgery | OC fusion and fixation implant | Cervical pedicle/lateral mass screw - Shank, tulip | NuVasive Inc. | VP Screw, 3.5.x36mm Fav Ang Part Thread | 7905836 | Standalone | DE0008259 | As per HSA registered indication(s)
Orthopaedics | Spine - Occipito-cervical (OC) surgery | OC fusion and fixation implant | Fixation screw for plates | NuVasive Inc. | VP Screw, 4.5x10mm Cortical Occipital | 7906310 | Standalone | DE0008259 | As per HSA registered indication(s)
Orthopaedics | Spine - Occipito-cervical (OC) surgery | OC fusion and fixation implant | Fixation screw for plates | NuVasive Inc. | VP Screw, 4.5x12mm Cortical Occipital | 7906312 | Standalone | DE0008259 | As per HSA registered indication(s)
Orthopaedics | Spine - Occipito-cervical (OC) surgery | OC fusion and fixation implant | Fixation screw for plates | NuVasive Inc. | VP Screw, 4.5x14mm Cortical Occipital | 7906314 | Standalone | DE0008259 | As per HSA registered indication(s)
Orthopaedics | Spine - Occipito-cervical (OC) surgery | OC fusion and fixation implant | Fixation screw for plates | NuVasive Inc. | VP Screw, 4.5x6mm Cortical Occipital | 7906306 | Standalone | DE0008259 | As per HSA registered indication(s)
Orthopaedics | Spine - Occipito-cervical (OC) surgery | OC fusion and fixation implant | Fixation screw for plates | NuVasive Inc. | VP Screw, 4.5x8mm Cortical Occipital | 7906308 | Standalone | DE0008259 | As per HSA registered indication(s)
Orthopaedics | Spine - Occipito-cervical (OC) surgery | OC fusion and fixation implant | Fixation screw for plates | NuVasive Inc. | VP Screw, 5x10mm Cortical Occipital | 7906360 | Standalone | DE0008259 | As per HSA registered indication(s)
Orthopaedics | Spine - Occipito-cervical (OC) surgery | OC fusion and fixation implant | Fixation screw for plates | NuVasive Inc. | VP Screw, 5x6mm Cortical Occipital | 7906356 | Standalone | DE0008259 | As per HSA registered indication(s)
Orthopaedics | Spine - Occipito-cervical (OC) surgery | OC fusion and fixation implant | Fixation screw for plates | NuVasive Inc. | VP Screw, 5x8mm Cortical Occipital | 7906358 | Standalone | DE0008259 | As per HSA registered indication(s)
Orthopaedics | Spine - Occipito-cervical (OC) surgery | OC fusion and fixation implant | OC rod connector - Locking screw | NuVasive Inc. | VP Set Screw, Offset and Occipital Conn | 7907760 | Standalone | DE0008259 | As per HSA registered indication(s)
Orthopaedics | Spine - Occipito-cervical (OC) surgery | OC fusion and fixation implant | Cervical pedicle/lateral mass screw - Locking screw | NuVasive Inc. | VP Set Screw, Tulip Screw and Laminar Hook | 7906000 | Standalone | DE0008259 | As per HSA registered indication(s)
Orthopaedics | Spine - Occipito-cervical (OC) surgery | OC fusion and fixation implant | Fixation screw for plates | NuVasive Inc. | VP Ti Screw, 5x12mm Cortical Occipital | 7906362 | Standalone | DE0008259 | As per HSA registered indication(s)
Orthopaedics | Spine - Occipito-cervical (OC) surgery | OC fusion and fixation implant | Fixation screw for plates | NuVasive Inc. | VP Ti Screw, 5x14mm Cortical Occipital | 7906364 | Standalone | DE0008259 | As per HSA registered indication(s)
Orthopaedics | Spine - Occipito-cervical (OC) surgery | OC fusion and fixation implant | OC rod connector - Locking screw | NuVasive Inc. | VP Ti Set Screw, Cross Conn | 7907775 | Standalone | DE0008259 | As per HSA registered indication(s)
Orthopaedics | Spine - Occipito-cervical (OC) surgery | OC fusion and fixation implant | OC rod connector - Locking screw | NuVasive Inc. | VP Ti Set Screw, In-Line Rod Conn | 7907770 | Standalone | DE0008259 | As per HSA registered indication(s)
Orthopaedics | Spine - Occipito-cervical (OC) surgery | OC fusion and fixation implant | OC rod connector - Locking screw | NuVasive Inc. | VP Ti Set Screw, Parallel Rod Conn | 7907765 | Standalone | DE0008259 | As per HSA registered indication(s)
Orthopaedics | Spine - Occipito-cervical (OC) surgery | OC fusion and fixation implant | OC rod | NuVasive Inc. | VuePoint CoCr Rod, 3.5 to 5.5 Tapered | 7908355 | Standalone | DE0008259 | As per HSA registered indication(s)
Orthopaedics | Spine - Occipito-cervical (OC) surgery | OC fusion and fixation implant | OC rod | NuVasive Inc. | VuePoint CoCr Rod, 3.5x240mm | 7908240 | Standalone | DE0008259 | As per HSA registered indication(s)
Orthopaedics | Spine - Occipito-cervical (OC) surgery | OC fusion and fixation implant | OC rod connector system excluding locking screw | NuVasive Inc. | VuePoint II Conn, 3.5mm-3.5mm OffsetRod | 8976435 | Standalone | DE0008259 | As per HSA registered indication(s)
Orthopaedics | Spine - Occipito-cervical (OC) surgery | OC fusion and fixation implant | OC rod connector system excluding locking screw | NuVasive Inc. | VuePoint II Conn, 3.5mm-5.5mm OffsetRod | 8976455 | Standalone | DE0008259 | As per HSA registered indication(s)
Orthopaedics | Spine - Occipito-cervical (OC) surgery | OC fusion and fixation implant | OC rod connector system excluding locking screw | NuVasive Inc. | VuePoint II Conn, Extra Rod | 8976165 | Standalone | DE0008259 | As per HSA registered indication(s)
Orthopaedics | Spine - Occipito-cervical (OC) surgery | OC fusion and fixation implant | OC rod connector system excluding locking screw | NuVasive Inc. | VuePoint II Cross Conn, Adj Tulip-Tulip | 8972360 | Standalone | DE0008259 | As per HSA registered indication(s)
Orthopaedics | Spine - Occipito-cervical (OC) surgery | OC fusion and fixation implant | OC hook set, clamp, staple, staple locking screw | NuVasive Inc. | VuePoint II Eyelets, Low Profile | 8976305 | Standalone | DE0008259 | As per HSA registered indication(s)
Orthopaedics | Spine - Occipito-cervical (OC) surgery | OC fusion and fixation implant | OC rod | NuVasive Inc. | VuePoint II Rod, 3.5mm-5.5mm Transition | 8976355 | Standalone | DE0008259 | As per HSA registered indication(s)
Orthopaedics | Spine - Occipito-cervical (OC) surgery | OC fusion and fixation implant | OC rod | NuVasive Inc. | VuePoint II Rod, 3.5x120mm | 8976112 | Standalone | DE0008259 | As per HSA registered indication(s)
Orthopaedics | Spine - Occipito-cervical (OC) surgery | OC fusion and fixation implant | OC rod | NuVasive Inc. | VuePoint II Rod, 3.5x240mm | 8976124 | Standalone | DE0008259 | As per HSA registered indication(s)
Orthopaedics | Spine - Occipito-cervical (OC) surgery | OC fusion and fixation implant | OC rod | NuVasive Inc. | VuePoint II Rod, 3.5x60mm | 8976106 | Standalone | DE0008259 | As per HSA registered indication(s)
Orthopaedics | Spine - Occipito-cervical (OC) surgery | OC fusion and fixation implant | OC rod | NuVasive Inc. | VuePoint II Rod, 80mm Pre-Contoured | 8976180 | Standalone | DE0008259 | As per HSA registered indication(s)
Orthopaedics | Spine - Occipito-cervical (OC) surgery | OC fusion and fixation implant | OC rod | NuVasive Inc. | VuePoint II Rod, Hinged | 8976300 | Standalone | DE0008259 | As per HSA registered indication(s)
Orthopaedics | Spine - Occipito-cervical (OC) surgery | OC fusion and fixation implant | OC rod connector system excluding locking screw | NuVasive Inc. | VuePoint OCT Conn, 3.5-3.5mm Inline Rod | 7906035 | Standalone | DE0008259 | As per HSA registered indication(s)
Orthopaedics | Spine - Occipito-cervical (OC) surgery | OC fusion and fixation implant | OC rod connector system excluding locking screw | NuVasive Inc. | VuePoint OCT Conn, 3.5-4.5mm Inline Rod | 7906045 | Standalone | DE0008259 | As per HSA registered indication(s)
Orthopaedics | Spine - Occipito-cervical (OC) surgery | OC fusion and fixation implant | OC rod connector system excluding locking screw | NuVasive Inc. | VuePoint OCT Conn, 3.5-5.5mm Inline Rod | 7906055 | Standalone | DE0008259 | As per HSA registered indication(s)
Orthopaedics | Spine - Occipito-cervical (OC) surgery | OC fusion and fixation implant | OC rod connector system excluding locking screw | NuVasive Inc. | VuePoint OCT Conn, 3.5-6.25mm Inline Rod | 7906065 | Standalone | DE0008259 | As per HSA registered indication(s)
Orthopaedics | Spine - Occipito-cervical (OC) surgery | OC fusion and fixation implant | OC rod connector system excluding locking screw | NuVasive Inc. | VuePoint OCT Conn, Occipital Eyelet | 7906302 | Standalone | DE0008259 | As per HSA registered indication(s)
Orthopaedics | Spine - Occipito-cervical (OC) surgery | OC fusion and fixation implant | OC rod connector system excluding locking screw | NuVasive Inc. | VuePoint OCT Connector, 26mm Fixed Cross | 7906126 | Standalone | DE0008259 | As per HSA registered indication(s)
Orthopaedics | Spine - Occipito-cervical (OC) surgery | OC fusion and fixation implant | OC rod connector system excluding locking screw | NuVasive Inc. | VuePoint OCT Connector, 28mm Fixed Cross | 7906128 | Standalone | DE0008259 | As per HSA registered indication(s)
Orthopaedics | Spine - Occipito-cervical (OC) surgery | OC fusion and fixation implant | OC rod connector system excluding locking screw | NuVasive Inc. | VuePoint OCT Connector, 30mm Fixed Cross | 7906130 | Standalone | DE0008259 | As per HSA registered indication(s)
Orthopaedics | Spine - Occipito-cervical (OC) surgery | OC fusion and fixation implant | OC rod connector system excluding locking screw | NuVasive Inc. | VuePoint OCT Connector, 32mm Fixed Cross | 7906132 | Standalone | DE0008259 | As per HSA registered indication(s)
Orthopaedics | Spine - Occipito-cervical (OC) surgery | OC fusion and fixation implant | OC rod connector system excluding locking screw | NuVasive Inc. | VuePoint OCT Connector, 34mm Fixed Cross | 7906134 | Standalone | DE0008259 | As per HSA registered indication(s)
Orthopaedics | Spine - Occipito-cervical (OC) surgery | OC fusion and fixation implant | OC rod connector system excluding locking screw | NuVasive Inc. | VuePoint OCT Connector, 36mm Fixed Cross | 7906136 | Standalone | DE0008259 | As per HSA registered indication(s)
Orthopaedics | Spine - Occipito-cervical (OC) surgery | OC fusion and fixation implant | OC rod connector system excluding locking screw | NuVasive Inc. | VuePoint OCT Connector, 38mm Fixed Cross | 7906138 | Standalone | DE0008259 | As per HSA registered indication(s)
Orthopaedics | Spine - Occipito-cervical (OC) surgery | OC fusion and fixation implant | OC rod connector system excluding locking screw | NuVasive Inc. | VuePoint OCT Connector, 40mm Fixed Cross | 7906140 | Standalone | DE0008259 | As per HSA registered indication(s)
Orthopaedics | Spine - Occipito-cervical (OC) surgery | OC fusion and fixation implant | OC rod connector system excluding locking screw | NuVasive Inc. | VuePoint OCT Connector, 42mm Fixed Cross | 7906142 | Standalone | DE0008259 | As per HSA registered indication(s)
Orthopaedics | Spine - Occipito-cervical (OC) surgery | OC fusion and fixation implant | OC rod connector system excluding locking screw | NuVasive Inc. | VuePoint OCT Connector, 44mm Fixed Cross | 7906144 | Standalone | DE0008259 | As per HSA registered indication(s)
Orthopaedics | Spine - Occipito-cervical (OC) surgery | OC fusion and fixation implant | OC rod connector system excluding locking screw | NuVasive Inc. | VuePoint OCT Connector, 46mm Fixed Cross | 7906146 | Standalone | DE0008259 | As per HSA registered indication(s)
Orthopaedics | Spine - Occipito-cervical (OC) surgery | OC fusion and fixation implant | OC rod connector system excluding locking screw | NuVasive Inc. | VuePoint OCT Connector, 48mm Fixed Cross | 7906148 | Standalone | DE0008259 | As per HSA registered indication(s)
Orthopaedics | Spine - Occipito-cervical (OC) surgery | OC fusion and fixation implant | OC rod connector system excluding locking screw | NuVasive Inc. | VuePoint OCT Connector, 50mm Fixed Cross | 7906150 | Standalone | DE0008259 | As per HSA registered indication(s)
Orthopaedics | Spine - Occipito-cervical (OC) surgery | OC fusion and fixation implant | OC hook set, clamp, staple, staple locking screw | NuVasive Inc. | VuePoint OCT Hook, 5.0mm Laminar | 7906005 | Standalone | DE0008259 | As per HSA registered indication(s)
Orthopaedics | Spine - Occipito-cervical (OC) surgery | OC fusion and fixation implant | OC hook set, clamp, staple, staple locking screw | NuVasive Inc. | VuePoint OCT Hook, 7.0mm Laminar | 7906007 | Standalone | DE0008259 | As per HSA registered indication(s)
Orthopaedics | Spine - Occipito-cervical (OC) surgery | OC fusion and fixation implant | Occipital plate | NuVasive Inc. | VuePoint OCT Plate, 35mm Keel | 7906335 | Standalone | DE0008259 | As per HSA registered indication(s)
Orthopaedics | Spine - Occipito-cervical (OC) surgery | OC fusion and fixation implant | Occipital plate | NuVasive Inc. | VuePoint OCT Plate, 40mm Keel | 7906340 | Standalone | DE0008259 | As per HSA registered indication(s)
Orthopaedics | Spine - Occipito-cervical (OC) surgery | OC fusion and fixation implant | Occipital plate | NuVasive Inc. | VuePoint OCT Plate, 45mm Keel | 7906345 | Standalone | DE0008259 | As per HSA registered indication(s)
Orthopaedics | Spine - Occipito-cervical (OC) surgery | OC fusion and fixation implant | OC rod | NuVasive Inc. | VuePoint OCT Rod, 240mm 45DEG Precurved | 7906300 | Standalone | DE0008259 | As per HSA registered indication(s)
Orthopaedics | Spine - Occipito-cervical (OC) surgery | OC fusion and fixation implant | OC rod | NuVasive Inc. | VuePoint OCT Rod, 3.5-5.5mm Transition | 7906355 | Standalone | DE0008259 | As per HSA registered indication(s)
Orthopaedics | Spine - Occipito-cervical (OC) surgery | OC fusion and fixation implant | OC rod | NuVasive Inc. | VuePoint OCT Rod, 3.5x120mm | 7906120 | Standalone | DE0008259 | As per HSA registered indication(s)
Orthopaedics | Spine - Occipito-cervical (OC) surgery | OC fusion and fixation implant | OC rod | NuVasive Inc. | VuePoint OCT Rod, 3.5x240mm | 7906240 | Standalone | DE0008259 | As per HSA registered indication(s)
Orthopaedics | Spine - Occipito-cervical (OC) surgery | OC fusion and fixation implant | OC rod | NuVasive Inc. | VuePoint OCT Rod, 3.5x60mm | 7906160 | Standalone | DE0008259 | As per HSA registered indication(s)
Orthopaedics | Spine - Occipito-cervical (OC) surgery | OC fusion and fixation implant | OC rod connector system excluding locking screw | NuVasive Inc. | VuePoint Offset Conn, 11mm Open | 7906008 | Standalone | DE0008259 | As per HSA registered indication(s)
Orthopaedics | Spine - Occipito-cervical (OC) surgery | OC fusion and fixation implant | OC rod connector system excluding locking screw | NuVasive Inc. | VuePoint Offset Conn, 25mm Open | 7906022 | Standalone | DE0008259 | As per HSA registered indication(s)
Orthopaedics | Spine - Occipito-cervical (OC) surgery | OC fusion and fixation implant | OC rod connector system excluding locking screw | NuVasive Inc. | VuePoint Offset Conn, Acute Angle | 7906025 | Standalone | DE0008259 | As per HSA registered indication(s)
Orthopaedics | Spine - Occipito-cervical (OC) surgery | OC fusion and fixation implant | Cervical pedicle/lateral mass screw - Shank, tulip | NuVasive Inc. | VuePoint Screw, 3.5x10mm Fav Angle MA | 7905510 | Standalone | DE0008259 | As per HSA registered indication(s)
Orthopaedics | Spine - Occipito-cervical (OC) surgery | OC fusion and fixation implant | Cervical pedicle/lateral mass screw - Shank, tulip | NuVasive Inc. | VuePoint Screw, 3.5x10mm Multi Axial | 7905310 | Standalone | DE0008259 | As per HSA registered indication(s)
Orthopaedics | Spine - Occipito-cervical (OC) surgery | OC fusion and fixation implant | Cervical pedicle/lateral mass screw - Shank, tulip | NuVasive Inc. | VuePoint Screw, 3.5x12mm Fav Angle MA | 7905512 | Standalone | DE0008259 | As per HSA registered indication(s)
Orthopaedics | Spine - Occipito-cervical (OC) surgery | OC fusion and fixation implant | Cervical pedicle/lateral mass screw - Shank, tulip | NuVasive Inc. | VuePoint Screw, 3.5x12mm Multi Axial | 7905312 | Standalone | DE0008259 | As per HSA registered indication(s)
Orthopaedics | Spine - Occipito-cervical (OC) surgery | OC fusion and fixation implant | Cervical pedicle/lateral mass screw - Shank, tulip | NuVasive Inc. | VuePoint Screw, 3.5x14mm Fav Angle MA | 7905514 | Standalone | DE0008259 | As per HSA registered indication(s)
Orthopaedics | Spine - Occipito-cervical (OC) surgery | OC fusion and fixation implant | Cervical pedicle/lateral mass screw - Shank, tulip | NuVasive Inc. | VuePoint Screw, 3.5x14mm Multi Axial | 7905314 | Standalone | DE0008259 | As per HSA registered indication(s)
Orthopaedics | Spine - Occipito-cervical (OC) surgery | OC fusion and fixation implant | Cervical pedicle/lateral mass screw - Shank, tulip | NuVasive Inc. | VuePoint Screw, 3.5x16mm Fav Angle MA | 7905516 | Standalone | DE0008259 | As per HSA registered indication(s)
Orthopaedics | Spine - Occipito-cervical (OC) surgery | OC fusion and fixation implant | Cervical pedicle/lateral mass screw - Shank, tulip | NuVasive Inc. | VuePoint Screw, 3.5x16mm Multi Axial | 7905316 | Standalone | DE0008259 | As per HSA registered indication(s)
Orthopaedics | Spine - Occipito-cervical (OC) surgery | OC fusion and fixation implant | Cervical pedicle/lateral mass screw - Shank, tulip | NuVasive Inc. | VuePoint Screw, 3.5x18mm Fav Angle MA | 7905518 | Standalone | DE0008259 | As per HSA registered indication(s)
Orthopaedics | Spine - Occipito-cervical (OC) surgery | OC fusion and fixation implant | Cervical pedicle/lateral mass screw - Shank, tulip | NuVasive Inc. | VuePoint Screw, 3.5x18mm Multi Axial | 7905318 | Standalone | DE0008259 | As per HSA registered indication(s)
Orthopaedics | Spine - Occipito-cervical (OC) surgery | OC fusion and fixation implant | Cervical pedicle/lateral mass screw - Shank, tulip | NuVasive Inc. | VuePoint Screw, 3.5x20mm Fav Angle MA | 7905520 | Standalone | DE0008259 | As per HSA registered indication(s)
Orthopaedics | Spine - Occipito-cervical (OC) surgery | OC fusion and fixation implant | Cervical pedicle/lateral mass screw - Shank, tulip | NuVasive Inc. | VuePoint Screw, 3.5x20mm Multi Axial | 7905320 | Standalone | DE0008259 | As per HSA registered indication(s)
Orthopaedics | Spine - Occipito-cervical (OC) surgery | OC fusion and fixation implant | Cervical pedicle/lateral mass screw - Shank, tulip | NuVasive Inc. | VuePoint Screw, 3.5x22mm Fav Angle MA | 7905522 | Standalone | DE0008259 | As per HSA registered indication(s)
Orthopaedics | Spine - Occipito-cervical (OC) surgery | OC fusion and fixation implant | Cervical pedicle/lateral mass screw - Shank, tulip | NuVasive Inc. | VuePoint Screw, 3.5x22mm Multi Axial | 7905322 | Standalone | DE0008259 | As per HSA registered indication(s)
Orthopaedics | Spine - Occipito-cervical (OC) surgery | OC fusion and fixation implant | Cervical pedicle/lateral mass screw - Shank, tulip | NuVasive Inc. | VuePoint Screw, 3.5x24mm Fav Angle MA | 7905524 | Standalone | DE0008259 | As per HSA registered indication(s)
Orthopaedics | Spine - Occipito-cervical (OC) surgery | OC fusion and fixation implant | Cervical pedicle/lateral mass screw - Shank, tulip | NuVasive Inc. | VuePoint Screw, 3.5x24mm Multi Axial | 7905324 | Standalone | DE0008259 | As per HSA registered indication(s)
Orthopaedics | Spine - Occipito-cervical (OC) surgery | OC fusion and fixation implant | Cervical pedicle/lateral mass screw - Shank, tulip | NuVasive Inc. | VuePoint Screw, 3.5x26mm Fav Angle MA | 7905526 | Standalone | DE0008259 | As per HSA registered indication(s)
Orthopaedics | Spine - Occipito-cervical (OC) surgery | OC fusion and fixation implant | Cervical pedicle/lateral mass screw - Shank, tulip | NuVasive Inc. | VuePoint Screw, 3.5x26mm Multi Axial | 7905326 | Standalone | DE0008259 | As per HSA registered indication(s)
Orthopaedics | Spine - Occipito-cervical (OC) surgery | OC fusion and fixation implant | Cervical pedicle/lateral mass screw - Shank, tulip | NuVasive Inc. | VuePoint Screw, 3.5x28mm Fav Angle MA | 7905528 | Standalone | DE0008259 | As per HSA registered indication(s)
Orthopaedics | Spine - Occipito-cervical (OC) surgery | OC fusion and fixation implant | Cervical pedicle/lateral mass screw - Shank, tulip | NuVasive Inc. | VuePoint Screw, 3.5x28mm Multi Axial | 7905328 | Standalone | DE0008259 | As per HSA registered indication(s)
Orthopaedics | Spine - Occipito-cervical (OC) surgery | OC fusion and fixation implant | Cervical pedicle/lateral mass screw - Shank, tulip | NuVasive Inc. | VuePoint Screw, 3.5x30mm Fav Angle MA | 7905530 | Standalone | DE0008259 | As per HSA registered indication(s)
Orthopaedics | Spine - Occipito-cervical (OC) surgery | OC fusion and fixation implant | Cervical pedicle/lateral mass screw - Shank, tulip | NuVasive Inc. | VuePoint Screw, 3.5x30mm Multi Axial | 7905330 | Standalone | DE0008259 | As per HSA registered indication(s)
Orthopaedics | Spine - Occipito-cervical (OC) surgery | OC fusion and fixation implant | Cervical pedicle/lateral mass screw - Shank, tulip | NuVasive Inc. | VuePoint Screw, 3.5x32mm Fav Angle MA | 7905532 | Standalone | DE0008259 | As per HSA registered indication(s)
Orthopaedics | Spine - Occipito-cervical (OC) surgery | OC fusion and fixation implant | Cervical pedicle/lateral mass screw - Shank, tulip | NuVasive Inc. | VuePoint Screw, 3.5x32mm Multi Axial | 7905332 | Standalone | DE0008259 | As per HSA registered indication(s)
Orthopaedics | Spine - Occipito-cervical (OC) surgery | OC fusion and fixation implant | Cervical pedicle/lateral mass screw - Shank, tulip | NuVasive Inc. | VuePoint Screw, 3.5x34mm Fav Angle MA | 7905534 | Standalone | DE0008259 | As per HSA registered indication(s)
Orthopaedics | Spine - Occipito-cervical (OC) surgery | OC fusion and fixation implant | Cervical pedicle/lateral mass screw - Shank, tulip | NuVasive Inc. | VuePoint Screw, 3.5x34mm Multi Axial | 7905334 | Standalone | DE0008259 | As per HSA registered indication(s)
Orthopaedics | Spine - Occipito-cervical (OC) surgery | OC fusion and fixation implant | Cervical pedicle/lateral mass screw - Shank, tulip | NuVasive Inc. | VuePoint Screw, 4.5x10mm Multi Axial | 7905710 | Standalone | DE0008259 | As per HSA registered indication(s)
Orthopaedics | Spine - Occipito-cervical (OC) surgery | OC fusion and fixation implant | Cervical pedicle/lateral mass screw - Shank, tulip | NuVasive Inc. | VuePoint Screw, 4.5x12mm Multi Axial | 7905712 | Standalone | DE0008259 | As per HSA registered indication(s)
Orthopaedics | Spine - Occipito-cervical (OC) surgery | OC fusion and fixation implant | Cervical pedicle/lateral mass screw - Shank, tulip | NuVasive Inc. | VuePoint Screw, 4.5x14mm Multi Axial | 7905714 | Standalone | DE0008259 | As per HSA registered indication(s)
Orthopaedics | Spine - Occipito-cervical (OC) surgery | OC fusion and fixation implant | Cervical pedicle/lateral mass screw - Shank, tulip | NuVasive Inc. | VuePoint Screw, 4.5x16mm Multi Axial | 7905716 | Standalone | DE0008259 | As per HSA registered indication(s)
Orthopaedics | Spine - Occipito-cervical (OC) surgery | OC fusion and fixation implant | Cervical pedicle/lateral mass screw - Shank, tulip | NuVasive Inc. | VuePoint Screw, 4.5x18mm Multi Axial | 7905718 | Standalone | DE0008259 | As per HSA registered indication(s)
Orthopaedics | Spine - Occipito-cervical (OC) surgery | OC fusion and fixation implant | Cervical pedicle/lateral mass screw - Shank, tulip | NuVasive Inc. | VuePoint Screw, 4.5x20mm Multi Axial | 7905720 | Standalone | DE0008259 | As per HSA registered indication(s)
Orthopaedics | Spine - Occipito-cervical (OC) surgery | OC fusion and fixation implant | Cervical pedicle/lateral mass screw - Shank, tulip | NuVasive Inc. | VuePoint Screw, 4.5x22mm Multi Axial | 7905722 | Standalone | DE0008259 | As per HSA registered indication(s)
Orthopaedics | Spine - Occipito-cervical (OC) surgery | OC fusion and fixation implant | Cervical pedicle/lateral mass screw - Shank, tulip | NuVasive Inc. | VuePoint Screw, 4.5x24mm Multi Axial | 7905724 | Standalone | DE0008259 | As per HSA registered indication(s)
Orthopaedics | Spine - Occipito-cervical (OC) surgery | OC fusion and fixation implant | Cervical pedicle/lateral mass screw - Shank, tulip | NuVasive Inc. | VuePoint Screw, 4.5x26mm Multi Axial | 7905726 | Standalone | DE0008259 | As per HSA registered indication(s)
Orthopaedics | Spine - Occipito-cervical (OC) surgery | OC fusion and fixation implant | Cervical pedicle/lateral mass screw - Shank, tulip | NuVasive Inc. | VuePoint Screw, 4.5x28mm Multi Axial | 7905728 | Standalone | DE0008259 | As per HSA registered indication(s)
Orthopaedics | Spine - Occipito-cervical (OC) surgery | OC fusion and fixation implant | Cervical pedicle/lateral mass screw - Shank, tulip | NuVasive Inc. | VuePoint Screw, 4.5x30mm Multi Axial | 7905730 | Standalone | DE0008259 | As per HSA registered indication(s)
Orthopaedics | Spine - Occipito-cervical (OC) surgery | OC fusion and fixation implant | Cervical pedicle/lateral mass screw - Shank, tulip | NuVasive Inc. | VuePoint Screw, 4.5x32mm Multi Axial | 7905732 | Standalone | DE0008259 | As per HSA registered indication(s)
Orthopaedics | Spine - Occipito-cervical (OC) surgery | OC fusion and fixation implant | Cervical pedicle/lateral mass screw - Shank, tulip | NuVasive Inc. | VuePoint Screw, 4.5x34mm Multi Axial | 7905734 | Standalone | DE0008259 | As per HSA registered indication(s)
Orthopaedics | Spine - Occipito-cervical (OC) surgery | OC fusion and fixation implant | Cervical pedicle/lateral mass screw - Shank, tulip | NuVasive Inc. | VuePoint Screw, 4.5x36mm Multi Axial | 7905736 | Standalone | DE0008259 | As per HSA registered indication(s)
Orthopaedics | Spine - Occipito-cervical (OC) surgery | OC fusion and fixation implant | Cervical pedicle/lateral mass screw - Shank, tulip | NuVasive Inc. | VuePoint Screw, 4.5x38mm Multi Axial | 7905738 | Standalone | DE0008259 | As per HSA registered indication(s)
Orthopaedics | Spine - Occipito-cervical (OC) surgery | OC fusion and fixation implant | Cervical pedicle/lateral mass screw - Shank, tulip | NuVasive Inc. | VuePoint Screw, 4.5x40mm Multi Axial | 7905740 | Standalone | DE0008259 | As per HSA registered indication(s)
Orthopaedics | Spine - Occipito-cervical (OC) surgery | OC fusion and fixation implant | Cervical pedicle/lateral mass screw - Shank, tulip | NuVasive Inc. | VuePoint Screw, 4x10mm Fav Angle MA | 7905610 | Standalone | DE0008259 | As per HSA registered indication(s)
Orthopaedics | Spine - Occipito-cervical (OC) surgery | OC fusion and fixation implant | Cervical pedicle/lateral mass screw - Shank, tulip | NuVasive Inc. | VuePoint Screw, 4x10mm Multi Axial | 7905410 | Standalone | DE0008259 | As per HSA registered indication(s)
Orthopaedics | Spine - Occipito-cervical (OC) surgery | OC fusion and fixation implant | Cervical pedicle/lateral mass screw - Shank, tulip | NuVasive Inc. | VuePoint Screw, 4x12mm Fav Angle MA | 7905612 | Standalone | DE0008259 | As per HSA registered indication(s)
Orthopaedics | Spine - Occipito-cervical (OC) surgery | OC fusion and fixation implant | Cervical pedicle/lateral mass screw - Shank, tulip | NuVasive Inc. | VuePoint Screw, 4x12mm Multi Axial | 7905412 | Standalone | DE0008259 | As per HSA registered indication(s)
Orthopaedics | Spine - Occipito-cervical (OC) surgery | OC fusion and fixation implant | Cervical pedicle/lateral mass screw - Shank, tulip | NuVasive Inc. | VuePoint Screw, 4x14mm Fav Angle MA | 7905614 | Standalone | DE0008259 | As per HSA registered indication(s)
Orthopaedics | Spine - Occipito-cervical (OC) surgery | OC fusion and fixation implant | Cervical pedicle/lateral mass screw - Shank, tulip | NuVasive Inc. | VuePoint Screw, 4x14mm Multi Axial | 7905414 | Standalone | DE0008259 | As per HSA registered indication(s)
Orthopaedics | Spine - Occipito-cervical (OC) surgery | OC fusion and fixation implant | Cervical pedicle/lateral mass screw - Shank, tulip | NuVasive Inc. | VuePoint Screw, 4x16mm Fav Angle MA | 7905616 | Standalone | DE0008259 | As per HSA registered indication(s)
Orthopaedics | Spine - Occipito-cervical (OC) surgery | OC fusion and fixation implant | Cervical pedicle/lateral mass screw - Shank, tulip | NuVasive Inc. | VuePoint Screw, 4x16mm Multi Axial | 7905416 | Standalone | DE0008259 | As per HSA registered indication(s)
Orthopaedics | Spine - Occipito-cervical (OC) surgery | OC fusion and fixation implant | Cervical pedicle/lateral mass screw - Shank, tulip | NuVasive Inc. | VuePoint Screw, 4x18mm Fav Angle MA | 7905618 | Standalone | DE0008259 | As per HSA registered indication(s)
Orthopaedics | Spine - Occipito-cervical (OC) surgery | OC fusion and fixation implant | Cervical pedicle/lateral mass screw - Shank, tulip | NuVasive Inc. | VuePoint Screw, 4x18mm Multi Axial | 7905418 | Standalone | DE0008259 | As per HSA registered indication(s)
Orthopaedics | Spine - Occipito-cervical (OC) surgery | OC fusion and fixation implant | Cervical pedicle/lateral mass screw - Shank, tulip | NuVasive Inc. | VuePoint Screw, 4x20mm Fav Angle MA | 7905620 | Standalone | DE0008259 | As per HSA registered indication(s)
Orthopaedics | Spine - Occipito-cervical (OC) surgery | OC fusion and fixation implant | Cervical pedicle/lateral mass screw - Shank, tulip | NuVasive Inc. | VuePoint Screw, 4x20mm Multi Axial | 7905420 | Standalone | DE0008259 | As per HSA registered indication(s)
Orthopaedics | Spine - Occipito-cervical (OC) surgery | OC fusion and fixation implant | Cervical pedicle/lateral mass screw - Shank, tulip | NuVasive Inc. | VuePoint Screw, 4x22mm Fav Angle MA | 7905622 | Standalone | DE0008259 | As per HSA registered indication(s)
Orthopaedics | Spine - Occipito-cervical (OC) surgery | OC fusion and fixation implant | Cervical pedicle/lateral mass screw - Shank, tulip | NuVasive Inc. | VuePoint Screw, 4x22mm Multi Axial | 7905422 | Standalone | DE0008259 | As per HSA registered indication(s)
Orthopaedics | Spine - Occipito-cervical (OC) surgery | OC fusion and fixation implant | Cervical pedicle/lateral mass screw - Shank, tulip | NuVasive Inc. | VuePoint Screw, 4x24mm Fav Angle MA | 7905624 | Standalone | DE0008259 | As per HSA registered indication(s)
Orthopaedics | Spine - Occipito-cervical (OC) surgery | OC fusion and fixation implant | Cervical pedicle/lateral mass screw - Shank, tulip | NuVasive Inc. | VuePoint Screw, 4x24mm Multi Axial | 7905424 | Standalone | DE0008259 | As per HSA registered indication(s)
Orthopaedics | Spine - Occipito-cervical (OC) surgery | OC fusion and fixation implant | Cervical pedicle/lateral mass screw - Shank, tulip | NuVasive Inc. | VuePoint Screw, 4x26mm Fav Angle MA | 7905626 | Standalone | DE0008259 | As per HSA registered indication(s)
Orthopaedics | Spine - Occipito-cervical (OC) surgery | OC fusion and fixation implant | Cervical pedicle/lateral mass screw - Shank, tulip | NuVasive Inc. | VuePoint Screw, 4x26mm Multi Axial | 7905426 | Standalone | DE0008259 | As per HSA registered indication(s)
Orthopaedics | Spine - Occipito-cervical (OC) surgery | OC fusion and fixation implant | Cervical pedicle/lateral mass screw - Shank, tulip | NuVasive Inc. | VuePoint Screw, 4x28mm Fav Angle MA | 7905628 | Standalone | DE0008259 | As per HSA registered indication(s)
Orthopaedics | Spine - Occipito-cervical (OC) surgery | OC fusion and fixation implant | Cervical pedicle/lateral mass screw - Shank, tulip | NuVasive Inc. | VuePoint Screw, 4x28mm Multi Axial | 7905428 | Standalone | DE0008259 | As per HSA registered indication(s)
Orthopaedics | Spine - Occipito-cervical (OC) surgery | OC fusion and fixation implant | Cervical pedicle/lateral mass screw - Shank, tulip | NuVasive Inc. | VuePoint Screw, 4x30mm Fav Angle MA | 7905630 | Standalone | DE0008259 | As per HSA registered indication(s)
Orthopaedics | Spine - Occipito-cervical (OC) surgery | OC fusion and fixation implant | Cervical pedicle/lateral mass screw - Shank, tulip | NuVasive Inc. | VuePoint Screw, 4x30mm Multi Axial | 7905430 | Standalone | DE0008259 | As per HSA registered indication(s)
Orthopaedics | Spine - Occipito-cervical (OC) surgery | OC fusion and fixation implant | Cervical pedicle/lateral mass screw - Shank, tulip | NuVasive Inc. | VuePoint Screw, 4x32mm Fav Angle MA | 7905632 | Standalone | DE0008259 | As per HSA registered indication(s)
Orthopaedics | Spine - Occipito-cervical (OC) surgery | OC fusion and fixation implant | Cervical pedicle/lateral mass screw - Shank, tulip | NuVasive Inc. | VuePoint Screw, 4x32mm Multi Axial | 7905432 | Standalone | DE0008259 | As per HSA registered indication(s)
Orthopaedics | Spine - Occipito-cervical (OC) surgery | OC fusion and fixation implant | Cervical pedicle/lateral mass screw - Shank, tulip | NuVasive Inc. | VuePoint Screw, 4x34mm Fav Angle MA | 7905634 | Standalone | DE0008259 | As per HSA registered indication(s)
Orthopaedics | Spine - Occipito-cervical (OC) surgery | OC fusion and fixation implant | Cervical pedicle/lateral mass screw - Shank, tulip | NuVasive Inc. | VuePoint Screw, 4x34mm Multi Axial | 7905434 | Standalone | DE0008259 | As per HSA registered indication(s)
Orthopaedics | Spine - Occipito-cervical (OC) surgery | OC fusion and fixation implant | Cervical pedicle/lateral mass screw - Shank, tulip | NuVasive Inc. | VuePoint Screw, 4x36mm Fav Angle MA | 7905636 | Standalone | DE0008259 | As per HSA registered indication(s)
Orthopaedics | Spine - Occipito-cervical (OC) surgery | OC fusion and fixation implant | Cervical pedicle/lateral mass screw - Shank, tulip | NuVasive Inc. | VuePoint Screw, 4x36mm Multi Axial | 7905436 | Standalone | DE0008259 | As per HSA registered indication(s)
Orthopaedics | Spine - Occipito-cervical (OC) surgery | OC fusion and fixation implant | Cervical pedicle/lateral mass screw - Shank, tulip | NuVasive Inc. | VuePoint Screw, 4x38mm Fav Angle MA | 7905638 | Standalone | DE0008259 | As per HSA registered indication(s)
Orthopaedics | Spine - Occipito-cervical (OC) surgery | OC fusion and fixation implant | Cervical pedicle/lateral mass screw - Shank, tulip | NuVasive Inc. | VuePoint Screw, 4x38mm Multi Axial | 7905438 | Standalone | DE0008259 | As per HSA registered indication(s)
Orthopaedics | Spine - Occipito-cervical (OC) surgery | OC fusion and fixation implant | Cervical pedicle/lateral mass screw - Shank, tulip | NuVasive Inc. | VuePoint Screw, 4x40mm Fav Angle MA | 7905640 | Standalone | DE0008259 | As per HSA registered indication(s)
Orthopaedics | Spine - Occipito-cervical (OC) surgery | OC fusion and fixation implant | Cervical pedicle/lateral mass screw - Shank, tulip | NuVasive Inc. | VuePoint Screw, 4x40mm Multi Axial | 7905440 | Standalone | DE0008259 | As per HSA registered indication(s)
Orthopaedics | Spine - Occipito-cervical (OC) surgery | OC fusion and fixation implant | OC rod connector system excluding locking screw | NuVasive Inc. | VuePoint II Connector, 11mm Offset Open | 8976011 | Standalone | DE0008259 | As per HSA registered indication(s)
Orthopaedics | Spine - Occipito-cervical (OC) surgery | OC fusion and fixation implant | OC rod connector system excluding locking screw | NuVasive Inc. | VuePoint II Connector, 28mm Fixed Cross | 8976128 | Standalone | DE0008259 | As per HSA registered indication(s)
Orthopaedics | Spine - Occipito-cervical (OC) surgery | OC fusion and fixation implant | OC rod connector system excluding locking screw | NuVasive Inc. | VuePoint II Connector, 30mm Fixed Cross | 8976130 | Standalone | DE0008259 | As per HSA registered indication(s)
Orthopaedics | Spine - Occipito-cervical (OC) surgery | OC fusion and fixation implant | OC rod connector system excluding locking screw | NuVasive Inc. | VuePoint II Connector, 32mm Fixed Cross | 8976132 | Standalone | DE0008259 | As per HSA registered indication(s)
Orthopaedics | Spine - Occipito-cervical (OC) surgery | OC fusion and fixation implant | OC rod connector system excluding locking screw | NuVasive Inc. | VuePoint II Connector, 34mm Fixed Cross | 8976134 | Standalone | DE0008259 | As per HSA registered indication(s)
Orthopaedics | Spine - Occipito-cervical (OC) surgery | OC fusion and fixation implant | OC rod connector system excluding locking screw | NuVasive Inc. | VuePoint II Connector, 36mm Fixed Cross | 8976136 | Standalone | DE0008259 | As per HSA registered indication(s)
Orthopaedics | Spine - Occipito-cervical (OC) surgery | OC fusion and fixation implant | OC rod connector system excluding locking screw | NuVasive Inc. | VuePoint II Connector, 38mm Fixed Cross | 8976138 | Standalone | DE0008259 | As per HSA registered indication(s)
Orthopaedics | Spine - Occipito-cervical (OC) surgery | OC fusion and fixation implant | OC hook set, clamp, staple, staple locking screw | NuVasive Inc. | VuePoint II Hook, 6.0mm Laminar | 8976006 | Standalone | DE0008259 | As per HSA registered indication(s)
Orthopaedics | Spine - Occipito-cervical (OC) surgery | OC fusion and fixation implant | OC hook set, clamp, staple, staple locking screw | NuVasive Inc. | VuePoint II Hook, 8.0mm Laminar | 8976008 | Standalone | DE0008259 | As per HSA registered indication(s)
Orthopaedics | Spine - Occipito-cervical (OC) surgery | OC fusion and fixation implant | Occipital plate | NuVasive Inc. | VuePoint II Keel Plate, Adjustable | 8975000 | Standalone | DE0008259 | As per HSA registered indication(s)
Orthopaedics | Spine - Occipito-cervical (OC) surgery | OC fusion and fixation implant | Cervical pedicle/lateral mass screw - Shank, tulip | NuVasive Inc. | VuePoint II Screw, 3.5x10mm FA | 8975510 | Standalone | DE0008259 | As per HSA registered indication(s)
Orthopaedics | Spine - Occipito-cervical (OC) surgery | OC fusion and fixation implant | Cervical pedicle/lateral mass screw - Shank, tulip | NuVasive Inc. | VuePoint II Screw, 3.5x10mm MA | 8975310 | Standalone | DE0008259 | As per HSA registered indication(s)
Orthopaedics | Spine - Occipito-cervical (OC) surgery | OC fusion and fixation implant | Cervical pedicle/lateral mass screw - Shank, tulip | NuVasive Inc. | VuePoint II Screw, 3.5x12mm FA | 8975512 | Standalone | DE0008259 | As per HSA registered indication(s)
Orthopaedics | Spine - Occipito-cervical (OC) surgery | OC fusion and fixation implant | Cervical pedicle/lateral mass screw - Shank, tulip | NuVasive Inc. | VuePoint II Screw, 3.5x12mm MA | 8975312 | Standalone | DE0008259 | As per HSA registered indication(s)
Orthopaedics | Spine - Occipito-cervical (OC) surgery | OC fusion and fixation implant | Cervical pedicle/lateral mass screw - Shank, tulip | NuVasive Inc. | VuePoint II Screw, 3.5x14mm FA | 8975514 | Standalone | DE0008259 | As per HSA registered indication(s)
Orthopaedics | Spine - Occipito-cervical (OC) surgery | OC fusion and fixation implant | Cervical pedicle/lateral mass screw - Shank, tulip | NuVasive Inc. | VuePoint II Screw, 3.5x14mm MA | 8975314 | Standalone | DE0008259 | As per HSA registered indication(s)
Orthopaedics | Spine - Occipito-cervical (OC) surgery | OC fusion and fixation implant | Cervical pedicle/lateral mass screw - Shank, tulip | NuVasive Inc. | VuePoint II Screw, 3.5x16mm FA | 8975516 | Standalone | DE0008259 | As per HSA registered indication(s)
Orthopaedics | Spine - Occipito-cervical (OC) surgery | OC fusion and fixation implant | Cervical pedicle/lateral mass screw - Shank, tulip | NuVasive Inc. | VuePoint II Screw, 3.5x16mm MA | 8975316 | Standalone | DE0008259 | As per HSA registered indication(s)
Orthopaedics | Spine - Occipito-cervical (OC) surgery | OC fusion and fixation implant | Cervical pedicle/lateral mass screw - Shank, tulip | NuVasive Inc. | VuePoint II Screw, 3.5x18mm FA | 8975518 | Standalone | DE0008259 | As per HSA registered indication(s)
Orthopaedics | Spine - Occipito-cervical (OC) surgery | OC fusion and fixation implant | Cervical pedicle/lateral mass screw - Shank, tulip | NuVasive Inc. | VuePoint II Screw, 3.5x18mm MA | 8975318 | Standalone | DE0008259 | As per HSA registered indication(s)
Orthopaedics | Spine - Occipito-cervical (OC) surgery | OC fusion and fixation implant | Cervical pedicle/lateral mass screw - Shank, tulip | NuVasive Inc. | VuePoint II Screw, 3.5x20mm FA | 8975520 | Standalone | DE0008259 | As per HSA registered indication(s)
Orthopaedics | Spine - Occipito-cervical (OC) surgery | OC fusion and fixation implant | Cervical pedicle/lateral mass screw - Shank, tulip | NuVasive Inc. | VuePoint II Screw, 3.5x20mm MA | 8975320 | Standalone | DE0008259 | As per HSA registered indication(s)
Orthopaedics | Spine - Occipito-cervical (OC) surgery | OC fusion and fixation implant | Cervical pedicle/lateral mass screw - Shank, tulip | NuVasive Inc. | VuePoint II Screw, 3.5x22mm FA | 8975522 | Standalone | DE0008259 | As per HSA registered indication(s)
Orthopaedics | Spine - Occipito-cervical (OC) surgery | OC fusion and fixation implant | Cervical pedicle/lateral mass screw - Shank, tulip | NuVasive Inc. | VuePoint II Screw, 3.5x22mm MA | 8975322 | Standalone | DE0008259 | As per HSA registered indication(s)
Orthopaedics | Spine - Occipito-cervical (OC) surgery | OC fusion and fixation implant | Cervical pedicle/lateral mass screw - Shank, tulip | NuVasive Inc. | VuePoint II Screw, 3.5x24mm FA | 8975524 | Standalone | DE0008259 | As per HSA registered indication(s)
Orthopaedics | Spine - Occipito-cervical (OC) surgery | OC fusion and fixation implant | Cervical pedicle/lateral mass screw - Shank, tulip | NuVasive Inc. | VuePoint II Screw, 3.5x24mm MA | 8975324 | Standalone | DE0008259 | As per HSA registered indication(s)
Orthopaedics | Spine - Occipito-cervical (OC) surgery | OC fusion and fixation implant | Cervical pedicle/lateral mass screw - Shank, tulip | NuVasive Inc. | VuePoint II Screw, 3.5x26mm FA | 8975526 | Standalone | DE0008259 | As per HSA registered indication(s)
Orthopaedics | Spine - Occipito-cervical (OC) surgery | OC fusion and fixation implant | Cervical pedicle/lateral mass screw - Shank, tulip | NuVasive Inc. | VuePoint II Screw, 3.5x26mm MA | 8975326 | Standalone | DE0008259 | As per HSA registered indication(s)
Orthopaedics | Spine - Occipito-cervical (OC) surgery | OC fusion and fixation implant | Cervical pedicle/lateral mass screw - Shank, tulip | NuVasive Inc. | VuePoint II Screw, 3.5x28mm FA | 8975528 | Standalone | DE0008259 | As per HSA registered indication(s)
Orthopaedics | Spine - Occipito-cervical (OC) surgery | OC fusion and fixation implant | Cervical pedicle/lateral mass screw - Shank, tulip | NuVasive Inc. | VuePoint II Screw, 3.5x28mm MA | 8975328 | Standalone | DE0008259 | As per HSA registered indication(s)
Orthopaedics | Spine - Occipito-cervical (OC) surgery | OC fusion and fixation implant | Cervical pedicle/lateral mass screw - Shank, tulip | NuVasive Inc. | VuePoint II Screw, 3.5x30mm FA | 8975530 | Standalone | DE0008259 | As per HSA registered indication(s)
Orthopaedics | Spine - Occipito-cervical (OC) surgery | OC fusion and fixation implant | Cervical pedicle/lateral mass screw - Shank, tulip | NuVasive Inc. | VuePoint II Screw, 3.5x30mm MA | 8975330 | Standalone | DE0008259 | As per HSA registered indication(s)
Orthopaedics | Spine - Occipito-cervical (OC) surgery | OC fusion and fixation implant | Cervical pedicle/lateral mass screw - Shank, tulip | NuVasive Inc. | VuePoint II Screw, 3.5x32mm FA | 8975532 | Standalone | DE0008259 | As per HSA registered indication(s)
Orthopaedics | Spine - Occipito-cervical (OC) surgery | OC fusion and fixation implant | Cervical pedicle/lateral mass screw - Shank, tulip | NuVasive Inc. | VuePoint II Screw, 3.5x32mm MA | 8975332 | Standalone | DE0008259 | As per HSA registered indication(s)
Orthopaedics | Spine - Occipito-cervical (OC) surgery | OC fusion and fixation implant | Cervical pedicle/lateral mass screw - Shank, tulip | NuVasive Inc. | VuePoint II Screw, 3.5x34mm FA | 8975534 | Standalone | DE0008259 | As per HSA registered indication(s)
Orthopaedics | Spine - Occipito-cervical (OC) surgery | OC fusion and fixation implant | Cervical pedicle/lateral mass screw - Shank, tulip | NuVasive Inc. | VuePoint II Screw, 3.5x34mm MA | 8975334 | Standalone | DE0008259 | As per HSA registered indication(s)
Orthopaedics | Spine - Occipito-cervical (OC) surgery | OC fusion and fixation implant | Cervical pedicle/lateral mass screw - Shank, tulip | NuVasive Inc. | VuePoint II Screw, 4.0x10mm FA | 8975610 | Standalone | DE0008259 | As per HSA registered indication(s)
Orthopaedics | Spine - Occipito-cervical (OC) surgery | OC fusion and fixation implant | Cervical pedicle/lateral mass screw - Shank, tulip | NuVasive Inc. | VuePoint II Screw, 4.0x10mm MA | 8975410 | Standalone | DE0008259 | As per HSA registered indication(s)
Orthopaedics | Spine - Occipito-cervical (OC) surgery | OC fusion and fixation implant | Cervical pedicle/lateral mass screw - Shank, tulip | NuVasive Inc. | VuePoint II Screw, 4.0x12mm FA | 8975612 | Standalone | DE0008259 | As per HSA registered indication(s)
Orthopaedics | Spine - Occipito-cervical (OC) surgery | OC fusion and fixation implant | Cervical pedicle/lateral mass screw - Shank, tulip | NuVasive Inc. | VuePoint II Screw, 4.0x12mm MA | 8975412 | Standalone | DE0008259 | As per HSA registered indication(s)
Orthopaedics | Spine - Occipito-cervical (OC) surgery | OC fusion and fixation implant | Cervical pedicle/lateral mass screw - Shank, tulip | NuVasive Inc. | VuePoint II Screw, 4.0x14mm FA | 8975614 | Standalone | DE0008259 | As per HSA registered indication(s)
Orthopaedics | Spine - Occipito-cervical (OC) surgery | OC fusion and fixation implant | Cervical pedicle/lateral mass screw - Shank, tulip | NuVasive Inc. | VuePoint II Screw, 4.0x14mm MA | 8975414 | Standalone | DE0008259 | As per HSA registered indication(s)
Orthopaedics | Spine - Occipito-cervical (OC) surgery | OC fusion and fixation implant | Cervical pedicle/lateral mass screw - Shank, tulip | NuVasive Inc. | VuePoint II Screw, 4.0x16mm FA | 8975616 | Standalone | DE0008259 | As per HSA registered indication(s)
Orthopaedics | Spine - Occipito-cervical (OC) surgery | OC fusion and fixation implant | Cervical pedicle/lateral mass screw - Shank, tulip | NuVasive Inc. | VuePoint II Screw, 4.0x16mm MA | 8975416 | Standalone | DE0008259 | As per HSA registered indication(s)
Orthopaedics | Spine - Occipito-cervical (OC) surgery | OC fusion and fixation implant | Cervical pedicle/lateral mass screw - Shank, tulip | NuVasive Inc. | VuePoint II Screw, 4.0x18mm FA | 8975618 | Standalone | DE0008259 | As per HSA registered indication(s)
Orthopaedics | Spine - Occipito-cervical (OC) surgery | OC fusion and fixation implant | Cervical pedicle/lateral mass screw - Shank, tulip | NuVasive Inc. | VuePoint II Screw, 4.0x18mm MA | 8975418 | Standalone | DE0008259 | As per HSA registered indication(s)
Orthopaedics | Spine - Occipito-cervical (OC) surgery | OC fusion and fixation implant | Cervical pedicle/lateral mass screw - Shank, tulip | NuVasive Inc. | VuePoint II Screw, 4.0x20mm FA | 8975620 | Standalone | DE0008259 | As per HSA registered indication(s)
Orthopaedics | Spine - Occipito-cervical (OC) surgery | OC fusion and fixation implant | Cervical pedicle/lateral mass screw - Shank, tulip | NuVasive Inc. | VuePoint II Screw, 4.0x20mm MA | 8975420 | Standalone | DE0008259 | As per HSA registered indication(s)
Orthopaedics | Spine - Occipito-cervical (OC) surgery | OC fusion and fixation implant | Cervical pedicle/lateral mass screw - Shank, tulip | NuVasive Inc. | VuePoint II Screw, 4.0x22mm FA | 8975622 | Standalone | DE0008259 | As per HSA registered indication(s)
Orthopaedics | Spine - Occipito-cervical (OC) surgery | OC fusion and fixation implant | Cervical pedicle/lateral mass screw - Shank, tulip | NuVasive Inc. | VuePoint II Screw, 4.0x22mm MA | 8975422 | Standalone | DE0008259 | As per HSA registered indication(s)
Orthopaedics | Spine - Occipito-cervical (OC) surgery | OC fusion and fixation implant | Cervical pedicle/lateral mass screw - Shank, tulip | NuVasive Inc. | VuePoint II Screw, 4.0x24mm FA | 8975624 | Standalone | DE0008259 | As per HSA registered indication(s)
Orthopaedics | Spine - Occipito-cervical (OC) surgery | OC fusion and fixation implant | Cervical pedicle/lateral mass screw - Shank, tulip | NuVasive Inc. | VuePoint II Screw, 4.0x24mm MA | 8975424 | Standalone | DE0008259 | As per HSA registered indication(s)
Orthopaedics | Spine - Occipito-cervical (OC) surgery | OC fusion and fixation implant | Cervical pedicle/lateral mass screw - Shank, tulip | NuVasive Inc. | VuePoint II Screw, 4.0x26mm FA | 8975626 | Standalone | DE0008259 | As per HSA registered indication(s)
Orthopaedics | Spine - Occipito-cervical (OC) surgery | OC fusion and fixation implant | Cervical pedicle/lateral mass screw - Shank, tulip | NuVasive Inc. | VuePoint II Screw, 4.0x26mm MA | 8975426 | Standalone | DE0008259 | As per HSA registered indication(s)
Orthopaedics | Spine - Occipito-cervical (OC) surgery | OC fusion and fixation implant | Cervical pedicle/lateral mass screw - Shank, tulip | NuVasive Inc. | VuePoint II Screw, 4.0x28mm FA | 8975628 | Standalone | DE0008259 | As per HSA registered indication(s)
Orthopaedics | Spine - Occipito-cervical (OC) surgery | OC fusion and fixation implant | Cervical pedicle/lateral mass screw - Shank, tulip | NuVasive Inc. | VuePoint II Screw, 4.0x28mm MA | 8975428 | Standalone | DE0008259 | As per HSA registered indication(s)
Orthopaedics | Spine - Occipito-cervical (OC) surgery | OC fusion and fixation implant | Cervical pedicle/lateral mass screw - Shank, tulip | NuVasive Inc. | VuePoint II Screw, 4.0x30mm FA | 8975630 | Standalone | DE0008259 | As per HSA registered indication(s)
Orthopaedics | Spine - Occipito-cervical (OC) surgery | OC fusion and fixation implant | Cervical pedicle/lateral mass screw - Shank, tulip | NuVasive Inc. | VuePoint II Screw, 4.0x30mm MA | 8975430 | Standalone | DE0008259 | As per HSA registered indication(s)
Orthopaedics | Spine - Occipito-cervical (OC) surgery | OC fusion and fixation implant | Cervical pedicle/lateral mass screw - Shank, tulip | NuVasive Inc. | VuePoint II Screw, 4.0x32mm FA | 8975632 | Standalone | DE0008259 | As per HSA registered indication(s)
Orthopaedics | Spine - Occipito-cervical (OC) surgery | OC fusion and fixation implant | Cervical pedicle/lateral mass screw - Shank, tulip | NuVasive Inc. | VuePoint II Screw, 4.0x32mm MA | 8975432 | Standalone | DE0008259 | As per HSA registered indication(s)
Orthopaedics | Spine - Occipito-cervical (OC) surgery | OC fusion and fixation implant | Cervical pedicle/lateral mass screw - Shank, tulip | NuVasive Inc. | VuePoint II Screw, 4.0x34mm FA | 8975634 | Standalone | DE0008259 | As per HSA registered indication(s)
Orthopaedics | Spine - Occipito-cervical (OC) surgery | OC fusion and fixation implant | Cervical pedicle/lateral mass screw - Shank, tulip | NuVasive Inc. | VuePoint II Screw, 4.0x34mm MA | 8975434 | Standalone | DE0008259 | As per HSA registered indication(s)
Orthopaedics | Spine - Occipito-cervical (OC) surgery | OC fusion and fixation implant | Cervical pedicle/lateral mass screw - Shank, tulip | NuVasive Inc. | VuePoint II Screw, 4.0x36mm FA | 8975636 | Standalone | DE0008259 | As per HSA registered indication(s)
Orthopaedics | Spine - Occipito-cervical (OC) surgery | OC fusion and fixation implant | Cervical pedicle/lateral mass screw - Shank, tulip | NuVasive Inc. | VuePoint II Screw, 4.0x36mm MA | 8975436 | Standalone | DE0008259 | As per HSA registered indication(s)
Orthopaedics | Spine - Occipito-cervical (OC) surgery | OC fusion and fixation implant | Cervical pedicle/lateral mass screw - Shank, tulip | NuVasive Inc. | VuePoint II Screw, 4.0x38mm FA | 8975638 | Standalone | DE0008259 | As per HSA registered indication(s)
Orthopaedics | Spine - Occipito-cervical (OC) surgery | OC fusion and fixation implant | Cervical pedicle/lateral mass screw - Shank, tulip | NuVasive Inc. | VuePoint II Screw, 4.0x38mm MA | 8975438 | Standalone | DE0008259 | As per HSA registered indication(s)
Orthopaedics | Spine - Occipito-cervical (OC) surgery | OC fusion and fixation implant | Cervical pedicle/lateral mass screw - Shank, tulip | NuVasive Inc. | VuePoint II Screw, 4.0x40mm FA | 8975640 | Standalone | DE0008259 | As per HSA registered indication(s)
Orthopaedics | Spine - Occipito-cervical (OC) surgery | OC fusion and fixation implant | Cervical pedicle/lateral mass screw - Shank, tulip | NuVasive Inc. | VuePoint II Screw, 4.0x40mm MA | 8975440 | Standalone | DE0008259 | As per HSA registered indication(s)
Orthopaedics | Spine - Occipito-cervical (OC) surgery | OC fusion and fixation implant | Cervical pedicle/lateral mass screw - Shank, tulip | NuVasive Inc. | VuePoint II Screw, 4.5x10mm MA | 8975710 | Standalone | DE0008259 | As per HSA registered indication(s)
Orthopaedics | Spine - Occipito-cervical (OC) surgery | OC fusion and fixation implant | Cervical pedicle/lateral mass screw - Shank, tulip | NuVasive Inc. | VuePoint II Screw, 4.5x12mm MA | 8975712 | Standalone | DE0008259 | As per HSA registered indication(s)
Orthopaedics | Spine - Occipito-cervical (OC) surgery | OC fusion and fixation implant | Cervical pedicle/lateral mass screw - Shank, tulip | NuVasive Inc. | VuePoint II Screw, 4.5x14mm MA | 8975714 | Standalone | DE0008259 | As per HSA registered indication(s)
Orthopaedics | Spine - Occipito-cervical (OC) surgery | OC fusion and fixation implant | Cervical pedicle/lateral mass screw - Shank, tulip | NuVasive Inc. | VuePoint II Screw, 4.5x16mm MA | 8975716 | Standalone | DE0008259 | As per HSA registered indication(s)
Orthopaedics | Spine - Occipito-cervical (OC) surgery | OC fusion and fixation implant | Cervical pedicle/lateral mass screw - Shank, tulip | NuVasive Inc. | VuePoint II Screw, 4.5x18mm MA | 8975718 | Standalone | DE0008259 | As per HSA registered indication(s)
Orthopaedics | Spine - Occipito-cervical (OC) surgery | OC fusion and fixation implant | Cervical pedicle/lateral mass screw - Shank, tulip | NuVasive Inc. | VuePoint II Screw, 4.5x20mm MA | 8975720 | Standalone | DE0008259 | As per HSA registered indication(s)
Orthopaedics | Spine - Occipito-cervical (OC) surgery | OC fusion and fixation implant | Cervical pedicle/lateral mass screw - Shank, tulip | NuVasive Inc. | VuePoint II Screw, 4.5x22mm MA | 8975722 | Standalone | DE0008259 | As per HSA registered indication(s)
Orthopaedics | Spine - Occipito-cervical (OC) surgery | OC fusion and fixation implant | Cervical pedicle/lateral mass screw - Shank, tulip | NuVasive Inc. | VuePoint II Screw, 4.5x24mm MA | 8975724 | Standalone | DE0008259 | As per HSA registered indication(s)
Orthopaedics | Spine - Occipito-cervical (OC) surgery | OC fusion and fixation implant | Cervical pedicle/lateral mass screw - Shank, tulip | NuVasive Inc. | VuePoint II Screw, 4.5x26mm MA | 8975726 | Standalone | DE0008259 | As per HSA registered indication(s)
Orthopaedics | Spine - Occipito-cervical (OC) surgery | OC fusion and fixation implant | Cervical pedicle/lateral mass screw - Shank, tulip | NuVasive Inc. | VuePoint II Screw, 4.5x28mm MA | 8975728 | Standalone | DE0008259 | As per HSA registered indication(s)
Orthopaedics | Spine - Occipito-cervical (OC) surgery | OC fusion and fixation implant | Cervical pedicle/lateral mass screw - Shank, tulip | NuVasive Inc. | VuePoint II Screw, 4.5x30mm MA | 8975730 | Standalone | DE0008259 | As per HSA registered indication(s)
Orthopaedics | Spine - Occipito-cervical (OC) surgery | OC fusion and fixation implant | Cervical pedicle/lateral mass screw - Shank, tulip | NuVasive Inc. | VuePoint II Screw, 4.5x32mm MA | 8975732 | Standalone | DE0008259 | As per HSA registered indication(s)
Orthopaedics | Spine - Occipito-cervical (OC) surgery | OC fusion and fixation implant | Cervical pedicle/lateral mass screw - Shank, tulip | NuVasive Inc. | VuePoint II Screw, 4.5x34mm MA | 8975734 | Standalone | DE0008259 | As per HSA registered indication(s)
Orthopaedics | Spine - Occipito-cervical (OC) surgery | OC fusion and fixation implant | Cervical pedicle/lateral mass screw - Shank, tulip | NuVasive Inc. | VuePoint II Screw, 4.5x36mm MA | 8975736 | Standalone | DE0008259 | As per HSA registered indication(s)
Orthopaedics | Spine - Occipito-cervical (OC) surgery | OC fusion and fixation implant | Cervical pedicle/lateral mass screw - Shank, tulip | NuVasive Inc. | VuePoint II Screw, 4.5x38mm MA | 8975738 | Standalone | DE0008259 | As per HSA registered indication(s)
Orthopaedics | Spine - Occipito-cervical (OC) surgery | OC fusion and fixation implant | Cervical pedicle/lateral mass screw - Shank, tulip | NuVasive Inc. | VuePoint II Screw, 4.5x40mm MA | 8975740 | Standalone | DE0008259 | As per HSA registered indication(s)
Orthopaedics | Spine - Thoracolumbar (TL) and sacral surgery | TL and sacral fusion and fixation implant | TL hook set, clamp, staple, staple locking screw | MEDTRONIC | Wide Blade, large | 7541114 | Standalone | DE0000758 | As per HSA registered indication(s)
Orthopaedics | Spine - Thoracolumbar (TL) and sacral surgery | TL and sacral fusion and fixation implant | TL hook set, clamp, staple, staple locking screw | MEDTRONIC | Wide Blade, medium | 7541113 | Standalone | DE0000758 | As per HSA registered indication(s)
Orthopaedics | Spine - Thoracolumbar (TL) and sacral surgery | TL and sacral fusion and fixation implant | TL hook set, clamp, staple, staple locking screw | MEDTRONIC | Wide Blade, medium, w Lip | 7541213 | Standalone | DE0000758 | As per HSA registered indication(s)
Orthopaedics | Spine - Thoracolumbar (TL) and sacral surgery | TL and sacral fusion and fixation implant | TL hook set, clamp, staple, staple locking screw | MEDTRONIC | Wide Blade, small | 7541112 | Standalone | DE0000758 | As per HSA registered indication(s)
Orthopaedics | Spine - Thoracolumbar (TL) and sacral surgery | TL and sacral fusion and fixation implant | TL hook set, clamp, staple, staple locking screw | MEDTRONIC | WideBlade Hook L | 5441114 | Standalone | DE0008698 | As per HSA registered indication(s)
Orthopaedics | Spine - Thoracolumbar (TL) and sacral surgery | TL and sacral fusion and fixation implant | TL hook set, clamp, staple, staple locking screw | MEDTRONIC | WideBlade Hook M | 5441113 | Standalone | DE0008698 | As per HSA registered indication(s)
Orthopaedics | Spine - Thoracolumbar (TL) and sacral surgery | TL and sacral fusion and fixation implant | TL hook set, clamp, staple, staple locking screw | MEDTRONIC | WideBlade Hook S | 5441112 | Standalone | DE0008698 | As per HSA registered indication(s)
Orthopaedics | Spine - Thoracolumbar (TL) and sacral surgery | TL vertebral body replacement (VBR) | TL VBR endplate | NuVasive Inc. | XC Mini Endcap, 14mm Parallel Round D12 | 5960200 | Standalone | DE0006004 | As per HSA registered indication(s)
Orthopaedics | Spine - Thoracolumbar (TL) and sacral surgery | TL vertebral body replacement (VBR) | TL VBR endplate | NuVasive Inc. | XC Mini Endcap, 15x12mm 7DEG Lord Btm D12 | 5962526 | Standalone | DE0006004 | As per HSA registered indication(s)
Orthopaedics | Spine - Thoracolumbar (TL) and sacral surgery | TL vertebral body replacement (VBR) | TL VBR endplate | NuVasive Inc. | XC Mini Endcap, 15x12mm 7DEG Lord Top D12 | 5962527 | Standalone | DE0006004 | As per HSA registered indication(s)
Orthopaedics | Spine - Thoracolumbar (TL) and sacral surgery | TL vertebral body replacement (VBR) | TL VBR endplate | NuVasive Inc. | XC Mini Endcap, 15x12mm Contour Top D12 | 5962521 | Standalone | DE0006004 | As per HSA registered indication(s)
Orthopaedics | Spine - Thoracolumbar (TL) and sacral surgery | TL vertebral body replacement (VBR) | TL VBR endplate | NuVasive Inc. | XC Mini Endcap, 15x12mm Parallel D12 | 5962520 | Standalone | DE0006004 | As per HSA registered indication(s)
Orthopaedics | Spine - Thoracolumbar (TL) and sacral surgery | TL vertebral body replacement (VBR) | TL VBR endplate | NuVasive Inc. | XC Mini Endcap, 16mm Parallel Round D14 | 5960400 | Standalone | DE0006004 | As per HSA registered indication(s)
Orthopaedics | Spine - Thoracolumbar (TL) and sacral surgery | TL vertebral body replacement (VBR) | TL VBR endplate | NuVasive Inc. | XC Mini Endcap, 17x14mm 7DEG Lord Btm D12 | 5962746 | Standalone | DE0006004 | As per HSA registered indication(s)
Orthopaedics | Spine - Thoracolumbar (TL) and sacral surgery | TL vertebral body replacement (VBR) | TL VBR endplate | NuVasive Inc. | XC Mini Endcap, 17x14mm 7DEG Lord Btm D14 | 5964746 | Standalone | DE0006004 | As per HSA registered indication(s)
Orthopaedics | Spine - Thoracolumbar (TL) and sacral surgery | TL vertebral body replacement (VBR) | TL VBR endplate | NuVasive Inc. | XC Mini Endcap, 17x14mm 7DEG Lord Top D12 | 5962747 | Standalone | DE0006004 | As per HSA registered indication(s)
Orthopaedics | Spine - Thoracolumbar (TL) and sacral surgery | TL vertebral body replacement (VBR) | TL VBR endplate | NuVasive Inc. | XC Mini Endcap, 17x14mm 7DEG Lord Top D14 | 5964747 | Standalone | DE0006004 | As per HSA registered indication(s)
Orthopaedics | Spine - Thoracolumbar (TL) and sacral surgery | TL vertebral body replacement (VBR) | TL VBR endplate | NuVasive Inc. | XC Mini Endcap, 17x14mm Contour Top D12 | 5962741 | Standalone | DE0006004 | As per HSA registered indication(s)
Orthopaedics | Spine - Thoracolumbar (TL) and sacral surgery | TL vertebral body replacement (VBR) | TL VBR endplate | NuVasive Inc. | XC Mini Endcap, 17x14mm Contour Top D14 | 5964741 | Standalone | DE0006004 | As per HSA registered indication(s)
Orthopaedics | Spine - Thoracolumbar (TL) and sacral surgery | TL vertebral body replacement (VBR) | TL VBR endplate | NuVasive Inc. | XC Mini Endcap, 17x14mm Par Btm Ang D14 | 5963745 | Standalone | DE0006004 | As per HSA registered indication(s)
Orthopaedics | Spine - Thoracolumbar (TL) and sacral surgery | TL vertebral body replacement (VBR) | TL VBR endplate | NuVasive Inc. | XC Mini Endcap, 17x14mm Par Top Ang D14 | 5963740 | Standalone | DE0006004 | As per HSA registered indication(s)
Orthopaedics | Spine - Thoracolumbar (TL) and sacral surgery | TL vertebral body replacement (VBR) | TL VBR endplate | NuVasive Inc. | XC Mini Endcap, 17x14mm Parallel D12 | 5962740 | Standalone | DE0006004 | As per HSA registered indication(s)
Orthopaedics | Spine - Thoracolumbar (TL) and sacral surgery | TL vertebral body replacement (VBR) | TL VBR endplate | NuVasive Inc. | XC Mini Endcap, 17x14mm Parallel D14 | 5964740 | Standalone | DE0006004 | As per HSA registered indication(s)
Orthopaedics | Spine - Thoracolumbar (TL) and sacral surgery | TL vertebral body replacement (VBR) | TL VBR endplate | NuVasive Inc. | XC Mini Endcap, 19x16mm 7DEG Lord Btm D14 | 5964966 | Standalone | DE0006004 | As per HSA registered indication(s)
Orthopaedics | Spine - Thoracolumbar (TL) and sacral surgery | TL vertebral body replacement (VBR) | TL VBR endplate | NuVasive Inc. | XC Mini Endcap, 19x16mm 7DEG Lord Top D14 | 5964967 | Standalone | DE0006004 | As per HSA registered indication(s)
Orthopaedics | Spine - Thoracolumbar (TL) and sacral surgery | TL vertebral body replacement (VBR) | TL VBR endplate | NuVasive Inc. | XC Mini Endcap, 19x16mm Par Btm Ang D14 | 5963965 | Standalone | DE0006004 | As per HSA registered indication(s)
Orthopaedics | Spine - Thoracolumbar (TL) and sacral surgery | TL vertebral body replacement (VBR) | TL VBR endplate | NuVasive Inc. | XC Mini Endcap, 19x16mm Par Top Ang D14 | 5963960 | Standalone | DE0006004 | As per HSA registered indication(s)
Orthopaedics | Spine - Thoracolumbar (TL) and sacral surgery | TL vertebral body replacement (VBR) | TL VBR endplate | NuVasive Inc. | XC Mini Endcap, 19x16mm Parallel D14 | 5964960 | Standalone | DE0006004 | As per HSA registered indication(s)
Orthopaedics | Spine - Thoracolumbar (TL) and sacral surgery | TL vertebral body replacement (VBR) | TL VBR endplate | NuVasive Inc. | XCMini Endcap 17x14mm 4DEG Kyp Btm Ang D14 | 5963746 | Standalone | DE0006004 | As per HSA registered indication(s)
Orthopaedics | Spine - Thoracolumbar (TL) and sacral surgery | TL vertebral body replacement (VBR) | TL VBR endplate | NuVasive Inc. | XCMini Endcap 17x14mm 4DEG Kyp Top Ang D14 | 5963747 | Standalone | DE0006004 | As per HSA registered indication(s)
Orthopaedics | Spine - Thoracolumbar (TL) and sacral surgery | TL vertebral body replacement (VBR) | TL VBR endplate | NuVasive Inc. | XCMini Endcap 19x16mm 4DEG Kyp Btm Ang D14 | 5963966 | Standalone | DE0006004 | As per HSA registered indication(s)
Orthopaedics | Spine - Thoracolumbar (TL) and sacral surgery | TL vertebral body replacement (VBR) | TL VBR endplate | NuVasive Inc. | XCMini Endcap 19x16mm 4DEG Kyp Top Ang D14 | 5963967 | Standalone | DE0006004 | As per HSA registered indication(s)
Orthopaedics | Spine - Thoracolumbar (TL) and sacral surgery | TL vertebral body replacement (VBR) | TL VBR core | NuVasive Inc. | X-CORE 2 Ti Core D18mm 68-121mm Autolock | 7180121A | Standalone | DE0006004 | As per HSA registered indication(s)
Orthopaedics | Spine - Thoracolumbar (TL) and sacral surgery | TL vertebral body replacement (VBR) | TL VBR core | NuVasive Inc. | X-CORE 2 Ti Core, D16mm 12mm Static | 7160012 | Standalone | DE0006004 | As per HSA registered indication(s)
Orthopaedics | Spine - Thoracolumbar (TL) and sacral surgery | TL vertebral body replacement (VBR) | TL VBR core | NuVasive Inc. | X-CORE 2 Ti Core, D16mm 14mm Static | 7160014 | Standalone | DE0006004 | As per HSA registered indication(s)
Orthopaedics | Spine - Thoracolumbar (TL) and sacral surgery | TL vertebral body replacement (VBR) | TL VBR core | NuVasive Inc. | X-CORE 2 Ti Core, D16mm 16-22mm | 7160022 | Standalone | DE0006004 | As per HSA registered indication(s)
Orthopaedics | Spine - Thoracolumbar (TL) and sacral surgery | TL vertebral body replacement (VBR) | TL VBR core | NuVasive Inc. | X-CORE 2 Ti Core, D16mm 18-25mm | 7160025 | Standalone | DE0006004 | As per HSA registered indication(s)
Orthopaedics | Spine - Thoracolumbar (TL) and sacral surgery | TL vertebral body replacement (VBR) | TL VBR core | NuVasive Inc. | X-CORE 2 Ti Core, D16mm 23-35mm | 7160035 | Standalone | DE0006004 | As per HSA registered indication(s)
Orthopaedics | Spine - Thoracolumbar (TL) and sacral surgery | TL vertebral body replacement (VBR) | TL VBR core | NuVasive Inc. | X-CORE 2 Ti Core, D16mm 26-41mm | 7160041 | Standalone | DE0006004 | As per HSA registered indication(s)
Orthopaedics | Spine - Thoracolumbar (TL) and sacral surgery | TL vertebral body replacement (VBR) | TL VBR core | NuVasive Inc. | X-CORE 2 Ti Core, D16mm 30-49mm | 7160049 | Standalone | DE0006004 | As per HSA registered indication(s)
Orthopaedics | Spine - Thoracolumbar (TL) and sacral surgery | TL vertebral body replacement (VBR) | TL VBR core | NuVasive Inc. | X-CORE 2 Ti Core, D16mm 37-63mm | 7160063 | Standalone | DE0006004 | As per HSA registered indication(s)
Orthopaedics | Spine - Thoracolumbar (TL) and sacral surgery | TL vertebral body replacement (VBR) | TL VBR core | NuVasive Inc. | X-CORE 2 Ti Core, D16mm 43-75mm | 7160075 | Standalone | DE0006004 | As per HSA registered indication(s)
Orthopaedics | Spine - Thoracolumbar (TL) and sacral surgery | TL vertebral body replacement (VBR) | TL VBR core | NuVasive Inc. | X-CORE 2 Ti Core, D18mm 16mm Static | 7180016 | Standalone | DE0006004 | As per HSA registered indication(s)
Orthopaedics | Spine - Thoracolumbar (TL) and sacral surgery | TL vertebral body replacement (VBR) | TL VBR core | NuVasive Inc. | X-CORE 2 Ti Core, D18mm 18mm Static | 7180018 | Standalone | DE0006004 | As per HSA registered indication(s)
Orthopaedics | Spine - Thoracolumbar (TL) and sacral surgery | TL vertebral body replacement (VBR) | TL VBR core | NuVasive Inc. | X-CORE 2 Ti Core, D18mm 20-25mm | 7180025 | Standalone | DE0006004 | As per HSA registered indication(s)
Orthopaedics | Spine - Thoracolumbar (TL) and sacral surgery | TL vertebral body replacement (VBR) | TL VBR core | NuVasive Inc. | X-CORE 2 Ti Core, D18mm 20-25mm Autolock | 7180025A | Standalone | DE0006004 | As per HSA registered indication(s)
Orthopaedics | Spine - Thoracolumbar (TL) and sacral surgery | TL vertebral body replacement (VBR) | TL VBR core | NuVasive Inc. | X-CORE 2 Ti Core, D18mm 21-27mm | 7180027 | Standalone | DE0006004 | As per HSA registered indication(s)
Orthopaedics | Spine - Thoracolumbar (TL) and sacral surgery | TL vertebral body replacement (VBR) | TL VBR core | NuVasive Inc. | X-CORE 2 Ti Core, D18mm 21-27mm Autolock | 7180027A | Standalone | DE0006004 | As per HSA registered indication(s)
Orthopaedics | Spine - Thoracolumbar (TL) and sacral surgery | TL vertebral body replacement (VBR) | TL VBR core | NuVasive Inc. | X-CORE 2 Ti Core, D18mm 24-33mm | 7180033 | Standalone | DE0006004 | As per HSA registered indication(s)
Orthopaedics | Spine - Thoracolumbar (TL) and sacral surgery | TL vertebral body replacement (VBR) | TL VBR core | NuVasive Inc. | X-CORE 2 Ti Core, D18mm 24-33mm Autolock | 7180033A | Standalone | DE0006004 | As per HSA registered indication(s)
Orthopaedics | Spine - Thoracolumbar (TL) and sacral surgery | TL vertebral body replacement (VBR) | TL VBR core | NuVasive Inc. | X-CORE 2 Ti Core, D18mm 28-41mm | 7180041 | Standalone | DE0006004 | As per HSA registered indication(s)
Orthopaedics | Spine - Thoracolumbar (TL) and sacral surgery | TL vertebral body replacement (VBR) | TL VBR core | NuVasive Inc. | X-CORE 2 Ti Core, D18mm 28-41mm Autolock | 7180041A | Standalone | DE0006004 | As per HSA registered indication(s)
Orthopaedics | Spine - Thoracolumbar (TL) and sacral surgery | TL vertebral body replacement (VBR) | TL VBR core | NuVasive Inc. | X-CORE 2 Ti Core, D18mm 35-55mm | 7180055 | Standalone | DE0006004 | As per HSA registered indication(s)
Orthopaedics | Spine - Thoracolumbar (TL) and sacral surgery | TL vertebral body replacement (VBR) | TL VBR core | NuVasive Inc. | X-CORE 2 Ti Core, D18mm 35-55mm Autolock | 7180055A | Standalone | DE0006004 | As per HSA registered indication(s)
Orthopaedics | Spine - Thoracolumbar (TL) and sacral surgery | TL vertebral body replacement (VBR) | TL VBR core | NuVasive Inc. | X-CORE 2 Ti Core, D18mm 41-67mm | 7180067 | Standalone | DE0006004 | As per HSA registered indication(s)
Orthopaedics | Spine - Thoracolumbar (TL) and sacral surgery | TL vertebral body replacement (VBR) | TL VBR core | NuVasive Inc. | X-CORE 2 Ti Core, D18mm 41-67mm Autolock | 7180067A | Standalone | DE0006004 | As per HSA registered indication(s)
Orthopaedics | Spine - Thoracolumbar (TL) and sacral surgery | TL vertebral body replacement (VBR) | TL VBR core | NuVasive Inc. | X-CORE 2 Ti Core, D18mm 47-79mm | 7180079 | Standalone | DE0006004 | As per HSA registered indication(s)
Orthopaedics | Spine - Thoracolumbar (TL) and sacral surgery | TL vertebral body replacement (VBR) | TL VBR core | NuVasive Inc. | X-CORE 2 Ti Core, D18mm 47-79mm Autolock | 7180079A | Standalone | DE0006004 | As per HSA registered indication(s)
Orthopaedics | Spine - Thoracolumbar (TL) and sacral surgery | TL vertebral body replacement (VBR) | TL VBR core | NuVasive Inc. | X-CORE 2 Ti Core, D18mm 68-121mm | 7180121 | Standalone | DE0006004 | As per HSA registered indication(s)
Orthopaedics | Spine - Thoracolumbar (TL) and sacral surgery | TL vertebral body replacement (VBR) | TL VBR core | NuVasive Inc. | X-CORE 2 Ti Core, D22mm 16mm Static | 7220016 | Standalone | DE0006004 | As per HSA registered indication(s)
Orthopaedics | Spine - Thoracolumbar (TL) and sacral surgery | TL vertebral body replacement (VBR) | TL VBR core | NuVasive Inc. | X-CORE 2 Ti Core, D22mm 18mm Static | 7220018 | Standalone | DE0006004 | As per HSA registered indication(s)
Orthopaedics | Spine - Thoracolumbar (TL) and sacral surgery | TL vertebral body replacement (VBR) | TL VBR core | NuVasive Inc. | X-CORE 2 Ti Core, D22mm 20-25mm | 7220025 | Standalone | DE0006004 | As per HSA registered indication(s)
Orthopaedics | Spine - Thoracolumbar (TL) and sacral surgery | TL vertebral body replacement (VBR) | TL VBR core | NuVasive Inc. | X-CORE 2 Ti Core, D22mm 21-27mm | 7220027 | Standalone | DE0006004 | As per HSA registered indication(s)
Orthopaedics | Spine - Thoracolumbar (TL) and sacral surgery | TL vertebral body replacement (VBR) | TL VBR core | NuVasive Inc. | X-CORE 2 Ti Core, D22mm 24-33mm | 7220033 | Standalone | DE0006004 | As per HSA registered indication(s)
Orthopaedics | Spine - Thoracolumbar (TL) and sacral surgery | TL vertebral body replacement (VBR) | TL VBR core | NuVasive Inc. | X-CORE 2 Ti Core, D22mm 28-41mm | 7220041 | Standalone | DE0006004 | As per HSA registered indication(s)
Orthopaedics | Spine - Thoracolumbar (TL) and sacral surgery | TL vertebral body replacement (VBR) | TL VBR core | NuVasive Inc. | X-CORE 2 Ti Core, D22mm 35-55mm | 7220055 | Standalone | DE0006004 | As per HSA registered indication(s)
Orthopaedics | Spine - Thoracolumbar (TL) and sacral surgery | TL vertebral body replacement (VBR) | TL VBR core | NuVasive Inc. | X-CORE 2 Ti Core, D22mm 41-67mm | 7220067 | Standalone | DE0006004 | As per HSA registered indication(s)
Orthopaedics | Spine - Thoracolumbar (TL) and sacral surgery | TL vertebral body replacement (VBR) | TL VBR core | NuVasive Inc. | X-CORE 2 Ti Core, D22mm 47-79mm | 7220079 | Standalone | DE0006004 | As per HSA registered indication(s)
Orthopaedics | Spine - Thoracolumbar (TL) and sacral surgery | TL vertebral body replacement (VBR) | TL VBR core | NuVasive Inc. | X-CORE 2 Ti Core, D22mm 68-121mm | 7220121 | Standalone | DE0006004 | As per HSA registered indication(s)
Orthopaedics | Spine - Thoracolumbar (TL) and sacral surgery | TL vertebral body replacement (VBR) | TL VBR endplate | NuVasive Inc. | X-CORE 2 Ti Endcap, 16mm 0DEG Round D16 | 5161600 | Standalone | DE0006004 | As per HSA registered indication(s)
Orthopaedics | Spine - Thoracolumbar (TL) and sacral surgery | TL vertebral body replacement (VBR) | TL VBR endplate | NuVasive Inc. | X-CORE 2 Ti Endcap, 16mm 4DEG Round D16 | 5161604 | Standalone | DE0006004 | As per HSA registered indication(s)
Orthopaedics | Spine - Thoracolumbar (TL) and sacral surgery | TL vertebral body replacement (VBR) | TL VBR endplate | NuVasive Inc. | X-CORE 2 Ti Endcap, 16x30mm 0DEG D16 | 5163000 | Standalone | DE0006004 | As per HSA registered indication(s)
Orthopaedics | Spine - Thoracolumbar (TL) and sacral surgery | TL vertebral body replacement (VBR) | TL VBR endplate | NuVasive Inc. | X-CORE 2 Ti Endcap, 16x30mm 4DEG D16 | 5163004 | Standalone | DE0006004 | As per HSA registered indication(s)
Orthopaedics | Spine - Thoracolumbar (TL) and sacral surgery | TL vertebral body replacement (VBR) | TL VBR endplate | NuVasive Inc. | X-CORE 2 Ti Endcap, 16x30mm -4DEG D16 | 5163014 | Standalone | DE0006004 | As per HSA registered indication(s)
Orthopaedics | Spine - Thoracolumbar (TL) and sacral surgery | TL vertebral body replacement (VBR) | TL VBR endplate | NuVasive Inc. | X-CORE 2 Ti Endcap, 16x40mm 0DEG D16 | 5164000 | Standalone | DE0006004 | As per HSA registered indication(s)
Orthopaedics | Spine - Thoracolumbar (TL) and sacral surgery | TL vertebral body replacement (VBR) | TL VBR endplate | NuVasive Inc. | X-CORE 2 Ti Endcap, 16x40mm 4DEG D16 | 5164004 | Standalone | DE0006004 | As per HSA registered indication(s)
Orthopaedics | Spine - Thoracolumbar (TL) and sacral surgery | TL vertebral body replacement (VBR) | TL VBR endplate | NuVasive Inc. | X-CORE 2 Ti Endcap, 16x40mm -4DEG D16 | 5164014 | Standalone | DE0006004 | As per HSA registered indication(s)
Orthopaedics | Spine - Thoracolumbar (TL) and sacral surgery | TL vertebral body replacement (VBR) | TL VBR endplate | NuVasive Inc. | X-CORE 2 Ti Endcap, 18mm 0DEG Round D16 | 5181800 | Standalone | DE0006004 | As per HSA registered indication(s)
Orthopaedics | Spine - Thoracolumbar (TL) and sacral surgery | TL vertebral body replacement (VBR) | TL VBR endplate | NuVasive Inc. | X-CORE 2 Ti Endcap, 18mm 0DEG Round D18 | 6181800 | Standalone | DE0006004 | As per HSA registered indication(s)
Orthopaedics | Spine - Thoracolumbar (TL) and sacral surgery | TL vertebral body replacement (VBR) | TL VBR endplate | NuVasive Inc. | X-CORE 2 Ti Endcap, 18mm 4DEG Round D16 | 5181804 | Standalone | DE0006004 | As per HSA registered indication(s)
Orthopaedics | Spine - Thoracolumbar (TL) and sacral surgery | TL vertebral body replacement (VBR) | TL VBR endplate | NuVasive Inc. | X-CORE 2 Ti Endcap, 18mm 4DEG Round D18 | 6181804 | Standalone | DE0006004 | As per HSA registered indication(s)
Orthopaedics | Spine - Thoracolumbar (TL) and sacral surgery | TL vertebral body replacement (VBR) | TL VBR endplate | NuVasive Inc. | X-CORE 2 Ti Endcap, 18mm 8DEG Round D18 | 6181808 | Standalone | DE0006004 | As per HSA registered indication(s)
Orthopaedics | Spine - Thoracolumbar (TL) and sacral surgery | TL vertebral body replacement (VBR) | TL VBR endplate | NuVasive Inc. | X-CORE 2 Ti Endcap, 18x30mm 0DEG D18 | 6183000 | Standalone | DE0006004 | As per HSA registered indication(s)
Orthopaedics | Spine - Thoracolumbar (TL) and sacral surgery | TL vertebral body replacement (VBR) | TL VBR endplate | NuVasive Inc. | X-CORE 2 Ti Endcap, 18x30mm 4DEG D18 | 6183004 | Standalone | DE0006004 | As per HSA registered indication(s)
Orthopaedics | Spine - Thoracolumbar (TL) and sacral surgery | TL vertebral body replacement (VBR) | TL VBR endplate | NuVasive Inc. | X-CORE 2 Ti Endcap, 18x30mm -4DEG D18 | 6183014 | Standalone | DE0006004 | As per HSA registered indication(s)
Orthopaedics | Spine - Thoracolumbar (TL) and sacral surgery | TL vertebral body replacement (VBR) | TL VBR endplate | NuVasive Inc. | X-CORE 2 Ti Endcap, 18x30mm 8DEG D18 | 6183008 | Standalone | DE0006004 | As per HSA registered indication(s)
Orthopaedics | Spine - Thoracolumbar (TL) and sacral surgery | TL vertebral body replacement (VBR) | TL VBR endplate | NuVasive Inc. | X-CORE 2 Ti Endcap, 18x40mm 0DEG D18 | 6184000 | Standalone | DE0006004 | As per HSA registered indication(s)
Orthopaedics | Spine - Thoracolumbar (TL) and sacral surgery | TL vertebral body replacement (VBR) | TL VBR endplate | NuVasive Inc. | X-CORE 2 Ti Endcap, 18x40mm 4DEG D18 | 6184004 | Standalone | DE0006004 | As per HSA registered indication(s)
Orthopaedics | Spine - Thoracolumbar (TL) and sacral surgery | TL vertebral body replacement (VBR) | TL VBR endplate | NuVasive Inc. | X-CORE 2 Ti Endcap, 18x40mm -4DEG D18 | 6184014 | Standalone | DE0006004 | As per HSA registered indication(s)
Orthopaedics | Spine - Thoracolumbar (TL) and sacral surgery | TL vertebral body replacement (VBR) | TL VBR endplate | NuVasive Inc. | X-CORE 2 Ti Endcap, 18x40mm 8DEG D18 | 6184008 | Standalone | DE0006004 | As per HSA registered indication(s)
Orthopaedics | Spine - Thoracolumbar (TL) and sacral surgery | TL vertebral body replacement (VBR) | TL VBR endplate | NuVasive Inc. | X-CORE 2 Ti Endcap, 18x50mm 0DEG D18 | 6185000 | Standalone | DE0006004 | As per HSA registered indication(s)
Orthopaedics | Spine - Thoracolumbar (TL) and sacral surgery | TL vertebral body replacement (VBR) | TL VBR endplate | NuVasive Inc. | X-CORE 2 Ti Endcap, 18x50mm 4DEG D18 | 6185004 | Standalone | DE0006004 | As per HSA registered indication(s)
Orthopaedics | Spine - Thoracolumbar (TL) and sacral surgery | TL vertebral body replacement (VBR) | TL VBR endplate | NuVasive Inc. | X-CORE 2 Ti Endcap, 18x50mm -4DEG D18 | 6185014 | Standalone | DE0006004 | As per HSA registered indication(s)
Orthopaedics | Spine - Thoracolumbar (TL) and sacral surgery | TL vertebral body replacement (VBR) | TL VBR endplate | NuVasive Inc. | X-CORE 2 Ti Endcap, 18x50mm 8DEG D18 | 6185008 | Standalone | DE0006004 | As per HSA registered indication(s)
Orthopaedics | Spine - Thoracolumbar (TL) and sacral surgery | TL vertebral body replacement (VBR) | TL VBR endplate | NuVasive Inc. | X-CORE 2 Ti Endcap, 22mm 0DEG Round D18 | 6222200 | Standalone | DE0006004 | As per HSA registered indication(s)
Orthopaedics | Spine - Thoracolumbar (TL) and sacral surgery | TL vertebral body replacement (VBR) | TL VBR endplate | NuVasive Inc. | X-CORE 2 Ti Endcap, 22mm 0DEG Round D22 | 7222200 | Standalone | DE0006004 | As per HSA registered indication(s)
Orthopaedics | Spine - Thoracolumbar (TL) and sacral surgery | TL vertebral body replacement (VBR) | TL VBR endplate | NuVasive Inc. | X-CORE 2 Ti Endcap, 22mm 12DEG Round D22 | 7222212 | Standalone | DE0006004 | As per HSA registered indication(s)
Orthopaedics | Spine - Thoracolumbar (TL) and sacral surgery | TL vertebral body replacement (VBR) | TL VBR endplate | NuVasive Inc. | X-CORE 2 Ti Endcap, 22mm 4DEG Round D18 | 6222204 | Standalone | DE0006004 | As per HSA registered indication(s)
Orthopaedics | Spine - Thoracolumbar (TL) and sacral surgery | TL vertebral body replacement (VBR) | TL VBR endplate | NuVasive Inc. | X-CORE 2 Ti Endcap, 22mm 4DEG Round D22 | 7222204 | Standalone | DE0006004 | As per HSA registered indication(s)
Orthopaedics | Spine - Thoracolumbar (TL) and sacral surgery | TL vertebral body replacement (VBR) | TL VBR endplate | NuVasive Inc. | X-CORE 2 Ti Endcap, 22mm 8DEG Round D18 | 6222208 | Standalone | DE0006004 | As per HSA registered indication(s)
Orthopaedics | Spine - Thoracolumbar (TL) and sacral surgery | TL vertebral body replacement (VBR) | TL VBR endplate | NuVasive Inc. | X-CORE 2 Ti Endcap, 22mm 8DEG Round D22 | 7222208 | Standalone | DE0006004 | As per HSA registered indication(s)
Orthopaedics | Spine - Thoracolumbar (TL) and sacral surgery | TL vertebral body replacement (VBR) | TL VBR endplate | NuVasive Inc. | X-CORE 2 Ti Endcap, 22x30mm 0DEG D18 | 6223000 | Standalone | DE0006004 | As per HSA registered indication(s)
Orthopaedics | Spine - Thoracolumbar (TL) and sacral surgery | TL vertebral body replacement (VBR) | TL VBR endplate | NuVasive Inc. | X-CORE 2 Ti Endcap, 22x30mm 12DEG D18 | 6223012 | Standalone | DE0006004 | As per HSA registered indication(s)
Orthopaedics | Spine - Thoracolumbar (TL) and sacral surgery | TL vertebral body replacement (VBR) | TL VBR endplate | NuVasive Inc. | X-CORE 2 Ti Endcap, 22x30mm 4DEG D18 | 6223004 | Standalone | DE0006004 | As per HSA registered indication(s)
Orthopaedics | Spine - Thoracolumbar (TL) and sacral surgery | TL vertebral body replacement (VBR) | TL VBR endplate | NuVasive Inc. | X-CORE 2 Ti Endcap, 22x30mm 8DEG D18 | 6223008 | Standalone | DE0006004 | As per HSA registered indication(s)
Orthopaedics | Spine - Thoracolumbar (TL) and sacral surgery | TL vertebral body replacement (VBR) | TL VBR endplate | NuVasive Inc. | X-CORE 2 Ti Endcap, 22x40mm 0DEG D18 | 6224000 | Standalone | DE0006004 | As per HSA registered indication(s)
Orthopaedics | Spine - Thoracolumbar (TL) and sacral surgery | TL vertebral body replacement (VBR) | TL VBR endplate | NuVasive Inc. | X-CORE 2 Ti Endcap, 22x40mm 0DEG D22 | 7224000 | Standalone | DE0006004 | As per HSA registered indication(s)
Orthopaedics | Spine - Thoracolumbar (TL) and sacral surgery | TL vertebral body replacement (VBR) | TL VBR endplate | NuVasive Inc. | X-CORE 2 Ti Endcap, 22x40mm 12DEG D18 | 6224012 | Standalone | DE0006004 | As per HSA registered indication(s)
Orthopaedics | Spine - Thoracolumbar (TL) and sacral surgery | TL vertebral body replacement (VBR) | TL VBR endplate | NuVasive Inc. | X-CORE 2 Ti Endcap, 22x40mm 12DEG D22 | 7224012 | Standalone | DE0006004 | As per HSA registered indication(s)
Orthopaedics | Spine - Thoracolumbar (TL) and sacral surgery | TL vertebral body replacement (VBR) | TL VBR endplate | NuVasive Inc. | X-CORE 2 Ti Endcap, 22x40mm 4DEG D18 | 6224004 | Standalone | DE0006004 | As per HSA registered indication(s)
Orthopaedics | Spine - Thoracolumbar (TL) and sacral surgery | TL vertebral body replacement (VBR) | TL VBR endplate | NuVasive Inc. | X-CORE 2 Ti Endcap, 22x40mm 4DEG D22 | 7224004 | Standalone | DE0006004 | As per HSA registered indication(s)
Orthopaedics | Spine - Thoracolumbar (TL) and sacral surgery | TL vertebral body replacement (VBR) | TL VBR endplate | NuVasive Inc. | X-CORE 2 Ti Endcap, 22x40mm 8DEG D18 | 6224008 | Standalone | DE0006004 | As per HSA registered indication(s)
Orthopaedics | Spine - Thoracolumbar (TL) and sacral surgery | TL vertebral body replacement (VBR) | TL VBR endplate | NuVasive Inc. | X-CORE 2 Ti Endcap, 22x40mm 8DEG D22 | 7224008 | Standalone | DE0006004 | As per HSA registered indication(s)
Orthopaedics | Spine - Thoracolumbar (TL) and sacral surgery | TL vertebral body replacement (VBR) | TL VBR endplate | NuVasive Inc. | X-CORE 2 Ti Endcap, 22x50mm 0DEG D18 | 6225000 | Standalone | DE0006004 | As per HSA registered indication(s)
Orthopaedics | Spine - Thoracolumbar (TL) and sacral surgery | TL vertebral body replacement (VBR) | TL VBR endplate | NuVasive Inc. | X-CORE 2 Ti Endcap, 22x50mm 0DEG D22 | 7225000 | Standalone | DE0006004 | As per HSA registered indication(s)
Orthopaedics | Spine - Thoracolumbar (TL) and sacral surgery | TL vertebral body replacement (VBR) | TL VBR endplate | NuVasive Inc. | X-CORE 2 Ti Endcap, 22x50mm 12DEG D18 | 6225012 | Standalone | DE0006004 | As per HSA registered indication(s)
Orthopaedics | Spine - Thoracolumbar (TL) and sacral surgery | TL vertebral body replacement (VBR) | TL VBR endplate | NuVasive Inc. | X-CORE 2 Ti Endcap, 22x50mm 12DEG D22 | 7225012 | Standalone | DE0006004 | As per HSA registered indication(s)
Orthopaedics | Spine - Thoracolumbar (TL) and sacral surgery | TL vertebral body replacement (VBR) | TL VBR endplate | NuVasive Inc. | X-CORE 2 Ti Endcap, 22x50mm 4DEG D18 | 6225004 | Standalone | DE0006004 | As per HSA registered indication(s)
Orthopaedics | Spine - Thoracolumbar (TL) and sacral surgery | TL vertebral body replacement (VBR) | TL VBR endplate | NuVasive Inc. | X-CORE 2 Ti Endcap, 22x50mm 4DEG D22 | 7225004 | Standalone | DE0006004 | As per HSA registered indication(s)
Orthopaedics | Spine - Thoracolumbar (TL) and sacral surgery | TL vertebral body replacement (VBR) | TL VBR endplate | NuVasive Inc. | X-CORE 2 Ti Endcap, 22x50mm 8DEG D18 | 6225008 | Standalone | DE0006004 | As per HSA registered indication(s)
Orthopaedics | Spine - Thoracolumbar (TL) and sacral surgery | TL vertebral body replacement (VBR) | TL VBR endplate | NuVasive Inc. | X-CORE 2 Ti Endcap, 22x50mm 8DEG D22 | 7225008 | Standalone | DE0006004 | As per HSA registered indication(s)
Orthopaedics | Spine - Thoracolumbar (TL) and sacral surgery | TL vertebral body replacement (VBR) | TL VBR endplate | NuVasive Inc. | X-CORE 2 Ti Endcap, 22x60mm 0DEG D18 | 6226000 | Standalone | DE0006004 | As per HSA registered indication(s)
Orthopaedics | Spine - Thoracolumbar (TL) and sacral surgery | TL vertebral body replacement (VBR) | TL VBR endplate | NuVasive Inc. | X-CORE 2 Ti Endcap, 22x60mm 0DEG D22 | 7226000 | Standalone | DE0006004 | As per HSA registered indication(s)
Orthopaedics | Spine - Thoracolumbar (TL) and sacral surgery | TL vertebral body replacement (VBR) | TL VBR endplate | NuVasive Inc. | X-CORE 2 Ti Endcap, 22x60mm 12DEG D18 | 6226012 | Standalone | DE0006004 | As per HSA registered indication(s)
Orthopaedics | Spine - Thoracolumbar (TL) and sacral surgery | TL vertebral body replacement (VBR) | TL VBR endplate | NuVasive Inc. | X-CORE 2 Ti Endcap, 22x60mm 12DEG D22 | 7226012 | Standalone | DE0006004 | As per HSA registered indication(s)
Orthopaedics | Spine - Thoracolumbar (TL) and sacral surgery | TL vertebral body replacement (VBR) | TL VBR endplate | NuVasive Inc. | X-CORE 2 Ti Endcap, 22x60mm 4DEG D18 | 6226004 | Standalone | DE0006004 | As per HSA registered indication(s)
Orthopaedics | Spine - Thoracolumbar (TL) and sacral surgery | TL vertebral body replacement (VBR) | TL VBR endplate | NuVasive Inc. | X-CORE 2 Ti Endcap, 22x60mm 4DEG D22 | 7226004 | Standalone | DE0006004 | As per HSA registered indication(s)
Orthopaedics | Spine - Thoracolumbar (TL) and sacral surgery | TL vertebral body replacement (VBR) | TL VBR endplate | NuVasive Inc. | X-CORE 2 Ti Endcap, 22x60mm 8DEG D18 | 6226008 | Standalone | DE0006004 | As per HSA registered indication(s)
Orthopaedics | Spine - Thoracolumbar (TL) and sacral surgery | TL vertebral body replacement (VBR) | TL VBR endplate | NuVasive Inc. | X-CORE 2 Ti Endcap, 22x60mm 8DEG D22 | 7226008 | Standalone | DE0006004 | As per HSA registered indication(s)
Orthopaedics | Spine - Thoracolumbar (TL) and sacral surgery | TL vertebral body replacement (VBR) | TL VBR endplate | NuVasive Inc. | X-CORE 2 Ti Endcap, 26mm 0DEG Round D18 | 6262600 | Standalone | DE0006004 | As per HSA registered indication(s)
Orthopaedics | Spine - Thoracolumbar (TL) and sacral surgery | TL vertebral body replacement (VBR) | TL VBR endplate | NuVasive Inc. | X-CORE 2 Ti Endcap, 26mm 0DEG Round D22 | 7262600 | Standalone | DE0006004 | As per HSA registered indication(s)
Orthopaedics | Spine - Thoracolumbar (TL) and sacral surgery | TL vertebral body replacement (VBR) | TL VBR endplate | NuVasive Inc. | X-CORE 2 Ti Endcap, 26mm 12DEG Round D22 | 7262612 | Standalone | DE0006004 | As per HSA registered indication(s)
Orthopaedics | Spine - Thoracolumbar (TL) and sacral surgery | TL vertebral body replacement (VBR) | TL VBR endplate | NuVasive Inc. | X-CORE 2 Ti Endcap, 26mm 4DEG Round D18 | 6262604 | Standalone | DE0006004 | As per HSA registered indication(s)
Orthopaedics | Spine - Thoracolumbar (TL) and sacral surgery | TL vertebral body replacement (VBR) | TL VBR endplate | NuVasive Inc. | X-CORE 2 Ti Endcap, 26mm 4DEG Round D22 | 7262604 | Standalone | DE0006004 | As per HSA registered indication(s)
Orthopaedics | Spine - Thoracolumbar (TL) and sacral surgery | TL vertebral body replacement (VBR) | TL VBR endplate | NuVasive Inc. | X-CORE 2 Ti Endcap, 26mm 8DEG Round D18 | 6262608 | Standalone | DE0006004 | As per HSA registered indication(s)
Orthopaedics | Spine - Thoracolumbar (TL) and sacral surgery | TL vertebral body replacement (VBR) | TL VBR endplate | NuVasive Inc. | X-CORE 2 Ti Endcap, 26mm 8DEG Round D22 | 7262608 | Standalone | DE0006004 | As per HSA registered indication(s)
Orthopaedics | Spine - Thoracolumbar (TL) and sacral surgery | TL vertebral body replacement (VBR) | TL VBR endplate | NuVasive Inc. | X-CORE 2 Ti Endcap, 30mm 0DEG Round D22 | 7303000 | Standalone | DE0006004 | As per HSA registered indication(s)
Orthopaedics | Spine - Thoracolumbar (TL) and sacral surgery | TL vertebral body replacement (VBR) | TL VBR endplate | NuVasive Inc. | X-CORE 2 Ti Endcap, 30mm 12DEG Round D22 | 7303012 | Standalone | DE0006004 | As per HSA registered indication(s)
Orthopaedics | Spine - Thoracolumbar (TL) and sacral surgery | TL vertebral body replacement (VBR) | TL VBR endplate | NuVasive Inc. | X-CORE 2 Ti Endcap, 30mm 4DEG Round D22 | 7303004 | Standalone | DE0006004 | As per HSA registered indication(s)
Orthopaedics | Spine - Thoracolumbar (TL) and sacral surgery | TL vertebral body replacement (VBR) | TL VBR endplate | NuVasive Inc. | X-CORE 2 Ti Endcap, 30mm 8DEG Round D22 | 7303008 | Standalone | DE0006004 | As per HSA registered indication(s)
Orthopaedics | Spine - Thoracolumbar (TL) and sacral surgery | TL vertebral body replacement (VBR) | TL VBR fixation accessories | NuVasive Inc. | X-CORE 2 Ti Lock Screw, Endcap | 7162000 | Standalone | DE0006004 | As per HSA registered indication(s)
Orthopaedics | Spine - Thoracolumbar (TL) and sacral surgery | TL vertebral body replacement (VBR) | TL VBR fixation accessories | NuVasive Inc. | X-CORE 2 Ti Lock Screw, D16 Core | 7110001 | Standalone | DE0006004 | As per HSA registered indication(s)
Orthopaedics | Spine - Thoracolumbar (TL) and sacral surgery | TL vertebral body replacement (VBR) | TL VBR fixation accessories | NuVasive Inc. | X-CORE 2 Ti Lock Screw, D18 D22 Core | 7110003 | Standalone | DE0006004 | As per HSA registered indication(s)
Orthopaedics | Spine - Thoracolumbar (TL) and sacral surgery | TL vertebral body replacement (VBR) | TL VBR fixation accessories | NuVasive Inc. | X-CORE Endcap Lock Screw, 18mm | 6539001 | Standalone | DE0006004 | As per HSA registered indication(s)
Orthopaedics | Spine - Thoracolumbar (TL) and sacral surgery | TL vertebral body replacement (VBR) | TL VBR fixation accessories | NuVasive Inc. | X-CORE Endcap Lock Screw, 22mm | 6539002 | Standalone | DE0006004 | As per HSA registered indication(s)
Orthopaedics | Spine - Thoracolumbar (TL) and sacral surgery | TL vertebral body replacement (VBR) | TL VBR endplate | NuVasive Inc. | X-CORE Endcap, 18x30x0 Symmetric | 6533131 | Standalone | DE0006004 | As per HSA registered indication(s)
Orthopaedics | Spine - Thoracolumbar (TL) and sacral surgery | TL vertebral body replacement (VBR) | TL VBR endplate | NuVasive Inc. | X-CORE Endcap, 18x30x4 Symmetric | 6533231 | Standalone | DE0006004 | As per HSA registered indication(s)
Orthopaedics | Spine - Thoracolumbar (TL) and sacral surgery | TL vertebral body replacement (VBR) | TL VBR endplate | NuVasive Inc. | X-CORE Endcap, 18x30x-4 Symmetric | 6533431 | Standalone | DE0006004 | As per HSA registered indication(s)
Orthopaedics | Spine - Thoracolumbar (TL) and sacral surgery | TL vertebral body replacement (VBR) | TL VBR endplate | NuVasive Inc. | X-CORE Endcap, 18x30x8 Symmetric | 6533331 | Standalone | DE0006004 | As per HSA registered indication(s)
Orthopaedics | Spine - Thoracolumbar (TL) and sacral surgery | TL vertebral body replacement (VBR) | TL VBR endplate | NuVasive Inc. | X-CORE Endcap, 18x40x0 Symmetric | 6533141 | Standalone | DE0006004 | As per HSA registered indication(s)
Orthopaedics | Spine - Thoracolumbar (TL) and sacral surgery | TL vertebral body replacement (VBR) | TL VBR endplate | NuVasive Inc. | X-CORE Endcap, 18x40x4 Symmetric | 6533241 | Standalone | DE0006004 | As per HSA registered indication(s)
Orthopaedics | Spine - Thoracolumbar (TL) and sacral surgery | TL vertebral body replacement (VBR) | TL VBR endplate | NuVasive Inc. | X-CORE Endcap, 18x40x-4 Symmetric | 6533441 | Standalone | DE0006004 | As per HSA registered indication(s)
Orthopaedics | Spine - Thoracolumbar (TL) and sacral surgery | TL vertebral body replacement (VBR) | TL VBR endplate | NuVasive Inc. | X-CORE Endcap, 18x40x8 Symmetric | 6533341 | Standalone | DE0006004 | As per HSA registered indication(s)
Orthopaedics | Spine - Thoracolumbar (TL) and sacral surgery | TL vertebral body replacement (VBR) | TL VBR endplate | NuVasive Inc. | X-CORE Endcap, 18x50x0 Symmetric | 6533151 | Standalone | DE0006004 | As per HSA registered indication(s)
Orthopaedics | Spine - Thoracolumbar (TL) and sacral surgery | TL vertebral body replacement (VBR) | TL VBR endplate | NuVasive Inc. | X-CORE Endcap, 18x50x4 Symmetric | 6533251 | Standalone | DE0006004 | As per HSA registered indication(s)
Orthopaedics | Spine - Thoracolumbar (TL) and sacral surgery | TL vertebral body replacement (VBR) | TL VBR endplate | NuVasive Inc. | X-CORE Endcap, 18x50x-4 Symmetric | 6533451 | Standalone | DE0006004 | As per HSA registered indication(s)
Orthopaedics | Spine - Thoracolumbar (TL) and sacral surgery | TL vertebral body replacement (VBR) | TL VBR endplate | NuVasive Inc. | X-CORE Endcap, 18x50x8 Symmetric | 6533351 | Standalone | DE0006004 | As per HSA registered indication(s)
Orthopaedics | Spine - Thoracolumbar (TL) and sacral surgery | TL vertebral body replacement (VBR) | TL VBR endplate | NuVasive Inc. | X-CORE Endcap, 22x0x18 Round | 6537124 | Standalone | DE0006004 | As per HSA registered indication(s)
Orthopaedics | Spine - Thoracolumbar (TL) and sacral surgery | TL vertebral body replacement (VBR) | TL VBR endplate | NuVasive Inc. | X-CORE Endcap, 22x40x0 Symmetric | 6535241 | Standalone | DE0006004 | As per HSA registered indication(s)
Orthopaedics | Spine - Thoracolumbar (TL) and sacral surgery | TL vertebral body replacement (VBR) | TL VBR endplate | NuVasive Inc. | X-CORE Endcap, 22x40x12 Symmetric | 6535541 | Standalone | DE0006004 | As per HSA registered indication(s)
Orthopaedics | Spine - Thoracolumbar (TL) and sacral surgery | TL vertebral body replacement (VBR) | TL VBR endplate | NuVasive Inc. | X-CORE Endcap, 22x40x4 Symmetric | 6535341 | Standalone | DE0006004 | As per HSA registered indication(s)
Orthopaedics | Spine - Thoracolumbar (TL) and sacral surgery | TL vertebral body replacement (VBR) | TL VBR endplate | NuVasive Inc. | X-CORE Endcap, 22x40x8 Symmetric | 6535441 | Standalone | DE0006004 | As per HSA registered indication(s)
Orthopaedics | Spine - Thoracolumbar (TL) and sacral surgery | TL vertebral body replacement (VBR) | TL VBR endplate | NuVasive Inc. | X-CORE Endcap, 22x50x0 Symmetric | 6535251 | Standalone | DE0006004 | As per HSA registered indication(s)
Orthopaedics | Spine - Thoracolumbar (TL) and sacral surgery | TL vertebral body replacement (VBR) | TL VBR endplate | NuVasive Inc. | X-CORE Endcap, 22x50x12 Symmetric | 6535551 | Standalone | DE0006004 | As per HSA registered indication(s)
Orthopaedics | Spine - Thoracolumbar (TL) and sacral surgery | TL vertebral body replacement (VBR) | TL VBR endplate | NuVasive Inc. | X-CORE Endcap, 22x50x4 Symmetric | 6535351 | Standalone | DE0006004 | As per HSA registered indication(s)
Orthopaedics | Spine - Thoracolumbar (TL) and sacral surgery | TL vertebral body replacement (VBR) | TL VBR endplate | NuVasive Inc. | X-CORE Endcap, 22x50x8 Symmetric | 6535451 | Standalone | DE0006004 | As per HSA registered indication(s)
Orthopaedics | Spine - Thoracolumbar (TL) and sacral surgery | TL vertebral body replacement (VBR) | TL VBR endplate | NuVasive Inc. | X-CORE Endcap, 22x60x0 Symmetric | 6535261 | Standalone | DE0006004 | As per HSA registered indication(s)
Orthopaedics | Spine - Thoracolumbar (TL) and sacral surgery | TL vertebral body replacement (VBR) | TL VBR endplate | NuVasive Inc. | X-CORE Endcap, 22x60x12 Symmetric | 6535561 | Standalone | DE0006004 | As per HSA registered indication(s)
Orthopaedics | Spine - Thoracolumbar (TL) and sacral surgery | TL vertebral body replacement (VBR) | TL VBR endplate | NuVasive Inc. | X-CORE Endcap, 22x60x4 Symmetric | 6535361 | Standalone | DE0006004 | As per HSA registered indication(s)
Orthopaedics | Spine - Thoracolumbar (TL) and sacral surgery | TL vertebral body replacement (VBR) | TL VBR endplate | NuVasive Inc. | X-CORE Endcap, 22x60x8 Symmetric | 6535461 | Standalone | DE0006004 | As per HSA registered indication(s)
Orthopaedics | Spine - Thoracolumbar (TL) and sacral surgery | TL vertebral body replacement (VBR) | TL VBR endplate | NuVasive Inc. | X-CORE Endcap, 22x8x18 Round | 6537134 | Standalone | DE0006004 | As per HSA registered indication(s)
Orthopaedics | Spine - Thoracolumbar (TL) and sacral surgery | TL vertebral body replacement (VBR) | TL VBR endplate | NuVasive Inc. | X-CORE Endcap, 26x0x18 Round | 6537125 | Standalone | DE0006004 | As per HSA registered indication(s)
Orthopaedics | Spine - Thoracolumbar (TL) and sacral surgery | TL vertebral body replacement (VBR) | TL VBR endplate | NuVasive Inc. | X-CORE Endcap, 26x0x22 Round | 6537225 | Standalone | DE0006004 | As per HSA registered indication(s)
Orthopaedics | Spine - Thoracolumbar (TL) and sacral surgery | TL vertebral body replacement (VBR) | TL VBR endplate | NuVasive Inc. | X-CORE Endcap, 26x8x18 Round | 6537135 | Standalone | DE0006004 | As per HSA registered indication(s)
Orthopaedics | Spine - Thoracolumbar (TL) and sacral surgery | TL vertebral body replacement (VBR) | TL VBR endplate | NuVasive Inc. | X-CORE Endcap, 26x8x22 Round | 6537235 | Standalone | DE0006004 | As per HSA registered indication(s)
Orthopaedics | Spine - Thoracolumbar (TL) and sacral surgery | TL vertebral body replacement (VBR) | TL VBR endplate | NuVasive Inc. | X-CORE Endcap, 30x0x22 Round | 6537226 | Standalone | DE0006004 | As per HSA registered indication(s)
Orthopaedics | Spine - Thoracolumbar (TL) and sacral surgery | TL vertebral body replacement (VBR) | TL VBR endplate | NuVasive Inc. | X-CORE Endcap, 30x8x22 Round | 6537236 | Standalone | DE0006004 | As per HSA registered indication(s)
Orthopaedics | Spine - Thoracolumbar (TL) and sacral surgery | TL vertebral body replacement (VBR) | TL VBR core | NuVasive Inc. | X-CORE Mini Core, D12mm 15-20mm | 5962152 | Standalone | DE0006004 | As per HSA registered indication(s)
Orthopaedics | Spine - Thoracolumbar (TL) and sacral surgery | TL vertebral body replacement (VBR) | TL VBR core | NuVasive Inc. | X-CORE Mini Core, D12mm 17-24mm | 5962172 | Standalone | DE0006004 | As per HSA registered indication(s)
Orthopaedics | Spine - Thoracolumbar (TL) and sacral surgery | TL vertebral body replacement (VBR) | TL VBR core | NuVasive Inc. | X-CORE Mini Core, D12mm 22-34mm | 5962223 | Standalone | DE0006004 | As per HSA registered indication(s)
Orthopaedics | Spine - Thoracolumbar (TL) and sacral surgery | TL vertebral body replacement (VBR) | TL VBR core | NuVasive Inc. | X-CORE Mini Core, D12mm 25-40mm | 5962253 | Standalone | DE0006004 | As per HSA registered indication(s)
Orthopaedics | Spine - Thoracolumbar (TL) and sacral surgery | TL vertebral body replacement (VBR) | TL VBR core | NuVasive Inc. | X-CORE Mini Core, D12mm 29-48mm | 5962294 | Standalone | DE0006004 | As per HSA registered indication(s)
Orthopaedics | Spine - Thoracolumbar (TL) and sacral surgery | TL vertebral body replacement (VBR) | TL VBR core | NuVasive Inc. | X-CORE Mini Core, D12mm 36-62mm | 5962366 | Standalone | DE0006004 | As per HSA registered indication(s)
Orthopaedics | Spine - Thoracolumbar (TL) and sacral surgery | TL vertebral body replacement (VBR) | TL VBR core | NuVasive Inc. | X-CORE Mini Core, D12mm 42-74mm | 5962427 | Standalone | DE0006004 | As per HSA registered indication(s)
Orthopaedics | Spine - Thoracolumbar (TL) and sacral surgery | TL vertebral body replacement (VBR) | TL VBR core | NuVasive Inc. | X-CORE Mini Core, D14mm 15-20mm | 5964152 | Standalone | DE0006004 | As per HSA registered indication(s)
Orthopaedics | Spine - Thoracolumbar (TL) and sacral surgery | TL vertebral body replacement (VBR) | TL VBR core | NuVasive Inc. | X-CORE Mini Core, D14mm 17-24mm | 5964172 | Standalone | DE0006004 | As per HSA registered indication(s)
Orthopaedics | Spine - Thoracolumbar (TL) and sacral surgery | TL vertebral body replacement (VBR) | TL VBR core | NuVasive Inc. | X-CORE Mini Core, D14mm 22-34mm | 5964223 | Standalone | DE0006004 | As per HSA registered indication(s)
Orthopaedics | Spine - Thoracolumbar (TL) and sacral surgery | TL vertebral body replacement (VBR) | TL VBR core | NuVasive Inc. | X-CORE Mini Core, D14mm 25-40mm | 5964253 | Standalone | DE0006004 | As per HSA registered indication(s)
Orthopaedics | Spine - Thoracolumbar (TL) and sacral surgery | TL vertebral body replacement (VBR) | TL VBR core | NuVasive Inc. | X-CORE Mini Core, D14mm 29-48mm | 5964294 | Standalone | DE0006004 | As per HSA registered indication(s)
Orthopaedics | Spine - Thoracolumbar (TL) and sacral surgery | TL vertebral body replacement (VBR) | TL VBR core | NuVasive Inc. | X-CORE Mini Core, D14mm 36-62mm | 5964366 | Standalone | DE0006004 | As per HSA registered indication(s)
Orthopaedics | Spine - Thoracolumbar (TL) and sacral surgery | TL vertebral body replacement (VBR) | TL VBR core | NuVasive Inc. | X-CORE Mini Core, D14mm 42-74mm | 5964427 | Standalone | DE0006004 | As per HSA registered indication(s)
Orthopaedics | Spine - Thoracolumbar (TL) and sacral surgery | TL vertebral body replacement (VBR) | TL VBR fixation accessories | NuVasive Inc. | X-CORE Mini Lock Screw, Endcap | 5960011 | Standalone | DE0006004 | As per HSA registered indication(s)
Orthopaedics | Spine - Thoracolumbar (TL) and sacral surgery | TL vertebral body replacement (VBR) | TL VBR fixation accessories | NuVasive Inc. | X-CORE Mini Lock Screw, D12mm | 5960033 | Standalone | DE0006004 | As per HSA registered indication(s)
Orthopaedics | Spine - Thoracolumbar (TL) and sacral surgery | TL vertebral body replacement (VBR) | TL VBR fixation accessories | NuVasive Inc. | X-CORE Mini Lock Screw, D14mm | 5960034 | Standalone | DE0006004 | As per HSA registered indication(s)
Orthopaedics | Spine - Thoracolumbar (TL) and sacral surgery | TL vertebral body replacement (VBR) | TL VBR core | NuVasive Inc. | X-CORE Ti Core, 20-22x18mm | 6591011 | Standalone | DE0006004 | As per HSA registered indication(s)
Orthopaedics | Spine - Thoracolumbar (TL) and sacral surgery | TL vertebral body replacement (VBR) | TL VBR core | NuVasive Inc. | X-CORE Ti Core, 20-22x22mm | 6591021 | Standalone | DE0006004 | As per HSA registered indication(s)
Orthopaedics | Spine - Thoracolumbar (TL) and sacral surgery | TL vertebral body replacement (VBR) | TL VBR core | NuVasive Inc. | X-CORE Ti Core, 21-25x18mm | 6591012 | Standalone | DE0006004 | As per HSA registered indication(s)
Orthopaedics | Spine - Thoracolumbar (TL) and sacral surgery | TL vertebral body replacement (VBR) | TL VBR core | NuVasive Inc. | X-CORE Ti Core, 21-25x22mm | 6591022 | Standalone | DE0006004 | As per HSA registered indication(s)
Orthopaedics | Spine - Thoracolumbar (TL) and sacral surgery | TL vertebral body replacement (VBR) | TL VBR core | NuVasive Inc. | X-CORE Ti Core, 24-31x18mm | 6591013 | Standalone | DE0006004 | As per HSA registered indication(s)
Orthopaedics | Spine - Thoracolumbar (TL) and sacral surgery | TL vertebral body replacement (VBR) | TL VBR core | NuVasive Inc. | X-CORE Ti Core, 24-31x22mm | 6591023 | Standalone | DE0006004 | As per HSA registered indication(s)
Orthopaedics | Spine - Thoracolumbar (TL) and sacral surgery | TL vertebral body replacement (VBR) | TL VBR core | NuVasive Inc. | X-CORE Ti Core, 28-40x18mm | 6591014 | Standalone | DE0006004 | As per HSA registered indication(s)
Orthopaedics | Spine - Thoracolumbar (TL) and sacral surgery | TL vertebral body replacement (VBR) | TL VBR core | NuVasive Inc. | X-CORE Ti Core, 28-40x22mm | 6591024 | Standalone | DE0006004 | As per HSA registered indication(s)
Orthopaedics | Spine - Thoracolumbar (TL) and sacral surgery | TL vertebral body replacement (VBR) | TL VBR core | NuVasive Inc. | X-CORE Ti Core, 35-52x18mm | 6591015 | Standalone | DE0006004 | As per HSA registered indication(s)
Orthopaedics | Spine - Thoracolumbar (TL) and sacral surgery | TL vertebral body replacement (VBR) | TL VBR core | NuVasive Inc. | X-CORE Ti Core, 35-52x22mm | 6591025 | Standalone | DE0006004 | As per HSA registered indication(s)
Orthopaedics | Spine - Thoracolumbar (TL) and sacral surgery | TL vertebral body replacement (VBR) | TL VBR core | NuVasive Inc. | X-CORE Ti Core, 41-65x18mm | 6591016 | Standalone | DE0006004 | As per HSA registered indication(s)
Orthopaedics | Spine - Thoracolumbar (TL) and sacral surgery | TL vertebral body replacement (VBR) | TL VBR core | NuVasive Inc. | X-CORE Ti Core, 41-65x22mm | 6591026 | Standalone | DE0006004 | As per HSA registered indication(s)
Orthopaedics | Spine - Thoracolumbar (TL) and sacral surgery | TL vertebral body replacement (VBR) | TL VBR core | NuVasive Inc. | X-CORE Ti Core, 47-75x18mm | 6591017 | Standalone | DE0006004 | As per HSA registered indication(s)
Orthopaedics | Spine - Thoracolumbar (TL) and sacral surgery | TL vertebral body replacement (VBR) | TL VBR core | NuVasive Inc. | X-CORE Ti Core, 47-75x22mm | 6591027 | Standalone | DE0006004 | As per HSA registered indication(s)
Orthopaedics | Spine - Thoracolumbar (TL) and sacral surgery | TL and sacral fusion and fixation implant | TL rod connector system excluding locking screw | STRYKER | XIA 3 11mm Closed Parallel RRC | 48235009 | Standalone | DE0008570 | As per HSA registered indication(s)
Orthopaedics | Spine - Thoracolumbar (TL) and sacral surgery | TL and sacral fusion and fixation implant | TL rod connector system excluding locking screw | STRYKER | XIA 3 12mm Parallel Revision Connector Open- Closed | 48235007 | Standalone | DE0008570 | As per HSA registered indication(s)
Orthopaedics | Spine - Thoracolumbar (TL) and sacral surgery | TL and sacral fusion and fixation implant | TL rod connector system excluding locking screw | STRYKER | XIA 3 14mm Monoblock Connector | 48236014 | Standalone | DE0008570 | As per HSA registered indication(s)
Orthopaedics | Spine - Thoracolumbar (TL) and sacral surgery | TL and sacral fusion and fixation implant | TL rod connector system excluding locking screw | STRYKER | XIA 3 15mm Monoblock Connector | 48236015 | Standalone | DE0008570 | As per HSA registered indication(s)
Orthopaedics | Spine - Thoracolumbar (TL) and sacral surgery | TL and sacral fusion and fixation implant | TL rod connector system excluding locking screw | STRYKER | XIA 3 16mm Monoblock Connector | 48236016 | Standalone | DE0008570 | As per HSA registered indication(s)
Orthopaedics | Spine - Thoracolumbar (TL) and sacral surgery | TL and sacral fusion and fixation implant | TL rod connector system excluding locking screw | STRYKER | XIA 3 17mm Monoblock Connector | 48236017 | Standalone | DE0008570 | As per HSA registered indication(s)
Orthopaedics | Spine - Thoracolumbar (TL) and sacral surgery | TL and sacral fusion and fixation implant | TL rod connector system excluding locking screw | STRYKER | XIA 3 18mm Monoblock Connector | 48236018 | Standalone | DE0008570 | As per HSA registered indication(s)
Orthopaedics | Spine - Thoracolumbar (TL) and sacral surgery | TL and sacral fusion and fixation implant | TL rod connector system excluding locking screw | STRYKER | XIA 3 19mm Monoblock Connector | 48236019 | Standalone | DE0008570 | As per HSA registered indication(s)
Orthopaedics | Spine - Thoracolumbar (TL) and sacral surgery | TL and sacral fusion and fixation implant | TL rod connector system excluding locking screw | STRYKER | XIA 3 20mm Monoblock Connector | 48236020 | Standalone | DE0008570 | As per HSA registered indication(s)
Orthopaedics | Spine - Thoracolumbar (TL) and sacral surgery | TL and sacral fusion and fixation implant | TL rod connector system excluding locking screw | STRYKER | XIA 3 22mm Monoblock Connector | 48236022 | Standalone | DE0008570 | As per HSA registered indication(s)
Orthopaedics | Spine - Thoracolumbar (TL) and sacral surgery | TL and sacral fusion and fixation implant | TL rod connector system excluding locking screw | STRYKER | XIA 3 22mm Parallel Revision Connector Open- Closed | 48235008 | Standalone | DE0008570 | As per HSA registered indication(s)
Orthopaedics | Spine - Thoracolumbar (TL) and sacral surgery | TL and sacral fusion and fixation implant | TL rod connector system excluding locking screw | STRYKER | XIA 3 24mm Monoblock Connector | 48236024 | Standalone | DE0008570 | As per HSA registered indication(s)
Orthopaedics | Spine - Thoracolumbar (TL) and sacral surgery | TL and sacral fusion and fixation implant | TL rod connector system excluding locking screw | STRYKER | XIA 3 26mm Monoblock Connector | 48236026 | Standalone | DE0008570 | As per HSA registered indication(s)
Orthopaedics | Spine - Thoracolumbar (TL) and sacral surgery | TL and sacral fusion and fixation implant | TL rod connector system excluding locking screw | STRYKER | XIA 3 28-31mm Multi Axial Cross Connector | 48236028 | Standalone | DE0008570 | As per HSA registered indication(s)
Orthopaedics | Spine - Thoracolumbar (TL) and sacral surgery | TL and sacral fusion and fixation implant | TL rod connector system excluding locking screw | STRYKER | XIA 3 30-35mm Multi Axial Cross Connector | 48236030 | Standalone | DE0008570 | As per HSA registered indication(s)
Orthopaedics | Spine - Thoracolumbar (TL) and sacral surgery | TL and sacral fusion and fixation implant | TL rod connector system excluding locking screw | STRYKER | XIA 3 35-44mm Multi Axial Cross Connector | 48236035 | Standalone | DE0008570 | As per HSA registered indication(s)
Orthopaedics | Spine - Thoracolumbar (TL) and sacral surgery | TL and sacral fusion and fixation implant | TL pedicle screw - Shank, tulip | STRYKER | XIA 3 4.0 x 20mm Biased Angle Polyaxial Screw | 482384020 | Standalone | DE0008570 | As per HSA registered indication(s) except for radiolucent implants which should be used as follows:  in patients with primary or metastatic spinal tumours who would benefit from post-operative high dose high precision beam therapy upon appropriate and stringent patient selection;  Patient selection should be done via standardised assessment such as the neurological-oncological-mechanical systemic (NOMS) framework; and  The assessment should be carried out by a multidisciplinary team (MDT), which may be inclusive of, but not limited to, radiation oncologists, spine surgeons and interventional radiologists, among others.
Orthopaedics | Spine - Thoracolumbar (TL) and sacral surgery | TL and sacral fusion and fixation implant | TL pedicle screw - Shank, tulip | STRYKER | XIA 3 4.0 x 20mm Medial Biased Angle Polyaxial Screw | 4823714020 | Standalone | DE0008570 | As per HSA registered indication(s) except for radiolucent implants which should be used as follows:  in patients with primary or metastatic spinal tumours who would benefit from post-operative high dose high precision beam therapy upon appropriate and stringent patient selection;  Patient selection should be done via standardised assessment such as the neurological-oncological-mechanical systemic (NOMS) framework; and  The assessment should be carried out by a multidisciplinary team (MDT), which may be inclusive of, but not limited to, radiation oncologists, spine surgeons and interventional radiologists, among others.
Orthopaedics | Spine - Thoracolumbar (TL) and sacral surgery | TL and sacral fusion and fixation implant | TL pedicle screw - Shank, tulip | STRYKER | XIA 3 4.0 x 25mm Biased Angle Polyaxial Screw | 482384025 | Standalone | DE0008570 | As per HSA registered indication(s) except for radiolucent implants which should be used as follows:  in patients with primary or metastatic spinal tumours who would benefit from post-operative high dose high precision beam therapy upon appropriate and stringent patient selection;  Patient selection should be done via standardised assessment such as the neurological-oncological-mechanical systemic (NOMS) framework; and  The assessment should be carried out by a multidisciplinary team (MDT), which may be inclusive of, but not limited to, radiation oncologists, spine surgeons and interventional radiologists, among others.
Orthopaedics | Spine - Thoracolumbar (TL) and sacral surgery | TL and sacral fusion and fixation implant | TL pedicle screw - Shank, tulip | STRYKER | XIA 3 4.0 x 25mm Medial Biased Angle Polyaxial Screw | 4823714025 | Standalone | DE0008570 | As per HSA registered indication(s) except for radiolucent implants which should be used as follows:  in patients with primary or metastatic spinal tumours who would benefit from post-operative high dose high precision beam therapy upon appropriate and stringent patient selection;  Patient selection should be done via standardised assessment such as the neurological-oncological-mechanical systemic (NOMS) framework; and  The assessment should be carried out by a multidisciplinary team (MDT), which may be inclusive of, but not limited to, radiation oncologists, spine surgeons and interventional radiologists, among others.
Orthopaedics | Spine - Thoracolumbar (TL) and sacral surgery | TL and sacral fusion and fixation implant | TL pedicle screw - Shank, tulip | STRYKER | XIA 3 4.0 x 30mm Biased Angle Polyaxial Screw | 482384030 | Standalone | DE0008570 | As per HSA registered indication(s) except for radiolucent implants which should be used as follows:  in patients with primary or metastatic spinal tumours who would benefit from post-operative high dose high precision beam therapy upon appropriate and stringent patient selection;  Patient selection should be done via standardised assessment such as the neurological-oncological-mechanical systemic (NOMS) framework; and  The assessment should be carried out by a multidisciplinary team (MDT), which may be inclusive of, but not limited to, radiation oncologists, spine surgeons and interventional radiologists, among others.
Orthopaedics | Spine - Thoracolumbar (TL) and sacral surgery | TL and sacral fusion and fixation implant | TL pedicle screw - Shank, tulip | STRYKER | XIA 3 4.0 x 30mm Medial Biased Angle Polyaxial Screw | 4823714030 | Standalone | DE0008570 | As per HSA registered indication(s) except for radiolucent implants which should be used as follows:  in patients with primary or metastatic spinal tumours who would benefit from post-operative high dose high precision beam therapy upon appropriate and stringent patient selection;  Patient selection should be done via standardised assessment such as the neurological-oncological-mechanical systemic (NOMS) framework; and  The assessment should be carried out by a multidisciplinary team (MDT), which may be inclusive of, but not limited to, radiation oncologists, spine surgeons and interventional radiologists, among others.
Orthopaedics | Spine - Thoracolumbar (TL) and sacral surgery | TL and sacral fusion and fixation implant | TL pedicle screw - Shank, tulip | STRYKER | XIA 3 4.0 x 35mm Biased Angle Polyaxial Screw | 482384035 | Standalone | DE0008570 | As per HSA registered indication(s) except for radiolucent implants which should be used as follows:  in patients with primary or metastatic spinal tumours who would benefit from post-operative high dose high precision beam therapy upon appropriate and stringent patient selection;  Patient selection should be done via standardised assessment such as the neurological-oncological-mechanical systemic (NOMS) framework; and  The assessment should be carried out by a multidisciplinary team (MDT), which may be inclusive of, but not limited to, radiation oncologists, spine surgeons and interventional radiologists, among others.
Orthopaedics | Spine - Thoracolumbar (TL) and sacral surgery | TL and sacral fusion and fixation implant | TL pedicle screw - Shank, tulip | STRYKER | XIA 3 4.0 x 35mm Medial Biased Angle Polyaxial Screw | 4823714035 | Standalone | DE0008570 | As per HSA registered indication(s) except for radiolucent implants which should be used as follows:  in patients with primary or metastatic spinal tumours who would benefit from post-operative high dose high precision beam therapy upon appropriate and stringent patient selection;  Patient selection should be done via standardised assessment such as the neurological-oncological-mechanical systemic (NOMS) framework; and  The assessment should be carried out by a multidisciplinary team (MDT), which may be inclusive of, but not limited to, radiation oncologists, spine surgeons and interventional radiologists, among others.
Orthopaedics | Spine - Thoracolumbar (TL) and sacral surgery | TL and sacral fusion and fixation implant | TL pedicle screw - Shank, tulip | STRYKER | XIA 3 4.0 x 40mm Biased Angle Polyaxial Screw | 482384040 | Standalone | DE0008570 | As per HSA registered indication(s) except for radiolucent implants which should be used as follows:  in patients with primary or metastatic spinal tumours who would benefit from post-operative high dose high precision beam therapy upon appropriate and stringent patient selection;  Patient selection should be done via standardised assessment such as the neurological-oncological-mechanical systemic (NOMS) framework; and  The assessment should be carried out by a multidisciplinary team (MDT), which may be inclusive of, but not limited to, radiation oncologists, spine surgeons and interventional radiologists, among others.
Orthopaedics | Spine - Thoracolumbar (TL) and sacral surgery | TL and sacral fusion and fixation implant | TL pedicle screw - Shank, tulip | STRYKER | XIA 3 4.0 x 40mm Medial Biased Angle Polyaxial Screw | 4823714040 | Standalone | DE0008570 | As per HSA registered indication(s) except for radiolucent implants which should be used as follows:  in patients with primary or metastatic spinal tumours who would benefit from post-operative high dose high precision beam therapy upon appropriate and stringent patient selection;  Patient selection should be done via standardised assessment such as the neurological-oncological-mechanical systemic (NOMS) framework; and  The assessment should be carried out by a multidisciplinary team (MDT), which may be inclusive of, but not limited to, radiation oncologists, spine surgeons and interventional radiologists, among others.
Orthopaedics | Spine - Thoracolumbar (TL) and sacral surgery | TL and sacral fusion and fixation implant | TL pedicle screw - Shank, tulip | STRYKER | XIA 3 4.0 x 45mm Biased Angle Polyaxial Screw | 482384045 | Standalone | DE0008570 | As per HSA registered indication(s) except for radiolucent implants which should be used as follows:  in patients with primary or metastatic spinal tumours who would benefit from post-operative high dose high precision beam therapy upon appropriate and stringent patient selection;  Patient selection should be done via standardised assessment such as the neurological-oncological-mechanical systemic (NOMS) framework; and  The assessment should be carried out by a multidisciplinary team (MDT), which may be inclusive of, but not limited to, radiation oncologists, spine surgeons and interventional radiologists, among others.
Orthopaedics | Spine - Thoracolumbar (TL) and sacral surgery | TL and sacral fusion and fixation implant | TL pedicle screw - Shank, tulip | STRYKER | XIA 3 4.0 x 45mm Medial Biased Angle Polyaxial Screw | 4823714045 | Standalone | DE0008570 | As per HSA registered indication(s) except for radiolucent implants which should be used as follows:  in patients with primary or metastatic spinal tumours who would benefit from post-operative high dose high precision beam therapy upon appropriate and stringent patient selection;  Patient selection should be done via standardised assessment such as the neurological-oncological-mechanical systemic (NOMS) framework; and  The assessment should be carried out by a multidisciplinary team (MDT), which may be inclusive of, but not limited to, radiation oncologists, spine surgeons and interventional radiologists, among others.
Orthopaedics | Spine - Thoracolumbar (TL) and sacral surgery | TL and sacral fusion and fixation implant | TL pedicle screw - Shank, tulip | STRYKER | XIA 3 4.5 x 20mm Biased Angle Polyaxial Screw | 482384520 | Standalone | DE0008570 | As per HSA registered indication(s) except for radiolucent implants which should be used as follows:  in patients with primary or metastatic spinal tumours who would benefit from post-operative high dose high precision beam therapy upon appropriate and stringent patient selection;  Patient selection should be done via standardised assessment such as the neurological-oncological-mechanical systemic (NOMS) framework; and  The assessment should be carried out by a multidisciplinary team (MDT), which may be inclusive of, but not limited to, radiation oncologists, spine surgeons and interventional radiologists, among others.
Orthopaedics | Spine - Thoracolumbar (TL) and sacral surgery | TL and sacral fusion and fixation implant | TL pedicle screw - Shank, tulip | STRYKER | XIA 3 4.5 x 20mm Medial Biased Angle Polyaxial Screw | 4823714520 | Standalone | DE0008570 | As per HSA registered indication(s) except for radiolucent implants which should be used as follows:  in patients with primary or metastatic spinal tumours who would benefit from post-operative high dose high precision beam therapy upon appropriate and stringent patient selection;  Patient selection should be done via standardised assessment such as the neurological-oncological-mechanical systemic (NOMS) framework; and  The assessment should be carried out by a multidisciplinary team (MDT), which may be inclusive of, but not limited to, radiation oncologists, spine surgeons and interventional radiologists, among others.
Orthopaedics | Spine - Thoracolumbar (TL) and sacral surgery | TL and sacral fusion and fixation implant | TL pedicle screw - Shank, tulip | STRYKER | XIA 3 4.5 x 20mm Uniplanar Reduction Screw | 482364520 | Standalone | DE0008570 | As per HSA registered indication(s) except for radiolucent implants which should be used as follows:  in patients with primary or metastatic spinal tumours who would benefit from post-operative high dose high precision beam therapy upon appropriate and stringent patient selection;  Patient selection should be done via standardised assessment such as the neurological-oncological-mechanical systemic (NOMS) framework; and  The assessment should be carried out by a multidisciplinary team (MDT), which may be inclusive of, but not limited to, radiation oncologists, spine surgeons and interventional radiologists, among others.
Orthopaedics | Spine - Thoracolumbar (TL) and sacral surgery | TL and sacral fusion and fixation implant | TL pedicle screw - Shank, tulip | STRYKER | XIA 3 4.5 x 20mm Uniplanar Screw | 48233420 | Standalone | DE0008570 | As per HSA registered indication(s) except for radiolucent implants which should be used as follows:  in patients with primary or metastatic spinal tumours who would benefit from post-operative high dose high precision beam therapy upon appropriate and stringent patient selection;  Patient selection should be done via standardised assessment such as the neurological-oncological-mechanical systemic (NOMS) framework; and  The assessment should be carried out by a multidisciplinary team (MDT), which may be inclusive of, but not limited to, radiation oncologists, spine surgeons and interventional radiologists, among others.
Orthopaedics | Spine - Thoracolumbar (TL) and sacral surgery | TL and sacral fusion and fixation implant | TL pedicle screw - Shank, tulip | STRYKER | XIA 3 4.5 x 25mm Biased Angle Polyaxial Screw | 482384525 | Standalone | DE0008570 | As per HSA registered indication(s) except for radiolucent implants which should be used as follows:  in patients with primary or metastatic spinal tumours who would benefit from post-operative high dose high precision beam therapy upon appropriate and stringent patient selection;  Patient selection should be done via standardised assessment such as the neurological-oncological-mechanical systemic (NOMS) framework; and  The assessment should be carried out by a multidisciplinary team (MDT), which may be inclusive of, but not limited to, radiation oncologists, spine surgeons and interventional radiologists, among others.
Orthopaedics | Spine - Thoracolumbar (TL) and sacral surgery | TL and sacral fusion and fixation implant | TL pedicle screw - Shank, tulip | STRYKER | XIA 3 4.5 x 25mm Medial Biased Angle Polyaxial Screw | 4823714525 | Standalone | DE0008570 | As per HSA registered indication(s) except for radiolucent implants which should be used as follows:  in patients with primary or metastatic spinal tumours who would benefit from post-operative high dose high precision beam therapy upon appropriate and stringent patient selection;  Patient selection should be done via standardised assessment such as the neurological-oncological-mechanical systemic (NOMS) framework; and  The assessment should be carried out by a multidisciplinary team (MDT), which may be inclusive of, but not limited to, radiation oncologists, spine surgeons and interventional radiologists, among others.
Orthopaedics | Spine - Thoracolumbar (TL) and sacral surgery | TL and sacral fusion and fixation implant | TL pedicle screw - Shank, tulip | STRYKER | XIA 3 4.5 x 25mm Uniplanar Reduction Screw | 482364525 | Standalone | DE0008570 | As per HSA registered indication(s) except for radiolucent implants which should be used as follows:  in patients with primary or metastatic spinal tumours who would benefit from post-operative high dose high precision beam therapy upon appropriate and stringent patient selection;  Patient selection should be done via standardised assessment such as the neurological-oncological-mechanical systemic (NOMS) framework; and  The assessment should be carried out by a multidisciplinary team (MDT), which may be inclusive of, but not limited to, radiation oncologists, spine surgeons and interventional radiologists, among others.
Orthopaedics | Spine - Thoracolumbar (TL) and sacral surgery | TL and sacral fusion and fixation implant | TL pedicle screw - Shank, tulip | STRYKER | XIA 3 4.5 x 25mm Uniplanar Screw | 48233425 | Standalone | DE0008570 | As per HSA registered indication(s) except for radiolucent implants which should be used as follows:  in patients with primary or metastatic spinal tumours who would benefit from post-operative high dose high precision beam therapy upon appropriate and stringent patient selection;  Patient selection should be done via standardised assessment such as the neurological-oncological-mechanical systemic (NOMS) framework; and  The assessment should be carried out by a multidisciplinary team (MDT), which may be inclusive of, but not limited to, radiation oncologists, spine surgeons and interventional radiologists, among others.
Orthopaedics | Spine - Thoracolumbar (TL) and sacral surgery | TL and sacral fusion and fixation implant | TL pedicle screw - Shank, tulip | STRYKER | XIA 3 4.5 x 30mm Biased Angle Polyaxial Screw | 482384530 | Standalone | DE0008570 | As per HSA registered indication(s) except for radiolucent implants which should be used as follows:  in patients with primary or metastatic spinal tumours who would benefit from post-operative high dose high precision beam therapy upon appropriate and stringent patient selection;  Patient selection should be done via standardised assessment such as the neurological-oncological-mechanical systemic (NOMS) framework; and  The assessment should be carried out by a multidisciplinary team (MDT), which may be inclusive of, but not limited to, radiation oncologists, spine surgeons and interventional radiologists, among others.
Orthopaedics | Spine - Thoracolumbar (TL) and sacral surgery | TL and sacral fusion and fixation implant | TL pedicle screw - Shank, tulip | STRYKER | XIA 3 4.5 x 30mm Medial Biased Angle Polyaxial Screw | 4823714530 | Standalone | DE0008570 | As per HSA registered indication(s) except for radiolucent implants which should be used as follows:  in patients with primary or metastatic spinal tumours who would benefit from post-operative high dose high precision beam therapy upon appropriate and stringent patient selection;  Patient selection should be done via standardised assessment such as the neurological-oncological-mechanical systemic (NOMS) framework; and  The assessment should be carried out by a multidisciplinary team (MDT), which may be inclusive of, but not limited to, radiation oncologists, spine surgeons and interventional radiologists, among others.
Orthopaedics | Spine - Thoracolumbar (TL) and sacral surgery | TL and sacral fusion and fixation implant | TL pedicle screw - Shank, tulip | STRYKER | XIA 3 4.5 x 30mm Uniplanar Reduction Screw | 482364530 | Standalone | DE0008570 | As per HSA registered indication(s) except for radiolucent implants which should be used as follows:  in patients with primary or metastatic spinal tumours who would benefit from post-operative high dose high precision beam therapy upon appropriate and stringent patient selection;  Patient selection should be done via standardised assessment such as the neurological-oncological-mechanical systemic (NOMS) framework; and  The assessment should be carried out by a multidisciplinary team (MDT), which may be inclusive of, but not limited to, radiation oncologists, spine surgeons and interventional radiologists, among others.
Orthopaedics | Spine - Thoracolumbar (TL) and sacral surgery | TL and sacral fusion and fixation implant | TL pedicle screw - Shank, tulip | STRYKER | XIA 3 4.5 x 30mm Uniplanar Screw | 48233430 | Standalone | DE0008570 | As per HSA registered indication(s) except for radiolucent implants which should be used as follows:  in patients with primary or metastatic spinal tumours who would benefit from post-operative high dose high precision beam therapy upon appropriate and stringent patient selection;  Patient selection should be done via standardised assessment such as the neurological-oncological-mechanical systemic (NOMS) framework; and  The assessment should be carried out by a multidisciplinary team (MDT), which may be inclusive of, but not limited to, radiation oncologists, spine surgeons and interventional radiologists, among others.
Orthopaedics | Spine - Thoracolumbar (TL) and sacral surgery | TL and sacral fusion and fixation implant | TL pedicle screw - Shank, tulip | STRYKER | XIA 3 4.5 x 35mm Biased Angle Polyaxial Screw | 482384535 | Standalone | DE0008570 | As per HSA registered indication(s) except for radiolucent implants which should be used as follows:  in patients with primary or metastatic spinal tumours who would benefit from post-operative high dose high precision beam therapy upon appropriate and stringent patient selection;  Patient selection should be done via standardised assessment such as the neurological-oncological-mechanical systemic (NOMS) framework; and  The assessment should be carried out by a multidisciplinary team (MDT), which may be inclusive of, but not limited to, radiation oncologists, spine surgeons and interventional radiologists, among others.
Orthopaedics | Spine - Thoracolumbar (TL) and sacral surgery | TL and sacral fusion and fixation implant | TL pedicle screw - Shank, tulip | STRYKER | XIA 3 4.5 x 35mm Medial Biased Angle Polyaxial Screw | 4823714535 | Standalone | DE0008570 | As per HSA registered indication(s) except for radiolucent implants which should be used as follows:  in patients with primary or metastatic spinal tumours who would benefit from post-operative high dose high precision beam therapy upon appropriate and stringent patient selection;  Patient selection should be done via standardised assessment such as the neurological-oncological-mechanical systemic (NOMS) framework; and  The assessment should be carried out by a multidisciplinary team (MDT), which may be inclusive of, but not limited to, radiation oncologists, spine surgeons and interventional radiologists, among others.
Orthopaedics | Spine - Thoracolumbar (TL) and sacral surgery | TL and sacral fusion and fixation implant | TL pedicle screw - Shank, tulip | STRYKER | XIA 3 4.5 x 35mm Uniplanar Reduction Screw | 482364535 | Standalone | DE0008570 | As per HSA registered indication(s) except for radiolucent implants which should be used as follows:  in patients with primary or metastatic spinal tumours who would benefit from post-operative high dose high precision beam therapy upon appropriate and stringent patient selection;  Patient selection should be done via standardised assessment such as the neurological-oncological-mechanical systemic (NOMS) framework; and  The assessment should be carried out by a multidisciplinary team (MDT), which may be inclusive of, but not limited to, radiation oncologists, spine surgeons and interventional radiologists, among others.
Orthopaedics | Spine - Thoracolumbar (TL) and sacral surgery | TL and sacral fusion and fixation implant | TL pedicle screw - Shank, tulip | STRYKER | XIA 3 4.5 x 35mm Uniplanar Screw | 48233435 | Standalone | DE0008570 | As per HSA registered indication(s) except for radiolucent implants which should be used as follows:  in patients with primary or metastatic spinal tumours who would benefit from post-operative high dose high precision beam therapy upon appropriate and stringent patient selection;  Patient selection should be done via standardised assessment such as the neurological-oncological-mechanical systemic (NOMS) framework; and  The assessment should be carried out by a multidisciplinary team (MDT), which may be inclusive of, but not limited to, radiation oncologists, spine surgeons and interventional radiologists, among others.
Orthopaedics | Spine - Thoracolumbar (TL) and sacral surgery | TL and sacral fusion and fixation implant | TL pedicle screw - Shank, tulip | STRYKER | XIA 3 4.5 x 40mm Biased Angle Polyaxial Screw | 482384540 | Standalone | DE0008570 | As per HSA registered indication(s) except for radiolucent implants which should be used as follows:  in patients with primary or metastatic spinal tumours who would benefit from post-operative high dose high precision beam therapy upon appropriate and stringent patient selection;  Patient selection should be done via standardised assessment such as the neurological-oncological-mechanical systemic (NOMS) framework; and  The assessment should be carried out by a multidisciplinary team (MDT), which may be inclusive of, but not limited to, radiation oncologists, spine surgeons and interventional radiologists, among others.
Orthopaedics | Spine - Thoracolumbar (TL) and sacral surgery | TL and sacral fusion and fixation implant | TL pedicle screw - Shank, tulip | STRYKER | XIA 3 4.5 x 40mm Medial Biased Angle Polyaxial Screw | 4823714540 | Standalone | DE0008570 | As per HSA registered indication(s) except for radiolucent implants which should be used as follows:  in patients with primary or metastatic spinal tumours who would benefit from post-operative high dose high precision beam therapy upon appropriate and stringent patient selection;  Patient selection should be done via standardised assessment such as the neurological-oncological-mechanical systemic (NOMS) framework; and  The assessment should be carried out by a multidisciplinary team (MDT), which may be inclusive of, but not limited to, radiation oncologists, spine surgeons and interventional radiologists, among others.
Orthopaedics | Spine - Thoracolumbar (TL) and sacral surgery | TL and sacral fusion and fixation implant | TL pedicle screw - Shank, tulip | STRYKER | XIA 3 4.5 x 40mm Uniplanar Reduction Screw | 482364540 | Standalone | DE0008570 | As per HSA registered indication(s) except for radiolucent implants which should be used as follows:  in patients with primary or metastatic spinal tumours who would benefit from post-operative high dose high precision beam therapy upon appropriate and stringent patient selection;  Patient selection should be done via standardised assessment such as the neurological-oncological-mechanical systemic (NOMS) framework; and  The assessment should be carried out by a multidisciplinary team (MDT), which may be inclusive of, but not limited to, radiation oncologists, spine surgeons and interventional radiologists, among others.
Orthopaedics | Spine - Thoracolumbar (TL) and sacral surgery | TL and sacral fusion and fixation implant | TL pedicle screw - Shank, tulip | STRYKER | XIA 3 4.5 x 40mm Uniplanar Screw | 48233440 | Standalone | DE0008570 | As per HSA registered indication(s) except for radiolucent implants which should be used as follows:  in patients with primary or metastatic spinal tumours who would benefit from post-operative high dose high precision beam therapy upon appropriate and stringent patient selection;  Patient selection should be done via standardised assessment such as the neurological-oncological-mechanical systemic (NOMS) framework; and  The assessment should be carried out by a multidisciplinary team (MDT), which may be inclusive of, but not limited to, radiation oncologists, spine surgeons and interventional radiologists, among others.
Orthopaedics | Spine - Thoracolumbar (TL) and sacral surgery | TL and sacral fusion and fixation implant | TL pedicle screw - Shank, tulip | STRYKER | XIA 3 4.5 x 45mm Biased Angle Polyaxial Screw | 482384545 | Standalone | DE0008570 | As per HSA registered indication(s) except for radiolucent implants which should be used as follows:  in patients with primary or metastatic spinal tumours who would benefit from post-operative high dose high precision beam therapy upon appropriate and stringent patient selection;  Patient selection should be done via standardised assessment such as the neurological-oncological-mechanical systemic (NOMS) framework; and  The assessment should be carried out by a multidisciplinary team (MDT), which may be inclusive of, but not limited to, radiation oncologists, spine surgeons and interventional radiologists, among others.
Orthopaedics | Spine - Thoracolumbar (TL) and sacral surgery | TL and sacral fusion and fixation implant | TL pedicle screw - Shank, tulip | STRYKER | XIA 3 4.5 x 45mm Medial Biased Angle Polyaxial Screw | 4823714545 | Standalone | DE0008570 | As per HSA registered indication(s) except for radiolucent implants which should be used as follows:  in patients with primary or metastatic spinal tumours who would benefit from post-operative high dose high precision beam therapy upon appropriate and stringent patient selection;  Patient selection should be done via standardised assessment such as the neurological-oncological-mechanical systemic (NOMS) framework; and  The assessment should be carried out by a multidisciplinary team (MDT), which may be inclusive of, but not limited to, radiation oncologists, spine surgeons and interventional radiologists, among others.
Orthopaedics | Spine - Thoracolumbar (TL) and sacral surgery | TL and sacral fusion and fixation implant | TL pedicle screw - Shank, tulip | STRYKER | XIA 3 4.5 x 45mm Uniplanar Reduction Screw | 482364545 | Standalone | DE0008570 | As per HSA registered indication(s) except for radiolucent implants which should be used as follows:  in patients with primary or metastatic spinal tumours who would benefit from post-operative high dose high precision beam therapy upon appropriate and stringent patient selection;  Patient selection should be done via standardised assessment such as the neurological-oncological-mechanical systemic (NOMS) framework; and  The assessment should be carried out by a multidisciplinary team (MDT), which may be inclusive of, but not limited to, radiation oncologists, spine surgeons and interventional radiologists, among others.
Orthopaedics | Spine - Thoracolumbar (TL) and sacral surgery | TL and sacral fusion and fixation implant | TL pedicle screw - Shank, tulip | STRYKER | XIA 3 4.5 x 45mm Uniplanar Screw | 48233445 | Standalone | DE0008570 | As per HSA registered indication(s) except for radiolucent implants which should be used as follows:  in patients with primary or metastatic spinal tumours who would benefit from post-operative high dose high precision beam therapy upon appropriate and stringent patient selection;  Patient selection should be done via standardised assessment such as the neurological-oncological-mechanical systemic (NOMS) framework; and  The assessment should be carried out by a multidisciplinary team (MDT), which may be inclusive of, but not limited to, radiation oncologists, spine surgeons and interventional radiologists, among others.
Orthopaedics | Spine - Thoracolumbar (TL) and sacral surgery | TL and sacral fusion and fixation implant | TL rod connector system excluding locking screw | STRYKER | XIA 3 43-54mm Multi Axial Cross Connector | 48236043 | Standalone | DE0008570 | As per HSA registered indication(s)
Orthopaedics | Spine - Thoracolumbar (TL) and sacral surgery | TL and sacral fusion and fixation implant | TL pedicle screw - Shank, tulip | STRYKER | XIA 3 5.0 x 20mm Biased Angle Polyaxial Screw | 482385020 | Standalone | DE0008570 | As per HSA registered indication(s) except for radiolucent implants which should be used as follows:  in patients with primary or metastatic spinal tumours who would benefit from post-operative high dose high precision beam therapy upon appropriate and stringent patient selection;  Patient selection should be done via standardised assessment such as the neurological-oncological-mechanical systemic (NOMS) framework; and  The assessment should be carried out by a multidisciplinary team (MDT), which may be inclusive of, but not limited to, radiation oncologists, spine surgeons and interventional radiologists, among others.
Orthopaedics | Spine - Thoracolumbar (TL) and sacral surgery | TL and sacral fusion and fixation implant | TL pedicle screw - Shank, tulip | STRYKER | XIA 3 5.0 x 20mm Medial Biased Angle Polyaxial Screw | 4823715020 | Standalone | DE0008570 | As per HSA registered indication(s) except for radiolucent implants which should be used as follows:  in patients with primary or metastatic spinal tumours who would benefit from post-operative high dose high precision beam therapy upon appropriate and stringent patient selection;  Patient selection should be done via standardised assessment such as the neurological-oncological-mechanical systemic (NOMS) framework; and  The assessment should be carried out by a multidisciplinary team (MDT), which may be inclusive of, but not limited to, radiation oncologists, spine surgeons and interventional radiologists, among others.
Orthopaedics | Spine - Thoracolumbar (TL) and sacral surgery | TL and sacral fusion and fixation implant | TL pedicle screw - Shank, tulip | STRYKER | XIA 3 5.0 x 20mm Uniplanar Reduction Screw | 482365020 | Standalone | DE0008570 | As per HSA registered indication(s) except for radiolucent implants which should be used as follows:  in patients with primary or metastatic spinal tumours who would benefit from post-operative high dose high precision beam therapy upon appropriate and stringent patient selection;  Patient selection should be done via standardised assessment such as the neurological-oncological-mechanical systemic (NOMS) framework; and  The assessment should be carried out by a multidisciplinary team (MDT), which may be inclusive of, but not limited to, radiation oncologists, spine surgeons and interventional radiologists, among others.
Orthopaedics | Spine - Thoracolumbar (TL) and sacral surgery | TL and sacral fusion and fixation implant | TL pedicle screw - Shank, tulip | STRYKER | XIA 3 5.0 x 20mm Uniplanar Screw | 482335020 | Standalone | DE0008570 | As per HSA registered indication(s) except for radiolucent implants which should be used as follows:  in patients with primary or metastatic spinal tumours who would benefit from post-operative high dose high precision beam therapy upon appropriate and stringent patient selection;  Patient selection should be done via standardised assessment such as the neurological-oncological-mechanical systemic (NOMS) framework; and  The assessment should be carried out by a multidisciplinary team (MDT), which may be inclusive of, but not limited to, radiation oncologists, spine surgeons and interventional radiologists, among others.
Orthopaedics | Spine - Thoracolumbar (TL) and sacral surgery | TL and sacral fusion and fixation implant | TL pedicle screw - Shank, tulip | STRYKER | XIA 3 5.0 x 25mm Biased Angle Polyaxial Screw | 482385025 | Standalone | DE0008570 | As per HSA registered indication(s) except for radiolucent implants which should be used as follows:  in patients with primary or metastatic spinal tumours who would benefit from post-operative high dose high precision beam therapy upon appropriate and stringent patient selection;  Patient selection should be done via standardised assessment such as the neurological-oncological-mechanical systemic (NOMS) framework; and  The assessment should be carried out by a multidisciplinary team (MDT), which may be inclusive of, but not limited to, radiation oncologists, spine surgeons and interventional radiologists, among others.
Orthopaedics | Spine - Thoracolumbar (TL) and sacral surgery | TL and sacral fusion and fixation implant | TL pedicle screw - Shank, tulip | STRYKER | XIA 3 5.0 x 25mm Medial Biased Angle Polyaxial Screw | 4823715025 | Standalone | DE0008570 | As per HSA registered indication(s) except for radiolucent implants which should be used as follows:  in patients with primary or metastatic spinal tumours who would benefit from post-operative high dose high precision beam therapy upon appropriate and stringent patient selection;  Patient selection should be done via standardised assessment such as the neurological-oncological-mechanical systemic (NOMS) framework; and  The assessment should be carried out by a multidisciplinary team (MDT), which may be inclusive of, but not limited to, radiation oncologists, spine surgeons and interventional radiologists, among others.
Orthopaedics | Spine - Thoracolumbar (TL) and sacral surgery | TL and sacral fusion and fixation implant | TL pedicle screw - Shank, tulip | STRYKER | XIA 3 5.0 x 25mm Uniplanar Reduction Screw | 482365025 | Standalone | DE0008570 | As per HSA registered indication(s) except for radiolucent implants which should be used as follows:  in patients with primary or metastatic spinal tumours who would benefit from post-operative high dose high precision beam therapy upon appropriate and stringent patient selection;  Patient selection should be done via standardised assessment such as the neurological-oncological-mechanical systemic (NOMS) framework; and  The assessment should be carried out by a multidisciplinary team (MDT), which may be inclusive of, but not limited to, radiation oncologists, spine surgeons and interventional radiologists, among others.
Orthopaedics | Spine - Thoracolumbar (TL) and sacral surgery | TL and sacral fusion and fixation implant | TL pedicle screw - Shank, tulip | STRYKER | XIA 3 5.0 x 25mm Uniplanar Screw | 482335025 | Standalone | DE0008570 | As per HSA registered indication(s) except for radiolucent implants which should be used as follows:  in patients with primary or metastatic spinal tumours who would benefit from post-operative high dose high precision beam therapy upon appropriate and stringent patient selection;  Patient selection should be done via standardised assessment such as the neurological-oncological-mechanical systemic (NOMS) framework; and  The assessment should be carried out by a multidisciplinary team (MDT), which may be inclusive of, but not limited to, radiation oncologists, spine surgeons and interventional radiologists, among others.
Orthopaedics | Spine - Thoracolumbar (TL) and sacral surgery | TL and sacral fusion and fixation implant | TL pedicle screw - Shank, tulip | STRYKER | XIA 3 5.0 x 30mm Biased Angle Polyaxial Screw | 482385030 | Standalone | DE0008570 | As per HSA registered indication(s) except for radiolucent implants which should be used as follows:  in patients with primary or metastatic spinal tumours who would benefit from post-operative high dose high precision beam therapy upon appropriate and stringent patient selection;  Patient selection should be done via standardised assessment such as the neurological-oncological-mechanical systemic (NOMS) framework; and  The assessment should be carried out by a multidisciplinary team (MDT), which may be inclusive of, but not limited to, radiation oncologists, spine surgeons and interventional radiologists, among others.
Orthopaedics | Spine - Thoracolumbar (TL) and sacral surgery | TL and sacral fusion and fixation implant | TL pedicle screw - Shank, tulip | STRYKER | XIA 3 5.0 x 30mm Medial Biased Angle Polyaxial Screw | 4823715030 | Standalone | DE0008570 | As per HSA registered indication(s) except for radiolucent implants which should be used as follows:  in patients with primary or metastatic spinal tumours who would benefit from post-operative high dose high precision beam therapy upon appropriate and stringent patient selection;  Patient selection should be done via standardised assessment such as the neurological-oncological-mechanical systemic (NOMS) framework; and  The assessment should be carried out by a multidisciplinary team (MDT), which may be inclusive of, but not limited to, radiation oncologists, spine surgeons and interventional radiologists, among others.
Orthopaedics | Spine - Thoracolumbar (TL) and sacral surgery | TL and sacral fusion and fixation implant | TL pedicle screw - Shank, tulip | STRYKER | XIA 3 5.0 x 30mm Uniplanar Reduction Screw | 482365030 | Standalone | DE0008570 | As per HSA registered indication(s) except for radiolucent implants which should be used as follows:  in patients with primary or metastatic spinal tumours who would benefit from post-operative high dose high precision beam therapy upon appropriate and stringent patient selection;  Patient selection should be done via standardised assessment such as the neurological-oncological-mechanical systemic (NOMS) framework; and  The assessment should be carried out by a multidisciplinary team (MDT), which may be inclusive of, but not limited to, radiation oncologists, spine surgeons and interventional radiologists, among others.
Orthopaedics | Spine - Thoracolumbar (TL) and sacral surgery | TL and sacral fusion and fixation implant | TL pedicle screw - Shank, tulip | STRYKER | XIA 3 5.0 x 30mm Uniplanar Screw | 482335030 | Standalone | DE0008570 | As per HSA registered indication(s) except for radiolucent implants which should be used as follows:  in patients with primary or metastatic spinal tumours who would benefit from post-operative high dose high precision beam therapy upon appropriate and stringent patient selection;  Patient selection should be done via standardised assessment such as the neurological-oncological-mechanical systemic (NOMS) framework; and  The assessment should be carried out by a multidisciplinary team (MDT), which may be inclusive of, but not limited to, radiation oncologists, spine surgeons and interventional radiologists, among others.
Orthopaedics | Spine - Thoracolumbar (TL) and sacral surgery | TL and sacral fusion and fixation implant | TL pedicle screw - Shank, tulip | STRYKER | XIA 3 5.0 x 35mm Biased Angle Polyaxial Screw | 482385035 | Standalone | DE0008570 | As per HSA registered indication(s) except for radiolucent implants which should be used as follows:  in patients with primary or metastatic spinal tumours who would benefit from post-operative high dose high precision beam therapy upon appropriate and stringent patient selection;  Patient selection should be done via standardised assessment such as the neurological-oncological-mechanical systemic (NOMS) framework; and  The assessment should be carried out by a multidisciplinary team (MDT), which may be inclusive of, but not limited to, radiation oncologists, spine surgeons and interventional radiologists, among others.
Orthopaedics | Spine - Thoracolumbar (TL) and sacral surgery | TL and sacral fusion and fixation implant | TL pedicle screw - Shank, tulip | STRYKER | XIA 3 5.0 x 35mm Medial Biased Angle Polyaxial Screw | 4823715035 | Standalone | DE0008570 | As per HSA registered indication(s) except for radiolucent implants which should be used as follows:  in patients with primary or metastatic spinal tumours who would benefit from post-operative high dose high precision beam therapy upon appropriate and stringent patient selection;  Patient selection should be done via standardised assessment such as the neurological-oncological-mechanical systemic (NOMS) framework; and  The assessment should be carried out by a multidisciplinary team (MDT), which may be inclusive of, but not limited to, radiation oncologists, spine surgeons and interventional radiologists, among others.
Orthopaedics | Spine - Thoracolumbar (TL) and sacral surgery | TL and sacral fusion and fixation implant | TL pedicle screw - Shank, tulip | STRYKER | XIA 3 5.0 x 35mm Uniplanar Reduction Screw | 482365035 | Standalone | DE0008570 | As per HSA registered indication(s) except for radiolucent implants which should be used as follows:  in patients with primary or metastatic spinal tumours who would benefit from post-operative high dose high precision beam therapy upon appropriate and stringent patient selection;  Patient selection should be done via standardised assessment such as the neurological-oncological-mechanical systemic (NOMS) framework; and  The assessment should be carried out by a multidisciplinary team (MDT), which may be inclusive of, but not limited to, radiation oncologists, spine surgeons and interventional radiologists, among others.
Orthopaedics | Spine - Thoracolumbar (TL) and sacral surgery | TL and sacral fusion and fixation implant | TL pedicle screw - Shank, tulip | STRYKER | XIA 3 5.0 x 35mm Uniplanar Screw | 482335035 | Standalone | DE0008570 | As per HSA registered indication(s) except for radiolucent implants which should be used as follows:  in patients with primary or metastatic spinal tumours who would benefit from post-operative high dose high precision beam therapy upon appropriate and stringent patient selection;  Patient selection should be done via standardised assessment such as the neurological-oncological-mechanical systemic (NOMS) framework; and  The assessment should be carried out by a multidisciplinary team (MDT), which may be inclusive of, but not limited to, radiation oncologists, spine surgeons and interventional radiologists, among others.
Orthopaedics | Spine - Thoracolumbar (TL) and sacral surgery | TL and sacral fusion and fixation implant | TL pedicle screw - Shank, tulip | STRYKER | XIA 3 5.0 x 40mm Biased Angle Polyaxial Screw | 482385040 | Standalone | DE0008570 | As per HSA registered indication(s) except for radiolucent implants which should be used as follows:  in patients with primary or metastatic spinal tumours who would benefit from post-operative high dose high precision beam therapy upon appropriate and stringent patient selection;  Patient selection should be done via standardised assessment such as the neurological-oncological-mechanical systemic (NOMS) framework; and  The assessment should be carried out by a multidisciplinary team (MDT), which may be inclusive of, but not limited to, radiation oncologists, spine surgeons and interventional radiologists, among others.
Orthopaedics | Spine - Thoracolumbar (TL) and sacral surgery | TL and sacral fusion and fixation implant | TL pedicle screw - Shank, tulip | STRYKER | XIA 3 5.0 x 40mm Medial Biased Angle Polyaxial Screw | 4823715040 | Standalone | DE0008570 | As per HSA registered indication(s) except for radiolucent implants which should be used as follows:  in patients with primary or metastatic spinal tumours who would benefit from post-operative high dose high precision beam therapy upon appropriate and stringent patient selection;  Patient selection should be done via standardised assessment such as the neurological-oncological-mechanical systemic (NOMS) framework; and  The assessment should be carried out by a multidisciplinary team (MDT), which may be inclusive of, but not limited to, radiation oncologists, spine surgeons and interventional radiologists, among others.
Orthopaedics | Spine - Thoracolumbar (TL) and sacral surgery | TL and sacral fusion and fixation implant | TL pedicle screw - Shank, tulip | STRYKER | XIA 3 5.0 x 40mm Uniplanar Reduction Screw | 482365040 | Standalone | DE0008570 | As per HSA registered indication(s) except for radiolucent implants which should be used as follows:  in patients with primary or metastatic spinal tumours who would benefit from post-operative high dose high precision beam therapy upon appropriate and stringent patient selection;  Patient selection should be done via standardised assessment such as the neurological-oncological-mechanical systemic (NOMS) framework; and  The assessment should be carried out by a multidisciplinary team (MDT), which may be inclusive of, but not limited to, radiation oncologists, spine surgeons and interventional radiologists, among others.
Orthopaedics | Spine - Thoracolumbar (TL) and sacral surgery | TL and sacral fusion and fixation implant | TL pedicle screw - Shank, tulip | STRYKER | XIA 3 5.0 x 40mm Uniplanar Screw | 482335040 | Standalone | DE0008570 | As per HSA registered indication(s) except for radiolucent implants which should be used as follows:  in patients with primary or metastatic spinal tumours who would benefit from post-operative high dose high precision beam therapy upon appropriate and stringent patient selection;  Patient selection should be done via standardised assessment such as the neurological-oncological-mechanical systemic (NOMS) framework; and  The assessment should be carried out by a multidisciplinary team (MDT), which may be inclusive of, but not limited to, radiation oncologists, spine surgeons and interventional radiologists, among others.
Orthopaedics | Spine - Thoracolumbar (TL) and sacral surgery | TL and sacral fusion and fixation implant | TL pedicle screw - Shank, tulip | STRYKER | XIA 3 5.0 x 45mm Biased Angle Polyaxial Screw | 482385045 | Standalone | DE0008570 | As per HSA registered indication(s) except for radiolucent implants which should be used as follows:  in patients with primary or metastatic spinal tumours who would benefit from post-operative high dose high precision beam therapy upon appropriate and stringent patient selection;  Patient selection should be done via standardised assessment such as the neurological-oncological-mechanical systemic (NOMS) framework; and  The assessment should be carried out by a multidisciplinary team (MDT), which may be inclusive of, but not limited to, radiation oncologists, spine surgeons and interventional radiologists, among others.
Orthopaedics | Spine - Thoracolumbar (TL) and sacral surgery | TL and sacral fusion and fixation implant | TL pedicle screw - Shank, tulip | STRYKER | XIA 3 5.0 x 45mm Medial Biased Angle Polyaxial Screw | 4823715045 | Standalone | DE0008570 | As per HSA registered indication(s) except for radiolucent implants which should be used as follows:  in patients with primary or metastatic spinal tumours who would benefit from post-operative high dose high precision beam therapy upon appropriate and stringent patient selection;  Patient selection should be done via standardised assessment such as the neurological-oncological-mechanical systemic (NOMS) framework; and  The assessment should be carried out by a multidisciplinary team (MDT), which may be inclusive of, but not limited to, radiation oncologists, spine surgeons and interventional radiologists, among others.
Orthopaedics | Spine - Thoracolumbar (TL) and sacral surgery | TL and sacral fusion and fixation implant | TL pedicle screw - Shank, tulip | STRYKER | XIA 3 5.0 x 45mm Uniplanar Reduction Screw | 482365045 | Standalone | DE0008570 | As per HSA registered indication(s) except for radiolucent implants which should be used as follows:  in patients with primary or metastatic spinal tumours who would benefit from post-operative high dose high precision beam therapy upon appropriate and stringent patient selection;  Patient selection should be done via standardised assessment such as the neurological-oncological-mechanical systemic (NOMS) framework; and  The assessment should be carried out by a multidisciplinary team (MDT), which may be inclusive of, but not limited to, radiation oncologists, spine surgeons and interventional radiologists, among others.
Orthopaedics | Spine - Thoracolumbar (TL) and sacral surgery | TL and sacral fusion and fixation implant | TL pedicle screw - Shank, tulip | STRYKER | XIA 3 5.0 x 45mm Uniplanar Screw | 482335045 | Standalone | DE0008570 | As per HSA registered indication(s) except for radiolucent implants which should be used as follows:  in patients with primary or metastatic spinal tumours who would benefit from post-operative high dose high precision beam therapy upon appropriate and stringent patient selection;  Patient selection should be done via standardised assessment such as the neurological-oncological-mechanical systemic (NOMS) framework; and  The assessment should be carried out by a multidisciplinary team (MDT), which may be inclusive of, but not limited to, radiation oncologists, spine surgeons and interventional radiologists, among others.
Orthopaedics | Spine - Thoracolumbar (TL) and sacral surgery | TL and sacral fusion and fixation implant | TL pedicle screw - Shank, tulip | STRYKER | XIA 3 5.5 x 20mm Uniplanar Reduction Screw | 482365520 | Standalone | DE0008570 | As per HSA registered indication(s) except for radiolucent implants which should be used as follows:  in patients with primary or metastatic spinal tumours who would benefit from post-operative high dose high precision beam therapy upon appropriate and stringent patient selection;  Patient selection should be done via standardised assessment such as the neurological-oncological-mechanical systemic (NOMS) framework; and  The assessment should be carried out by a multidisciplinary team (MDT), which may be inclusive of, but not limited to, radiation oncologists, spine surgeons and interventional radiologists, among others.
Orthopaedics | Spine - Thoracolumbar (TL) and sacral surgery | TL and sacral fusion and fixation implant | TL pedicle screw - Shank, tulip | STRYKER | XIA 3 5.5 x 20mm Uniplanar Screw | 48233520 | Standalone | DE0008570 | As per HSA registered indication(s) except for radiolucent implants which should be used as follows:  in patients with primary or metastatic spinal tumours who would benefit from post-operative high dose high precision beam therapy upon appropriate and stringent patient selection;  Patient selection should be done via standardised assessment such as the neurological-oncological-mechanical systemic (NOMS) framework; and  The assessment should be carried out by a multidisciplinary team (MDT), which may be inclusive of, but not limited to, radiation oncologists, spine surgeons and interventional radiologists, among others.
Orthopaedics | Spine - Thoracolumbar (TL) and sacral surgery | TL and sacral fusion and fixation implant | TL pedicle screw - Shank, tulip | STRYKER | XIA 3 5.5 x 25mm Biased Angle Polyaxial Screw | 482385525 | Standalone | DE0008570 | As per HSA registered indication(s) except for radiolucent implants which should be used as follows:  in patients with primary or metastatic spinal tumours who would benefit from post-operative high dose high precision beam therapy upon appropriate and stringent patient selection;  Patient selection should be done via standardised assessment such as the neurological-oncological-mechanical systemic (NOMS) framework; and  The assessment should be carried out by a multidisciplinary team (MDT), which may be inclusive of, but not limited to, radiation oncologists, spine surgeons and interventional radiologists, among others.
Orthopaedics | Spine - Thoracolumbar (TL) and sacral surgery | TL and sacral fusion and fixation implant | TL pedicle screw - Shank, tulip | STRYKER | XIA 3 5.5 x 25mm Medial Biased Angle Polyaxial Screw | 4823715525 | Standalone | DE0008570 | As per HSA registered indication(s) except for radiolucent implants which should be used as follows:  in patients with primary or metastatic spinal tumours who would benefit from post-operative high dose high precision beam therapy upon appropriate and stringent patient selection;  Patient selection should be done via standardised assessment such as the neurological-oncological-mechanical systemic (NOMS) framework; and  The assessment should be carried out by a multidisciplinary team (MDT), which may be inclusive of, but not limited to, radiation oncologists, spine surgeons and interventional radiologists, among others.
Orthopaedics | Spine - Thoracolumbar (TL) and sacral surgery | TL and sacral fusion and fixation implant | TL pedicle screw - Shank, tulip | STRYKER | XIA 3 5.5 x 25mm Uniplanar Reduction Screw | 482365525 | Standalone | DE0008570 | As per HSA registered indication(s) except for radiolucent implants which should be used as follows:  in patients with primary or metastatic spinal tumours who would benefit from post-operative high dose high precision beam therapy upon appropriate and stringent patient selection;  Patient selection should be done via standardised assessment such as the neurological-oncological-mechanical systemic (NOMS) framework; and  The assessment should be carried out by a multidisciplinary team (MDT), which may be inclusive of, but not limited to, radiation oncologists, spine surgeons and interventional radiologists, among others.
Orthopaedics | Spine - Thoracolumbar (TL) and sacral surgery | TL and sacral fusion and fixation implant | TL pedicle screw - Shank, tulip | STRYKER | XIA 3 5.5 x 25mm Uniplanar Screw | 48233525 | Standalone | DE0008570 | As per HSA registered indication(s) except for radiolucent implants which should be used as follows:  in patients with primary or metastatic spinal tumours who would benefit from post-operative high dose high precision beam therapy upon appropriate and stringent patient selection;  Patient selection should be done via standardised assessment such as the neurological-oncological-mechanical systemic (NOMS) framework; and  The assessment should be carried out by a multidisciplinary team (MDT), which may be inclusive of, but not limited to, radiation oncologists, spine surgeons and interventional radiologists, among others.
Orthopaedics | Spine - Thoracolumbar (TL) and sacral surgery | TL and sacral fusion and fixation implant | TL pedicle screw - Shank, tulip | STRYKER | XIA 3 5.5 x 30mm Biased Angle Polyaxial Screw | 482385530 | Standalone | DE0008570 | As per HSA registered indication(s) except for radiolucent implants which should be used as follows:  in patients with primary or metastatic spinal tumours who would benefit from post-operative high dose high precision beam therapy upon appropriate and stringent patient selection;  Patient selection should be done via standardised assessment such as the neurological-oncological-mechanical systemic (NOMS) framework; and  The assessment should be carried out by a multidisciplinary team (MDT), which may be inclusive of, but not limited to, radiation oncologists, spine surgeons and interventional radiologists, among others.
Orthopaedics | Spine - Thoracolumbar (TL) and sacral surgery | TL and sacral fusion and fixation implant | TL pedicle screw - Shank, tulip | STRYKER | XIA 3 5.5 x 30mm Medial Biased Angle Polyaxial Screw | 4823715530 | Standalone | DE0008570 | As per HSA registered indication(s) except for radiolucent implants which should be used as follows:  in patients with primary or metastatic spinal tumours who would benefit from post-operative high dose high precision beam therapy upon appropriate and stringent patient selection;  Patient selection should be done via standardised assessment such as the neurological-oncological-mechanical systemic (NOMS) framework; and  The assessment should be carried out by a multidisciplinary team (MDT), which may be inclusive of, but not limited to, radiation oncologists, spine surgeons and interventional radiologists, among others.
Orthopaedics | Spine - Thoracolumbar (TL) and sacral surgery | TL and sacral fusion and fixation implant | TL pedicle screw - Shank, tulip | STRYKER | XIA 3 5.5 x 30mm Uniplanar Reduction Screw | 482365530 | Standalone | DE0008570 | As per HSA registered indication(s) except for radiolucent implants which should be used as follows:  in patients with primary or metastatic spinal tumours who would benefit from post-operative high dose high precision beam therapy upon appropriate and stringent patient selection;  Patient selection should be done via standardised assessment such as the neurological-oncological-mechanical systemic (NOMS) framework; and  The assessment should be carried out by a multidisciplinary team (MDT), which may be inclusive of, but not limited to, radiation oncologists, spine surgeons and interventional radiologists, among others.
Orthopaedics | Spine - Thoracolumbar (TL) and sacral surgery | TL and sacral fusion and fixation implant | TL pedicle screw - Shank, tulip | STRYKER | XIA 3 5.5 x 30mm Uniplanar Screw | 48233530 | Standalone | DE0008570 | As per HSA registered indication(s) except for radiolucent implants which should be used as follows:  in patients with primary or metastatic spinal tumours who would benefit from post-operative high dose high precision beam therapy upon appropriate and stringent patient selection;  Patient selection should be done via standardised assessment such as the neurological-oncological-mechanical systemic (NOMS) framework; and  The assessment should be carried out by a multidisciplinary team (MDT), which may be inclusive of, but not limited to, radiation oncologists, spine surgeons and interventional radiologists, among others.
Orthopaedics | Spine - Thoracolumbar (TL) and sacral surgery | TL and sacral fusion and fixation implant | TL pedicle screw - Shank, tulip | STRYKER | XIA 3 5.5 x 35mm Biased Angle Polyaxial Screw | 482385535 | Standalone | DE0008570 | As per HSA registered indication(s) except for radiolucent implants which should be used as follows:  in patients with primary or metastatic spinal tumours who would benefit from post-operative high dose high precision beam therapy upon appropriate and stringent patient selection;  Patient selection should be done via standardised assessment such as the neurological-oncological-mechanical systemic (NOMS) framework; and  The assessment should be carried out by a multidisciplinary team (MDT), which may be inclusive of, but not limited to, radiation oncologists, spine surgeons and interventional radiologists, among others.
Orthopaedics | Spine - Thoracolumbar (TL) and sacral surgery | TL and sacral fusion and fixation implant | TL pedicle screw - Shank, tulip | STRYKER | XIA 3 5.5 x 35mm Medial Biased Angle Polyaxial Screw | 4823715535 | Standalone | DE0008570 | As per HSA registered indication(s) except for radiolucent implants which should be used as follows:  in patients with primary or metastatic spinal tumours who would benefit from post-operative high dose high precision beam therapy upon appropriate and stringent patient selection;  Patient selection should be done via standardised assessment such as the neurological-oncological-mechanical systemic (NOMS) framework; and  The assessment should be carried out by a multidisciplinary team (MDT), which may be inclusive of, but not limited to, radiation oncologists, spine surgeons and interventional radiologists, among others.
Orthopaedics | Spine - Thoracolumbar (TL) and sacral surgery | TL and sacral fusion and fixation implant | TL pedicle screw - Shank, tulip | STRYKER | XIA 3 5.5 x 35mm Uniplanar Reduction Screw | 482365535 | Standalone | DE0008570 | As per HSA registered indication(s) except for radiolucent implants which should be used as follows:  in patients with primary or metastatic spinal tumours who would benefit from post-operative high dose high precision beam therapy upon appropriate and stringent patient selection;  Patient selection should be done via standardised assessment such as the neurological-oncological-mechanical systemic (NOMS) framework; and  The assessment should be carried out by a multidisciplinary team (MDT), which may be inclusive of, but not limited to, radiation oncologists, spine surgeons and interventional radiologists, among others.
Orthopaedics | Spine - Thoracolumbar (TL) and sacral surgery | TL and sacral fusion and fixation implant | TL pedicle screw - Shank, tulip | STRYKER | XIA 3 5.5 x 35mm Uniplanar Screw | 48233535 | Standalone | DE0008570 | As per HSA registered indication(s) except for radiolucent implants which should be used as follows:  in patients with primary or metastatic spinal tumours who would benefit from post-operative high dose high precision beam therapy upon appropriate and stringent patient selection;  Patient selection should be done via standardised assessment such as the neurological-oncological-mechanical systemic (NOMS) framework; and  The assessment should be carried out by a multidisciplinary team (MDT), which may be inclusive of, but not limited to, radiation oncologists, spine surgeons and interventional radiologists, among others.
Orthopaedics | Spine - Thoracolumbar (TL) and sacral surgery | TL and sacral fusion and fixation implant | TL pedicle screw - Shank, tulip | STRYKER | XIA 3 5.5 x 40mm Biased Angle Polyaxial Screw | 482385540 | Standalone | DE0008570 | As per HSA registered indication(s) except for radiolucent implants which should be used as follows:  in patients with primary or metastatic spinal tumours who would benefit from post-operative high dose high precision beam therapy upon appropriate and stringent patient selection;  Patient selection should be done via standardised assessment such as the neurological-oncological-mechanical systemic (NOMS) framework; and  The assessment should be carried out by a multidisciplinary team (MDT), which may be inclusive of, but not limited to, radiation oncologists, spine surgeons and interventional radiologists, among others.
Orthopaedics | Spine - Thoracolumbar (TL) and sacral surgery | TL and sacral fusion and fixation implant | TL pedicle screw - Shank, tulip | STRYKER | XIA 3 5.5 x 40mm Medial Biased Angle Polyaxial Screw | 4823715540 | Standalone | DE0008570 | As per HSA registered indication(s) except for radiolucent implants which should be used as follows:  in patients with primary or metastatic spinal tumours who would benefit from post-operative high dose high precision beam therapy upon appropriate and stringent patient selection;  Patient selection should be done via standardised assessment such as the neurological-oncological-mechanical systemic (NOMS) framework; and  The assessment should be carried out by a multidisciplinary team (MDT), which may be inclusive of, but not limited to, radiation oncologists, spine surgeons and interventional radiologists, among others.
Orthopaedics | Spine - Thoracolumbar (TL) and sacral surgery | TL and sacral fusion and fixation implant | TL pedicle screw - Shank, tulip | STRYKER | XIA 3 5.5 x 40mm Uniplanar Reduction Screw | 482365540 | Standalone | DE0008570 | As per HSA registered indication(s) except for radiolucent implants which should be used as follows:  in patients with primary or metastatic spinal tumours who would benefit from post-operative high dose high precision beam therapy upon appropriate and stringent patient selection;  Patient selection should be done via standardised assessment such as the neurological-oncological-mechanical systemic (NOMS) framework; and  The assessment should be carried out by a multidisciplinary team (MDT), which may be inclusive of, but not limited to, radiation oncologists, spine surgeons and interventional radiologists, among others.
Orthopaedics | Spine - Thoracolumbar (TL) and sacral surgery | TL and sacral fusion and fixation implant | TL pedicle screw - Shank, tulip | STRYKER | XIA 3 5.5 x 40mm Uniplanar Screw | 48233540 | Standalone | DE0008570 | As per HSA registered indication(s) except for radiolucent implants which should be used as follows:  in patients with primary or metastatic spinal tumours who would benefit from post-operative high dose high precision beam therapy upon appropriate and stringent patient selection;  Patient selection should be done via standardised assessment such as the neurological-oncological-mechanical systemic (NOMS) framework; and  The assessment should be carried out by a multidisciplinary team (MDT), which may be inclusive of, but not limited to, radiation oncologists, spine surgeons and interventional radiologists, among others.
Orthopaedics | Spine - Thoracolumbar (TL) and sacral surgery | TL and sacral fusion and fixation implant | TL pedicle screw - Shank, tulip | STRYKER | XIA 3 5.5 x 45mm Biased Angle Polyaxial Screw | 482385545 | Standalone | DE0008570 | As per HSA registered indication(s) except for radiolucent implants which should be used as follows:  in patients with primary or metastatic spinal tumours who would benefit from post-operative high dose high precision beam therapy upon appropriate and stringent patient selection;  Patient selection should be done via standardised assessment such as the neurological-oncological-mechanical systemic (NOMS) framework; and  The assessment should be carried out by a multidisciplinary team (MDT), which may be inclusive of, but not limited to, radiation oncologists, spine surgeons and interventional radiologists, among others.
Orthopaedics | Spine - Thoracolumbar (TL) and sacral surgery | TL and sacral fusion and fixation implant | TL pedicle screw - Shank, tulip | STRYKER | XIA 3 5.5 x 45mm Medial Biased Angle Polyaxial Screw | 4823715545 | Standalone | DE0008570 | As per HSA registered indication(s) except for radiolucent implants which should be used as follows:  in patients with primary or metastatic spinal tumours who would benefit from post-operative high dose high precision beam therapy upon appropriate and stringent patient selection;  Patient selection should be done via standardised assessment such as the neurological-oncological-mechanical systemic (NOMS) framework; and  The assessment should be carried out by a multidisciplinary team (MDT), which may be inclusive of, but not limited to, radiation oncologists, spine surgeons and interventional radiologists, among others.
Orthopaedics | Spine - Thoracolumbar (TL) and sacral surgery | TL and sacral fusion and fixation implant | TL pedicle screw - Shank, tulip | STRYKER | XIA 3 5.5 x 45mm Uniplanar Reduction Screw | 482365545 | Standalone | DE0008570 | As per HSA registered indication(s) except for radiolucent implants which should be used as follows:  in patients with primary or metastatic spinal tumours who would benefit from post-operative high dose high precision beam therapy upon appropriate and stringent patient selection;  Patient selection should be done via standardised assessment such as the neurological-oncological-mechanical systemic (NOMS) framework; and  The assessment should be carried out by a multidisciplinary team (MDT), which may be inclusive of, but not limited to, radiation oncologists, spine surgeons and interventional radiologists, among others.
Orthopaedics | Spine - Thoracolumbar (TL) and sacral surgery | TL and sacral fusion and fixation implant | TL pedicle screw - Shank, tulip | STRYKER | XIA 3 5.5 x 45mm Uniplanar Screw | 48233545 | Standalone | DE0008570 | As per HSA registered indication(s) except for radiolucent implants which should be used as follows:  in patients with primary or metastatic spinal tumours who would benefit from post-operative high dose high precision beam therapy upon appropriate and stringent patient selection;  Patient selection should be done via standardised assessment such as the neurological-oncological-mechanical systemic (NOMS) framework; and  The assessment should be carried out by a multidisciplinary team (MDT), which may be inclusive of, but not limited to, radiation oncologists, spine surgeons and interventional radiologists, among others.
Orthopaedics | Spine - Thoracolumbar (TL) and sacral surgery | TL and sacral fusion and fixation implant | TL pedicle screw - Shank, tulip | STRYKER | XIA 3 5.5 x 50mm Biased Angle Polyaxial Screw | 482385550 | Standalone | DE0008570 | As per HSA registered indication(s) except for radiolucent implants which should be used as follows:  in patients with primary or metastatic spinal tumours who would benefit from post-operative high dose high precision beam therapy upon appropriate and stringent patient selection;  Patient selection should be done via standardised assessment such as the neurological-oncological-mechanical systemic (NOMS) framework; and  The assessment should be carried out by a multidisciplinary team (MDT), which may be inclusive of, but not limited to, radiation oncologists, spine surgeons and interventional radiologists, among others.
Orthopaedics | Spine - Thoracolumbar (TL) and sacral surgery | TL and sacral fusion and fixation implant | TL pedicle screw - Shank, tulip | STRYKER | XIA 3 5.5 x 50mm Medial Biased Angle Polyaxial Screw | 4823715550 | Standalone | DE0008570 | As per HSA registered indication(s) except for radiolucent implants which should be used as follows:  in patients with primary or metastatic spinal tumours who would benefit from post-operative high dose high precision beam therapy upon appropriate and stringent patient selection;  Patient selection should be done via standardised assessment such as the neurological-oncological-mechanical systemic (NOMS) framework; and  The assessment should be carried out by a multidisciplinary team (MDT), which may be inclusive of, but not limited to, radiation oncologists, spine surgeons and interventional radiologists, among others.
Orthopaedics | Spine - Thoracolumbar (TL) and sacral surgery | TL and sacral fusion and fixation implant | TL pedicle screw - Shank, tulip | STRYKER | XIA 3 5.5 x 50mm Uniplanar Reduction Screw | 482365550 | Standalone | DE0008570 | As per HSA registered indication(s) except for radiolucent implants which should be used as follows:  in patients with primary or metastatic spinal tumours who would benefit from post-operative high dose high precision beam therapy upon appropriate and stringent patient selection;  Patient selection should be done via standardised assessment such as the neurological-oncological-mechanical systemic (NOMS) framework; and  The assessment should be carried out by a multidisciplinary team (MDT), which may be inclusive of, but not limited to, radiation oncologists, spine surgeons and interventional radiologists, among others.
Orthopaedics | Spine - Thoracolumbar (TL) and sacral surgery | TL and sacral fusion and fixation implant | TL pedicle screw - Shank, tulip | STRYKER | XIA 3 5.5 x 50mm Uniplanar Screw | 48233550 | Standalone | DE0008570 | As per HSA registered indication(s) except for radiolucent implants which should be used as follows:  in patients with primary or metastatic spinal tumours who would benefit from post-operative high dose high precision beam therapy upon appropriate and stringent patient selection;  Patient selection should be done via standardised assessment such as the neurological-oncological-mechanical systemic (NOMS) framework; and  The assessment should be carried out by a multidisciplinary team (MDT), which may be inclusive of, but not limited to, radiation oncologists, spine surgeons and interventional radiologists, among others.
Orthopaedics | Spine - Thoracolumbar (TL) and sacral surgery | TL and sacral fusion and fixation implant | TL pedicle screw - Shank, tulip | STRYKER | XIA 3 5.5 x 55mm Biased Angle Polyaxial Screw | 482385555 | Standalone | DE0008570 | As per HSA registered indication(s) except for radiolucent implants which should be used as follows:  in patients with primary or metastatic spinal tumours who would benefit from post-operative high dose high precision beam therapy upon appropriate and stringent patient selection;  Patient selection should be done via standardised assessment such as the neurological-oncological-mechanical systemic (NOMS) framework; and  The assessment should be carried out by a multidisciplinary team (MDT), which may be inclusive of, but not limited to, radiation oncologists, spine surgeons and interventional radiologists, among others.
Orthopaedics | Spine - Thoracolumbar (TL) and sacral surgery | TL and sacral fusion and fixation implant | TL pedicle screw - Shank, tulip | STRYKER | XIA 3 5.5 x 55mm Medial Biased Angle Polyaxial Screw | 4823715555 | Standalone | DE0008570 | As per HSA registered indication(s) except for radiolucent implants which should be used as follows:  in patients with primary or metastatic spinal tumours who would benefit from post-operative high dose high precision beam therapy upon appropriate and stringent patient selection;  Patient selection should be done via standardised assessment such as the neurological-oncological-mechanical systemic (NOMS) framework; and  The assessment should be carried out by a multidisciplinary team (MDT), which may be inclusive of, but not limited to, radiation oncologists, spine surgeons and interventional radiologists, among others.
Orthopaedics | Spine - Thoracolumbar (TL) and sacral surgery | TL and sacral fusion and fixation implant | TL pedicle screw - Shank, tulip | STRYKER | XIA 3 5.5 x 55mm Uniplanar Reduction Screw | 482365555 | Standalone | DE0008570 | As per HSA registered indication(s) except for radiolucent implants which should be used as follows:  in patients with primary or metastatic spinal tumours who would benefit from post-operative high dose high precision beam therapy upon appropriate and stringent patient selection;  Patient selection should be done via standardised assessment such as the neurological-oncological-mechanical systemic (NOMS) framework; and  The assessment should be carried out by a multidisciplinary team (MDT), which may be inclusive of, but not limited to, radiation oncologists, spine surgeons and interventional radiologists, among others.
Orthopaedics | Spine - Thoracolumbar (TL) and sacral surgery | TL and sacral fusion and fixation implant | TL pedicle screw - Shank, tulip | STRYKER | XIA 3 5.5 x 55mm Uniplanar Screw | 48233555 | Standalone | DE0008570 | As per HSA registered indication(s) except for radiolucent implants which should be used as follows:  in patients with primary or metastatic spinal tumours who would benefit from post-operative high dose high precision beam therapy upon appropriate and stringent patient selection;  Patient selection should be done via standardised assessment such as the neurological-oncological-mechanical systemic (NOMS) framework; and  The assessment should be carried out by a multidisciplinary team (MDT), which may be inclusive of, but not limited to, radiation oncologists, spine surgeons and interventional radiologists, among others.
Orthopaedics | Spine - Thoracolumbar (TL) and sacral surgery | TL and sacral fusion and fixation implant | TL rod connector system excluding locking screw | STRYKER | XIA 3 53-73mm Multi Axial Cross Connector | 48236053 | Standalone | DE0008570 | As per HSA registered indication(s)
Orthopaedics | Spine - Thoracolumbar (TL) and sacral surgery | TL and sacral fusion and fixation implant | TL pedicle screw - Shank, tulip | STRYKER | XIA 3 6.0 x 25mm Uniplanar Reduction Screw | 482366025 | Standalone | DE0008570 | As per HSA registered indication(s) except for radiolucent implants which should be used as follows:  in patients with primary or metastatic spinal tumours who would benefit from post-operative high dose high precision beam therapy upon appropriate and stringent patient selection;  Patient selection should be done via standardised assessment such as the neurological-oncological-mechanical systemic (NOMS) framework; and  The assessment should be carried out by a multidisciplinary team (MDT), which may be inclusive of, but not limited to, radiation oncologists, spine surgeons and interventional radiologists, among others.
Orthopaedics | Spine - Thoracolumbar (TL) and sacral surgery | TL and sacral fusion and fixation implant | TL pedicle screw - Shank, tulip | STRYKER | XIA 3 6.0 x 25mm Uniplanar Screw | 482336025 | Standalone | DE0008570 | As per HSA registered indication(s) except for radiolucent implants which should be used as follows:  in patients with primary or metastatic spinal tumours who would benefit from post-operative high dose high precision beam therapy upon appropriate and stringent patient selection;  Patient selection should be done via standardised assessment such as the neurological-oncological-mechanical systemic (NOMS) framework; and  The assessment should be carried out by a multidisciplinary team (MDT), which may be inclusive of, but not limited to, radiation oncologists, spine surgeons and interventional radiologists, among others.
Orthopaedics | Spine - Thoracolumbar (TL) and sacral surgery | TL and sacral fusion and fixation implant | TL pedicle screw - Shank, tulip | STRYKER | XIA 3 6.0 x 30mm Uniplanar Reduction Screw | 482366030 | Standalone | DE0008570 | As per HSA registered indication(s) except for radiolucent implants which should be used as follows:  in patients with primary or metastatic spinal tumours who would benefit from post-operative high dose high precision beam therapy upon appropriate and stringent patient selection;  Patient selection should be done via standardised assessment such as the neurological-oncological-mechanical systemic (NOMS) framework; and  The assessment should be carried out by a multidisciplinary team (MDT), which may be inclusive of, but not limited to, radiation oncologists, spine surgeons and interventional radiologists, among others.
Orthopaedics | Spine - Thoracolumbar (TL) and sacral surgery | TL and sacral fusion and fixation implant | TL pedicle screw - Shank, tulip | STRYKER | XIA 3 6.0 x 30mm Uniplanar Screw | 482336030 | Standalone | DE0008570 | As per HSA registered indication(s) except for radiolucent implants which should be used as follows:  in patients with primary or metastatic spinal tumours who would benefit from post-operative high dose high precision beam therapy upon appropriate and stringent patient selection;  Patient selection should be done via standardised assessment such as the neurological-oncological-mechanical systemic (NOMS) framework; and  The assessment should be carried out by a multidisciplinary team (MDT), which may be inclusive of, but not limited to, radiation oncologists, spine surgeons and interventional radiologists, among others.
Orthopaedics | Spine - Thoracolumbar (TL) and sacral surgery | TL and sacral fusion and fixation implant | TL pedicle screw - Shank, tulip | STRYKER | XIA 3 6.0 x 35mm Uniplanar Reduction Screw | 482366035 | Standalone | DE0008570 | As per HSA registered indication(s) except for radiolucent implants which should be used as follows:  in patients with primary or metastatic spinal tumours who would benefit from post-operative high dose high precision beam therapy upon appropriate and stringent patient selection;  Patient selection should be done via standardised assessment such as the neurological-oncological-mechanical systemic (NOMS) framework; and  The assessment should be carried out by a multidisciplinary team (MDT), which may be inclusive of, but not limited to, radiation oncologists, spine surgeons and interventional radiologists, among others.
Orthopaedics | Spine - Thoracolumbar (TL) and sacral surgery | TL and sacral fusion and fixation implant | TL pedicle screw - Shank, tulip | STRYKER | XIA 3 6.0 x 35mm Uniplanar Screw | 482336035 | Standalone | DE0008570 | As per HSA registered indication(s) except for radiolucent implants which should be used as follows:  in patients with primary or metastatic spinal tumours who would benefit from post-operative high dose high precision beam therapy upon appropriate and stringent patient selection;  Patient selection should be done via standardised assessment such as the neurological-oncological-mechanical systemic (NOMS) framework; and  The assessment should be carried out by a multidisciplinary team (MDT), which may be inclusive of, but not limited to, radiation oncologists, spine surgeons and interventional radiologists, among others.
Orthopaedics | Spine - Thoracolumbar (TL) and sacral surgery | TL and sacral fusion and fixation implant | TL pedicle screw - Shank, tulip | STRYKER | XIA 3 6.0 x 40mm Uniplanar Reduction Screw | 482366040 | Standalone | DE0008570 | As per HSA registered indication(s) except for radiolucent implants which should be used as follows:  in patients with primary or metastatic spinal tumours who would benefit from post-operative high dose high precision beam therapy upon appropriate and stringent patient selection;  Patient selection should be done via standardised assessment such as the neurological-oncological-mechanical systemic (NOMS) framework; and  The assessment should be carried out by a multidisciplinary team (MDT), which may be inclusive of, but not limited to, radiation oncologists, spine surgeons and interventional radiologists, among others.
Orthopaedics | Spine - Thoracolumbar (TL) and sacral surgery | TL and sacral fusion and fixation implant | TL pedicle screw - Shank, tulip | STRYKER | XIA 3 6.0 x 40mm Uniplanar Screw | 482336040 | Standalone | DE0008570 | As per HSA registered indication(s) except for radiolucent implants which should be used as follows:  in patients with primary or metastatic spinal tumours who would benefit from post-operative high dose high precision beam therapy upon appropriate and stringent patient selection;  Patient selection should be done via standardised assessment such as the neurological-oncological-mechanical systemic (NOMS) framework; and  The assessment should be carried out by a multidisciplinary team (MDT), which may be inclusive of, but not limited to, radiation oncologists, spine surgeons and interventional radiologists, among others.
Orthopaedics | Spine - Thoracolumbar (TL) and sacral surgery | TL and sacral fusion and fixation implant | TL pedicle screw - Shank, tulip | STRYKER | XIA 3 6.0 x 45mm Uniplanar Reduction Screw | 482366045 | Standalone | DE0008570 | As per HSA registered indication(s) except for radiolucent implants which should be used as follows:  in patients with primary or metastatic spinal tumours who would benefit from post-operative high dose high precision beam therapy upon appropriate and stringent patient selection;  Patient selection should be done via standardised assessment such as the neurological-oncological-mechanical systemic (NOMS) framework; and  The assessment should be carried out by a multidisciplinary team (MDT), which may be inclusive of, but not limited to, radiation oncologists, spine surgeons and interventional radiologists, among others.
Orthopaedics | Spine - Thoracolumbar (TL) and sacral surgery | TL and sacral fusion and fixation implant | TL pedicle screw - Shank, tulip | STRYKER | XIA 3 6.0 x 45mm Uniplanar Screw | 482336045 | Standalone | DE0008570 | As per HSA registered indication(s) except for radiolucent implants which should be used as follows:  in patients with primary or metastatic spinal tumours who would benefit from post-operative high dose high precision beam therapy upon appropriate and stringent patient selection;  Patient selection should be done via standardised assessment such as the neurological-oncological-mechanical systemic (NOMS) framework; and  The assessment should be carried out by a multidisciplinary team (MDT), which may be inclusive of, but not limited to, radiation oncologists, spine surgeons and interventional radiologists, among others.
Orthopaedics | Spine - Thoracolumbar (TL) and sacral surgery | TL and sacral fusion and fixation implant | TL pedicle screw - Shank, tulip | STRYKER | XIA 3 6.0 x 50mm Uniplanar Reduction Screw | 482366050 | Standalone | DE0008570 | As per HSA registered indication(s) except for radiolucent implants which should be used as follows:  in patients with primary or metastatic spinal tumours who would benefit from post-operative high dose high precision beam therapy upon appropriate and stringent patient selection;  Patient selection should be done via standardised assessment such as the neurological-oncological-mechanical systemic (NOMS) framework; and  The assessment should be carried out by a multidisciplinary team (MDT), which may be inclusive of, but not limited to, radiation oncologists, spine surgeons and interventional radiologists, among others.
Orthopaedics | Spine - Thoracolumbar (TL) and sacral surgery | TL and sacral fusion and fixation implant | TL pedicle screw - Shank, tulip | STRYKER | XIA 3 6.0 x 50mm Uniplanar Screw | 482336050 | Standalone | DE0008570 | As per HSA registered indication(s) except for radiolucent implants which should be used as follows:  in patients with primary or metastatic spinal tumours who would benefit from post-operative high dose high precision beam therapy upon appropriate and stringent patient selection;  Patient selection should be done via standardised assessment such as the neurological-oncological-mechanical systemic (NOMS) framework; and  The assessment should be carried out by a multidisciplinary team (MDT), which may be inclusive of, but not limited to, radiation oncologists, spine surgeons and interventional radiologists, among others.
Orthopaedics | Spine - Thoracolumbar (TL) and sacral surgery | TL and sacral fusion and fixation implant | TL pedicle screw - Shank, tulip | STRYKER | XIA 3 6.0 x 55mm Uniplanar Reduction Screw | 482366055 | Standalone | DE0008570 | As per HSA registered indication(s) except for radiolucent implants which should be used as follows:  in patients with primary or metastatic spinal tumours who would benefit from post-operative high dose high precision beam therapy upon appropriate and stringent patient selection;  Patient selection should be done via standardised assessment such as the neurological-oncological-mechanical systemic (NOMS) framework; and  The assessment should be carried out by a multidisciplinary team (MDT), which may be inclusive of, but not limited to, radiation oncologists, spine surgeons and interventional radiologists, among others.
Orthopaedics | Spine - Thoracolumbar (TL) and sacral surgery | TL and sacral fusion and fixation implant | TL pedicle screw - Shank, tulip | STRYKER | XIA 3 6.0 x 55mm Uniplanar Screw | 482336055 | Standalone | DE0008570 | As per HSA registered indication(s) except for radiolucent implants which should be used as follows:  in patients with primary or metastatic spinal tumours who would benefit from post-operative high dose high precision beam therapy upon appropriate and stringent patient selection;  Patient selection should be done via standardised assessment such as the neurological-oncological-mechanical systemic (NOMS) framework; and  The assessment should be carried out by a multidisciplinary team (MDT), which may be inclusive of, but not limited to, radiation oncologists, spine surgeons and interventional radiologists, among others.
Orthopaedics | Spine - Thoracolumbar (TL) and sacral surgery | TL and sacral fusion and fixation implant | TL pedicle screw - Shank, tulip | STRYKER | XIA 3 6.0 x 60mm Uniplanar Reduction Screw | 482366060 | Standalone | DE0008570 | As per HSA registered indication(s) except for radiolucent implants which should be used as follows:  in patients with primary or metastatic spinal tumours who would benefit from post-operative high dose high precision beam therapy upon appropriate and stringent patient selection;  Patient selection should be done via standardised assessment such as the neurological-oncological-mechanical systemic (NOMS) framework; and  The assessment should be carried out by a multidisciplinary team (MDT), which may be inclusive of, but not limited to, radiation oncologists, spine surgeons and interventional radiologists, among others.
Orthopaedics | Spine - Thoracolumbar (TL) and sacral surgery | TL and sacral fusion and fixation implant | TL pedicle screw - Shank, tulip | STRYKER | XIA 3 6.0 x 60mm Uniplanar Screw | 482336060 | Standalone | DE0008570 | As per HSA registered indication(s) except for radiolucent implants which should be used as follows:  in patients with primary or metastatic spinal tumours who would benefit from post-operative high dose high precision beam therapy upon appropriate and stringent patient selection;  Patient selection should be done via standardised assessment such as the neurological-oncological-mechanical systemic (NOMS) framework; and  The assessment should be carried out by a multidisciplinary team (MDT), which may be inclusive of, but not limited to, radiation oncologists, spine surgeons and interventional radiologists, among others.
Orthopaedics | Spine - Thoracolumbar (TL) and sacral surgery | TL and sacral fusion and fixation implant | TL pedicle screw - Shank, tulip | STRYKER | XIA 3 6.5 x 100mm Closed Head Polyaxial Screw | 482376500 | Standalone | DE0008570 | As per HSA registered indication(s) except for radiolucent implants which should be used as follows:  in patients with primary or metastatic spinal tumours who would benefit from post-operative high dose high precision beam therapy upon appropriate and stringent patient selection;  Patient selection should be done via standardised assessment such as the neurological-oncological-mechanical systemic (NOMS) framework; and  The assessment should be carried out by a multidisciplinary team (MDT), which may be inclusive of, but not limited to, radiation oncologists, spine surgeons and interventional radiologists, among others.
Orthopaedics | Spine - Thoracolumbar (TL) and sacral surgery | TL and sacral fusion and fixation implant | TL pedicle screw - Shank, tulip | STRYKER | XIA 3 6.5 x 25mm Biased Angle Polyaxial Screw | 482386525 | Standalone | DE0008570 | As per HSA registered indication(s) except for radiolucent implants which should be used as follows:  in patients with primary or metastatic spinal tumours who would benefit from post-operative high dose high precision beam therapy upon appropriate and stringent patient selection;  Patient selection should be done via standardised assessment such as the neurological-oncological-mechanical systemic (NOMS) framework; and  The assessment should be carried out by a multidisciplinary team (MDT), which may be inclusive of, but not limited to, radiation oncologists, spine surgeons and interventional radiologists, among others.
Orthopaedics | Spine - Thoracolumbar (TL) and sacral surgery | TL and sacral fusion and fixation implant | TL pedicle screw - Shank, tulip | STRYKER | XIA 3 6.5 x 25mm Medial Biased Angle Polyaxial Screw | 4823716525 | Standalone | DE0008570 | As per HSA registered indication(s) except for radiolucent implants which should be used as follows:  in patients with primary or metastatic spinal tumours who would benefit from post-operative high dose high precision beam therapy upon appropriate and stringent patient selection;  Patient selection should be done via standardised assessment such as the neurological-oncological-mechanical systemic (NOMS) framework; and  The assessment should be carried out by a multidisciplinary team (MDT), which may be inclusive of, but not limited to, radiation oncologists, spine surgeons and interventional radiologists, among others.
Orthopaedics | Spine - Thoracolumbar (TL) and sacral surgery | TL and sacral fusion and fixation implant | TL pedicle screw - Shank, tulip | STRYKER | XIA 3 6.5 x 25mm Uniplanar Reduction Screw | 482366525 | Standalone | DE0008570 | As per HSA registered indication(s) except for radiolucent implants which should be used as follows:  in patients with primary or metastatic spinal tumours who would benefit from post-operative high dose high precision beam therapy upon appropriate and stringent patient selection;  Patient selection should be done via standardised assessment such as the neurological-oncological-mechanical systemic (NOMS) framework; and  The assessment should be carried out by a multidisciplinary team (MDT), which may be inclusive of, but not limited to, radiation oncologists, spine surgeons and interventional radiologists, among others.
Orthopaedics | Spine - Thoracolumbar (TL) and sacral surgery | TL and sacral fusion and fixation implant | TL pedicle screw - Shank, tulip | STRYKER | XIA 3 6.5 x 25mm Uniplanar Screw | 48233625 | Standalone | DE0008570 | As per HSA registered indication(s) except for radiolucent implants which should be used as follows:  in patients with primary or metastatic spinal tumours who would benefit from post-operative high dose high precision beam therapy upon appropriate and stringent patient selection;  Patient selection should be done via standardised assessment such as the neurological-oncological-mechanical systemic (NOMS) framework; and  The assessment should be carried out by a multidisciplinary team (MDT), which may be inclusive of, but not limited to, radiation oncologists, spine surgeons and interventional radiologists, among others.
Orthopaedics | Spine - Thoracolumbar (TL) and sacral surgery | TL and sacral fusion and fixation implant | TL pedicle screw - Shank, tulip | STRYKER | XIA 3 6.5 x 30mm Biased Angle Polyaxial Screw | 482386530 | Standalone | DE0008570 | As per HSA registered indication(s) except for radiolucent implants which should be used as follows:  in patients with primary or metastatic spinal tumours who would benefit from post-operative high dose high precision beam therapy upon appropriate and stringent patient selection;  Patient selection should be done via standardised assessment such as the neurological-oncological-mechanical systemic (NOMS) framework; and  The assessment should be carried out by a multidisciplinary team (MDT), which may be inclusive of, but not limited to, radiation oncologists, spine surgeons and interventional radiologists, among others.
Orthopaedics | Spine - Thoracolumbar (TL) and sacral surgery | TL and sacral fusion and fixation implant | TL pedicle screw - Shank, tulip | STRYKER | XIA 3 6.5 x 30mm Closed Head Polyaxial Screw | 482376530 | Standalone | DE0008570 | As per HSA registered indication(s) except for radiolucent implants which should be used as follows:  in patients with primary or metastatic spinal tumours who would benefit from post-operative high dose high precision beam therapy upon appropriate and stringent patient selection;  Patient selection should be done via standardised assessment such as the neurological-oncological-mechanical systemic (NOMS) framework; and  The assessment should be carried out by a multidisciplinary team (MDT), which may be inclusive of, but not limited to, radiation oncologists, spine surgeons and interventional radiologists, among others.
Orthopaedics | Spine - Thoracolumbar (TL) and sacral surgery | TL and sacral fusion and fixation implant | TL pedicle screw - Shank, tulip | STRYKER | XIA 3 6.5 x 30mm Medial Biased Angle Polyaxial Screw | 4823716530 | Standalone | DE0008570 | As per HSA registered indication(s) except for radiolucent implants which should be used as follows:  in patients with primary or metastatic spinal tumours who would benefit from post-operative high dose high precision beam therapy upon appropriate and stringent patient selection;  Patient selection should be done via standardised assessment such as the neurological-oncological-mechanical systemic (NOMS) framework; and  The assessment should be carried out by a multidisciplinary team (MDT), which may be inclusive of, but not limited to, radiation oncologists, spine surgeons and interventional radiologists, among others.
Orthopaedics | Spine - Thoracolumbar (TL) and sacral surgery | TL and sacral fusion and fixation implant | TL pedicle screw - Shank, tulip | STRYKER | XIA 3 6.5 x 30mm Uniplanar Reduction Screw | 482366530 | Standalone | DE0008570 | As per HSA registered indication(s) except for radiolucent implants which should be used as follows:  in patients with primary or metastatic spinal tumours who would benefit from post-operative high dose high precision beam therapy upon appropriate and stringent patient selection;  Patient selection should be done via standardised assessment such as the neurological-oncological-mechanical systemic (NOMS) framework; and  The assessment should be carried out by a multidisciplinary team (MDT), which may be inclusive of, but not limited to, radiation oncologists, spine surgeons and interventional radiologists, among others.
Orthopaedics | Spine - Thoracolumbar (TL) and sacral surgery | TL and sacral fusion and fixation implant | TL pedicle screw - Shank, tulip | STRYKER | XIA 3 6.5 x 30mm Uniplanar Screw | 48233630 | Standalone | DE0008570 | As per HSA registered indication(s) except for radiolucent implants which should be used as follows:  in patients with primary or metastatic spinal tumours who would benefit from post-operative high dose high precision beam therapy upon appropriate and stringent patient selection;  Patient selection should be done via standardised assessment such as the neurological-oncological-mechanical systemic (NOMS) framework; and  The assessment should be carried out by a multidisciplinary team (MDT), which may be inclusive of, but not limited to, radiation oncologists, spine surgeons and interventional radiologists, among others.
Orthopaedics | Spine - Thoracolumbar (TL) and sacral surgery | TL and sacral fusion and fixation implant | TL pedicle screw - Shank, tulip | STRYKER | XIA 3 6.5 x 35mm Biased Angle Polyaxial Screw | 482386535 | Standalone | DE0008570 | As per HSA registered indication(s) except for radiolucent implants which should be used as follows:  in patients with primary or metastatic spinal tumours who would benefit from post-operative high dose high precision beam therapy upon appropriate and stringent patient selection;  Patient selection should be done via standardised assessment such as the neurological-oncological-mechanical systemic (NOMS) framework; and  The assessment should be carried out by a multidisciplinary team (MDT), which may be inclusive of, but not limited to, radiation oncologists, spine surgeons and interventional radiologists, among others.
Orthopaedics | Spine - Thoracolumbar (TL) and sacral surgery | TL and sacral fusion and fixation implant | TL pedicle screw - Shank, tulip | STRYKER | XIA 3 6.5 x 35mm Closed Head Polyaxial Screw | 482376535 | Standalone | DE0008570 | As per HSA registered indication(s) except for radiolucent implants which should be used as follows:  in patients with primary or metastatic spinal tumours who would benefit from post-operative high dose high precision beam therapy upon appropriate and stringent patient selection;  Patient selection should be done via standardised assessment such as the neurological-oncological-mechanical systemic (NOMS) framework; and  The assessment should be carried out by a multidisciplinary team (MDT), which may be inclusive of, but not limited to, radiation oncologists, spine surgeons and interventional radiologists, among others.
Orthopaedics | Spine - Thoracolumbar (TL) and sacral surgery | TL and sacral fusion and fixation implant | TL pedicle screw - Shank, tulip | STRYKER | XIA 3 6.5 x 35mm Medial Biased Angle Polyaxial Screw | 4823716535 | Standalone | DE0008570 | As per HSA registered indication(s) except for radiolucent implants which should be used as follows:  in patients with primary or metastatic spinal tumours who would benefit from post-operative high dose high precision beam therapy upon appropriate and stringent patient selection;  Patient selection should be done via standardised assessment such as the neurological-oncological-mechanical systemic (NOMS) framework; and  The assessment should be carried out by a multidisciplinary team (MDT), which may be inclusive of, but not limited to, radiation oncologists, spine surgeons and interventional radiologists, among others.
Orthopaedics | Spine - Thoracolumbar (TL) and sacral surgery | TL and sacral fusion and fixation implant | TL pedicle screw - Shank, tulip | STRYKER | XIA 3 6.5 x 35mm Uniplanar Reduction Screw | 482366535 | Standalone | DE0008570 | As per HSA registered indication(s) except for radiolucent implants which should be used as follows:  in patients with primary or metastatic spinal tumours who would benefit from post-operative high dose high precision beam therapy upon appropriate and stringent patient selection;  Patient selection should be done via standardised assessment such as the neurological-oncological-mechanical systemic (NOMS) framework; and  The assessment should be carried out by a multidisciplinary team (MDT), which may be inclusive of, but not limited to, radiation oncologists, spine surgeons and interventional radiologists, among others.
Orthopaedics | Spine - Thoracolumbar (TL) and sacral surgery | TL and sacral fusion and fixation implant | TL pedicle screw - Shank, tulip | STRYKER | XIA 3 6.5 x 35mm Uniplanar Screw | 48233635 | Standalone | DE0008570 | As per HSA registered indication(s) except for radiolucent implants which should be used as follows:  in patients with primary or metastatic spinal tumours who would benefit from post-operative high dose high precision beam therapy upon appropriate and stringent patient selection;  Patient selection should be done via standardised assessment such as the neurological-oncological-mechanical systemic (NOMS) framework; and  The assessment should be carried out by a multidisciplinary team (MDT), which may be inclusive of, but not limited to, radiation oncologists, spine surgeons and interventional radiologists, among others.
Orthopaedics | Spine - Thoracolumbar (TL) and sacral surgery | TL and sacral fusion and fixation implant | TL pedicle screw - Shank, tulip | STRYKER | XIA 3 6.5 x 40mm Biased Angle Polyaxial Screw | 482386540 | Standalone | DE0008570 | As per HSA registered indication(s) except for radiolucent implants which should be used as follows:  in patients with primary or metastatic spinal tumours who would benefit from post-operative high dose high precision beam therapy upon appropriate and stringent patient selection;  Patient selection should be done via standardised assessment such as the neurological-oncological-mechanical systemic (NOMS) framework; and  The assessment should be carried out by a multidisciplinary team (MDT), which may be inclusive of, but not limited to, radiation oncologists, spine surgeons and interventional radiologists, among others.
Orthopaedics | Spine - Thoracolumbar (TL) and sacral surgery | TL and sacral fusion and fixation implant | TL pedicle screw - Shank, tulip | STRYKER | XIA 3 6.5 x 40mm Closed Head Polyaxial Screw | 482376540 | Standalone | DE0008570 | As per HSA registered indication(s) except for radiolucent implants which should be used as follows:  in patients with primary or metastatic spinal tumours who would benefit from post-operative high dose high precision beam therapy upon appropriate and stringent patient selection;  Patient selection should be done via standardised assessment such as the neurological-oncological-mechanical systemic (NOMS) framework; and  The assessment should be carried out by a multidisciplinary team (MDT), which may be inclusive of, but not limited to, radiation oncologists, spine surgeons and interventional radiologists, among others.
Orthopaedics | Spine - Thoracolumbar (TL) and sacral surgery | TL and sacral fusion and fixation implant | TL pedicle screw - Shank, tulip | STRYKER | XIA 3 6.5 x 40mm Medial Biased Angle Polyaxial Screw | 4823716540 | Standalone | DE0008570 | As per HSA registered indication(s) except for radiolucent implants which should be used as follows:  in patients with primary or metastatic spinal tumours who would benefit from post-operative high dose high precision beam therapy upon appropriate and stringent patient selection;  Patient selection should be done via standardised assessment such as the neurological-oncological-mechanical systemic (NOMS) framework; and  The assessment should be carried out by a multidisciplinary team (MDT), which may be inclusive of, but not limited to, radiation oncologists, spine surgeons and interventional radiologists, among others.
Orthopaedics | Spine - Thoracolumbar (TL) and sacral surgery | TL and sacral fusion and fixation implant | TL pedicle screw - Shank, tulip | STRYKER | XIA 3 6.5 x 40mm Uniplanar Reduction Screw | 482366540 | Standalone | DE0008570 | As per HSA registered indication(s) except for radiolucent implants which should be used as follows:  in patients with primary or metastatic spinal tumours who would benefit from post-operative high dose high precision beam therapy upon appropriate and stringent patient selection;  Patient selection should be done via standardised assessment such as the neurological-oncological-mechanical systemic (NOMS) framework; and  The assessment should be carried out by a multidisciplinary team (MDT), which may be inclusive of, but not limited to, radiation oncologists, spine surgeons and interventional radiologists, among others.
Orthopaedics | Spine - Thoracolumbar (TL) and sacral surgery | TL and sacral fusion and fixation implant | TL pedicle screw - Shank, tulip | STRYKER | XIA 3 6.5 x 40mm Uniplanar Screw | 48233640 | Standalone | DE0008570 | As per HSA registered indication(s) except for radiolucent implants which should be used as follows:  in patients with primary or metastatic spinal tumours who would benefit from post-operative high dose high precision beam therapy upon appropriate and stringent patient selection;  Patient selection should be done via standardised assessment such as the neurological-oncological-mechanical systemic (NOMS) framework; and  The assessment should be carried out by a multidisciplinary team (MDT), which may be inclusive of, but not limited to, radiation oncologists, spine surgeons and interventional radiologists, among others.
Orthopaedics | Spine - Thoracolumbar (TL) and sacral surgery | TL and sacral fusion and fixation implant | TL pedicle screw - Shank, tulip | STRYKER | XIA 3 6.5 x 45mm Biased Angle Polyaxial Screw | 482386545 | Standalone | DE0008570 | As per HSA registered indication(s) except for radiolucent implants which should be used as follows:  in patients with primary or metastatic spinal tumours who would benefit from post-operative high dose high precision beam therapy upon appropriate and stringent patient selection;  Patient selection should be done via standardised assessment such as the neurological-oncological-mechanical systemic (NOMS) framework; and  The assessment should be carried out by a multidisciplinary team (MDT), which may be inclusive of, but not limited to, radiation oncologists, spine surgeons and interventional radiologists, among others.
Orthopaedics | Spine - Thoracolumbar (TL) and sacral surgery | TL and sacral fusion and fixation implant | TL pedicle screw - Shank, tulip | STRYKER | XIA 3 6.5 x 45mm Closed Head Polyaxial Screw | 482376545 | Standalone | DE0008570 | As per HSA registered indication(s) except for radiolucent implants which should be used as follows:  in patients with primary or metastatic spinal tumours who would benefit from post-operative high dose high precision beam therapy upon appropriate and stringent patient selection;  Patient selection should be done via standardised assessment such as the neurological-oncological-mechanical systemic (NOMS) framework; and  The assessment should be carried out by a multidisciplinary team (MDT), which may be inclusive of, but not limited to, radiation oncologists, spine surgeons and interventional radiologists, among others.
Orthopaedics | Spine - Thoracolumbar (TL) and sacral surgery | TL and sacral fusion and fixation implant | TL pedicle screw - Shank, tulip | STRYKER | XIA 3 6.5 x 45mm Medial Biased Angle Polyaxial Screw | 4823716545 | Standalone | DE0008570 | As per HSA registered indication(s) except for radiolucent implants which should be used as follows:  in patients with primary or metastatic spinal tumours who would benefit from post-operative high dose high precision beam therapy upon appropriate and stringent patient selection;  Patient selection should be done via standardised assessment such as the neurological-oncological-mechanical systemic (NOMS) framework; and  The assessment should be carried out by a multidisciplinary team (MDT), which may be inclusive of, but not limited to, radiation oncologists, spine surgeons and interventional radiologists, among others.
Orthopaedics | Spine - Thoracolumbar (TL) and sacral surgery | TL and sacral fusion and fixation implant | TL pedicle screw - Shank, tulip | STRYKER | XIA 3 6.5 x 45mm Uniplanar Reduction Screw | 482366545 | Standalone | DE0008570 | As per HSA registered indication(s) except for radiolucent implants which should be used as follows:  in patients with primary or metastatic spinal tumours who would benefit from post-operative high dose high precision beam therapy upon appropriate and stringent patient selection;  Patient selection should be done via standardised assessment such as the neurological-oncological-mechanical systemic (NOMS) framework; and  The assessment should be carried out by a multidisciplinary team (MDT), which may be inclusive of, but not limited to, radiation oncologists, spine surgeons and interventional radiologists, among others.
Orthopaedics | Spine - Thoracolumbar (TL) and sacral surgery | TL and sacral fusion and fixation implant | TL pedicle screw - Shank, tulip | STRYKER | XIA 3 6.5 x 45mm Uniplanar Screw | 48233645 | Standalone | DE0008570 | As per HSA registered indication(s) except for radiolucent implants which should be used as follows:  in patients with primary or metastatic spinal tumours who would benefit from post-operative high dose high precision beam therapy upon appropriate and stringent patient selection;  Patient selection should be done via standardised assessment such as the neurological-oncological-mechanical systemic (NOMS) framework; and  The assessment should be carried out by a multidisciplinary team (MDT), which may be inclusive of, but not limited to, radiation oncologists, spine surgeons and interventional radiologists, among others.
Orthopaedics | Spine - Thoracolumbar (TL) and sacral surgery | TL and sacral fusion and fixation implant | TL pedicle screw - Shank, tulip | STRYKER | XIA 3 6.5 x 50mm Biased Angle Polyaxial Screw | 482386550 | Standalone | DE0008570 | As per HSA registered indication(s) except for radiolucent implants which should be used as follows:  in patients with primary or metastatic spinal tumours who would benefit from post-operative high dose high precision beam therapy upon appropriate and stringent patient selection;  Patient selection should be done via standardised assessment such as the neurological-oncological-mechanical systemic (NOMS) framework; and  The assessment should be carried out by a multidisciplinary team (MDT), which may be inclusive of, but not limited to, radiation oncologists, spine surgeons and interventional radiologists, among others.
Orthopaedics | Spine - Thoracolumbar (TL) and sacral surgery | TL and sacral fusion and fixation implant | TL pedicle screw - Shank, tulip | STRYKER | XIA 3 6.5 x 50mm Closed Head Polyaxial Screw | 482376550 | Standalone | DE0008570 | As per HSA registered indication(s) except for radiolucent implants which should be used as follows:  in patients with primary or metastatic spinal tumours who would benefit from post-operative high dose high precision beam therapy upon appropriate and stringent patient selection;  Patient selection should be done via standardised assessment such as the neurological-oncological-mechanical systemic (NOMS) framework; and  The assessment should be carried out by a multidisciplinary team (MDT), which may be inclusive of, but not limited to, radiation oncologists, spine surgeons and interventional radiologists, among others.
Orthopaedics | Spine - Thoracolumbar (TL) and sacral surgery | TL and sacral fusion and fixation implant | TL pedicle screw - Shank, tulip | STRYKER | XIA 3 6.5 x 50mm Medial Biased Angle Polyaxial Screw | 4823716550 | Standalone | DE0008570 | As per HSA registered indication(s) except for radiolucent implants which should be used as follows:  in patients with primary or metastatic spinal tumours who would benefit from post-operative high dose high precision beam therapy upon appropriate and stringent patient selection;  Patient selection should be done via standardised assessment such as the neurological-oncological-mechanical systemic (NOMS) framework; and  The assessment should be carried out by a multidisciplinary team (MDT), which may be inclusive of, but not limited to, radiation oncologists, spine surgeons and interventional radiologists, among others.
Orthopaedics | Spine - Thoracolumbar (TL) and sacral surgery | TL and sacral fusion and fixation implant | TL pedicle screw - Shank, tulip | STRYKER | XIA 3 6.5 x 50mm Uniplanar Reduction Screw | 482366550 | Standalone | DE0008570 | As per HSA registered indication(s) except for radiolucent implants which should be used as follows:  in patients with primary or metastatic spinal tumours who would benefit from post-operative high dose high precision beam therapy upon appropriate and stringent patient selection;  Patient selection should be done via standardised assessment such as the neurological-oncological-mechanical systemic (NOMS) framework; and  The assessment should be carried out by a multidisciplinary team (MDT), which may be inclusive of, but not limited to, radiation oncologists, spine surgeons and interventional radiologists, among others.
Orthopaedics | Spine - Thoracolumbar (TL) and sacral surgery | TL and sacral fusion and fixation implant | TL pedicle screw - Shank, tulip | STRYKER | XIA 3 6.5 x 50mm Uniplanar Screw | 48233650 | Standalone | DE0008570 | As per HSA registered indication(s) except for radiolucent implants which should be used as follows:  in patients with primary or metastatic spinal tumours who would benefit from post-operative high dose high precision beam therapy upon appropriate and stringent patient selection;  Patient selection should be done via standardised assessment such as the neurological-oncological-mechanical systemic (NOMS) framework; and  The assessment should be carried out by a multidisciplinary team (MDT), which may be inclusive of, but not limited to, radiation oncologists, spine surgeons and interventional radiologists, among others.
Orthopaedics | Spine - Thoracolumbar (TL) and sacral surgery | TL and sacral fusion and fixation implant | TL pedicle screw - Shank, tulip | STRYKER | XIA 3 6.5 x 55mm Biased Angle Polyaxial Screw | 482386555 | Standalone | DE0008570 | As per HSA registered indication(s) except for radiolucent implants which should be used as follows:  in patients with primary or metastatic spinal tumours who would benefit from post-operative high dose high precision beam therapy upon appropriate and stringent patient selection;  Patient selection should be done via standardised assessment such as the neurological-oncological-mechanical systemic (NOMS) framework; and  The assessment should be carried out by a multidisciplinary team (MDT), which may be inclusive of, but not limited to, radiation oncologists, spine surgeons and interventional radiologists, among others.
Orthopaedics | Spine - Thoracolumbar (TL) and sacral surgery | TL and sacral fusion and fixation implant | TL pedicle screw - Shank, tulip | STRYKER | XIA 3 6.5 x 55mm Closed Head Polyaxial Screw | 482376555 | Standalone | DE0008570 | As per HSA registered indication(s) except for radiolucent implants which should be used as follows:  in patients with primary or metastatic spinal tumours who would benefit from post-operative high dose high precision beam therapy upon appropriate and stringent patient selection;  Patient selection should be done via standardised assessment such as the neurological-oncological-mechanical systemic (NOMS) framework; and  The assessment should be carried out by a multidisciplinary team (MDT), which may be inclusive of, but not limited to, radiation oncologists, spine surgeons and interventional radiologists, among others.
Orthopaedics | Spine - Thoracolumbar (TL) and sacral surgery | TL and sacral fusion and fixation implant | TL pedicle screw - Shank, tulip | STRYKER | XIA 3 6.5 x 55mm Medial Biased Angle Polyaxial Screw | 4823716555 | Standalone | DE0008570 | As per HSA registered indication(s) except for radiolucent implants which should be used as follows:  in patients with primary or metastatic spinal tumours who would benefit from post-operative high dose high precision beam therapy upon appropriate and stringent patient selection;  Patient selection should be done via standardised assessment such as the neurological-oncological-mechanical systemic (NOMS) framework; and  The assessment should be carried out by a multidisciplinary team (MDT), which may be inclusive of, but not limited to, radiation oncologists, spine surgeons and interventional radiologists, among others.
Orthopaedics | Spine - Thoracolumbar (TL) and sacral surgery | TL and sacral fusion and fixation implant | TL pedicle screw - Shank, tulip | STRYKER | XIA 3 6.5 x 55mm Uniplanar Reduction Screw | 482366555 | Standalone | DE0008570 | As per HSA registered indication(s) except for radiolucent implants which should be used as follows:  in patients with primary or metastatic spinal tumours who would benefit from post-operative high dose high precision beam therapy upon appropriate and stringent patient selection;  Patient selection should be done via standardised assessment such as the neurological-oncological-mechanical systemic (NOMS) framework; and  The assessment should be carried out by a multidisciplinary team (MDT), which may be inclusive of, but not limited to, radiation oncologists, spine surgeons and interventional radiologists, among others.
Orthopaedics | Spine - Thoracolumbar (TL) and sacral surgery | TL and sacral fusion and fixation implant | TL pedicle screw - Shank, tulip | STRYKER | XIA 3 6.5 x 55mm Uniplanar Screw | 48233655 | Standalone | DE0008570 | As per HSA registered indication(s) except for radiolucent implants which should be used as follows:  in patients with primary or metastatic spinal tumours who would benefit from post-operative high dose high precision beam therapy upon appropriate and stringent patient selection;  Patient selection should be done via standardised assessment such as the neurological-oncological-mechanical systemic (NOMS) framework; and  The assessment should be carried out by a multidisciplinary team (MDT), which may be inclusive of, but not limited to, radiation oncologists, spine surgeons and interventional radiologists, among others.
Orthopaedics | Spine - Thoracolumbar (TL) and sacral surgery | TL and sacral fusion and fixation implant | TL pedicle screw - Shank, tulip | STRYKER | XIA 3 6.5 x 60mm Biased Angle Polyaxial Screw | 482386560 | Standalone | DE0008570 | As per HSA registered indication(s) except for radiolucent implants which should be used as follows:  in patients with primary or metastatic spinal tumours who would benefit from post-operative high dose high precision beam therapy upon appropriate and stringent patient selection;  Patient selection should be done via standardised assessment such as the neurological-oncological-mechanical systemic (NOMS) framework; and  The assessment should be carried out by a multidisciplinary team (MDT), which may be inclusive of, but not limited to, radiation oncologists, spine surgeons and interventional radiologists, among others.
Orthopaedics | Spine - Thoracolumbar (TL) and sacral surgery | TL and sacral fusion and fixation implant | TL pedicle screw - Shank, tulip | STRYKER | XIA 3 6.5 x 60mm Closed-Head Polyaxial Screw | 482376560 | Standalone | DE0008570 | As per HSA registered indication(s) except for radiolucent implants which should be used as follows:  in patients with primary or metastatic spinal tumours who would benefit from post-operative high dose high precision beam therapy upon appropriate and stringent patient selection;  Patient selection should be done via standardised assessment such as the neurological-oncological-mechanical systemic (NOMS) framework; and  The assessment should be carried out by a multidisciplinary team (MDT), which may be inclusive of, but not limited to, radiation oncologists, spine surgeons and interventional radiologists, among others.
Orthopaedics | Spine - Thoracolumbar (TL) and sacral surgery | TL and sacral fusion and fixation implant | TL pedicle screw - Shank, tulip | STRYKER | XIA 3 6.5 x 60mm Medial Biased Angle Polyaxial Screw | 4823716560 | Standalone | DE0008570 | As per HSA registered indication(s) except for radiolucent implants which should be used as follows:  in patients with primary or metastatic spinal tumours who would benefit from post-operative high dose high precision beam therapy upon appropriate and stringent patient selection;  Patient selection should be done via standardised assessment such as the neurological-oncological-mechanical systemic (NOMS) framework; and  The assessment should be carried out by a multidisciplinary team (MDT), which may be inclusive of, but not limited to, radiation oncologists, spine surgeons and interventional radiologists, among others.
Orthopaedics | Spine - Thoracolumbar (TL) and sacral surgery | TL and sacral fusion and fixation implant | TL pedicle screw - Shank, tulip | STRYKER | XIA 3 6.5 x 60mm Uniplanar Reduction Screw | 482366560 | Standalone | DE0008570 | As per HSA registered indication(s) except for radiolucent implants which should be used as follows:  in patients with primary or metastatic spinal tumours who would benefit from post-operative high dose high precision beam therapy upon appropriate and stringent patient selection;  Patient selection should be done via standardised assessment such as the neurological-oncological-mechanical systemic (NOMS) framework; and  The assessment should be carried out by a multidisciplinary team (MDT), which may be inclusive of, but not limited to, radiation oncologists, spine surgeons and interventional radiologists, among others.
Orthopaedics | Spine - Thoracolumbar (TL) and sacral surgery | TL and sacral fusion and fixation implant | TL pedicle screw - Shank, tulip | STRYKER | XIA 3 6.5 x 60mm Uniplanar Screw | 48233660 | Standalone | DE0008570 | As per HSA registered indication(s) except for radiolucent implants which should be used as follows:  in patients with primary or metastatic spinal tumours who would benefit from post-operative high dose high precision beam therapy upon appropriate and stringent patient selection;  Patient selection should be done via standardised assessment such as the neurological-oncological-mechanical systemic (NOMS) framework; and  The assessment should be carried out by a multidisciplinary team (MDT), which may be inclusive of, but not limited to, radiation oncologists, spine surgeons and interventional radiologists, among others.
Orthopaedics | Spine - Thoracolumbar (TL) and sacral surgery | TL and sacral fusion and fixation implant | TL pedicle screw - Shank, tulip | STRYKER | XIA 3 6.5 x 65mm Biased Angle Polyaxial Screw | 482386565 | Standalone | DE0008570 | As per HSA registered indication(s) except for radiolucent implants which should be used as follows:  in patients with primary or metastatic spinal tumours who would benefit from post-operative high dose high precision beam therapy upon appropriate and stringent patient selection;  Patient selection should be done via standardised assessment such as the neurological-oncological-mechanical systemic (NOMS) framework; and  The assessment should be carried out by a multidisciplinary team (MDT), which may be inclusive of, but not limited to, radiation oncologists, spine surgeons and interventional radiologists, among others.
Orthopaedics | Spine - Thoracolumbar (TL) and sacral surgery | TL and sacral fusion and fixation implant | TL pedicle screw - Shank, tulip | STRYKER | XIA 3 6.5 x 65mm Closed Head Polyaxial Screw | 482376565 | Standalone | DE0008570 | As per HSA registered indication(s) except for radiolucent implants which should be used as follows:  in patients with primary or metastatic spinal tumours who would benefit from post-operative high dose high precision beam therapy upon appropriate and stringent patient selection;  Patient selection should be done via standardised assessment such as the neurological-oncological-mechanical systemic (NOMS) framework; and  The assessment should be carried out by a multidisciplinary team (MDT), which may be inclusive of, but not limited to, radiation oncologists, spine surgeons and interventional radiologists, among others.
Orthopaedics | Spine - Thoracolumbar (TL) and sacral surgery | TL and sacral fusion and fixation implant | TL pedicle screw - Shank, tulip | STRYKER | XIA 3 6.5 x 65mm Medial Biased Angle Polyaxial Screw | 4823716565 | Standalone | DE0008570 | As per HSA registered indication(s) except for radiolucent implants which should be used as follows:  in patients with primary or metastatic spinal tumours who would benefit from post-operative high dose high precision beam therapy upon appropriate and stringent patient selection;  Patient selection should be done via standardised assessment such as the neurological-oncological-mechanical systemic (NOMS) framework; and  The assessment should be carried out by a multidisciplinary team (MDT), which may be inclusive of, but not limited to, radiation oncologists, spine surgeons and interventional radiologists, among others.
Orthopaedics | Spine - Thoracolumbar (TL) and sacral surgery | TL and sacral fusion and fixation implant | TL pedicle screw - Shank, tulip | STRYKER | XIA 3 6.5 x 70mm Biased Angle Polyaxial Screw | 482386570 | Standalone | DE0008570 | As per HSA registered indication(s) except for radiolucent implants which should be used as follows:  in patients with primary or metastatic spinal tumours who would benefit from post-operative high dose high precision beam therapy upon appropriate and stringent patient selection;  Patient selection should be done via standardised assessment such as the neurological-oncological-mechanical systemic (NOMS) framework; and  The assessment should be carried out by a multidisciplinary team (MDT), which may be inclusive of, but not limited to, radiation oncologists, spine surgeons and interventional radiologists, among others.
Orthopaedics | Spine - Thoracolumbar (TL) and sacral surgery | TL and sacral fusion and fixation implant | TL pedicle screw - Shank, tulip | STRYKER | XIA 3 6.5 x 70mm Closed Head Polyaxial Screw | 482376570 | Standalone | DE0008570 | As per HSA registered indication(s) except for radiolucent implants which should be used as follows:  in patients with primary or metastatic spinal tumours who would benefit from post-operative high dose high precision beam therapy upon appropriate and stringent patient selection;  Patient selection should be done via standardised assessment such as the neurological-oncological-mechanical systemic (NOMS) framework; and  The assessment should be carried out by a multidisciplinary team (MDT), which may be inclusive of, but not limited to, radiation oncologists, spine surgeons and interventional radiologists, among others.
Orthopaedics | Spine - Thoracolumbar (TL) and sacral surgery | TL and sacral fusion and fixation implant | TL pedicle screw - Shank, tulip | STRYKER | XIA 3 6.5 x 70mm Medial Biased Angle Polyaxial Screw | 4823716570 | Standalone | DE0008570 | As per HSA registered indication(s) except for radiolucent implants which should be used as follows:  in patients with primary or metastatic spinal tumours who would benefit from post-operative high dose high precision beam therapy upon appropriate and stringent patient selection;  Patient selection should be done via standardised assessment such as the neurological-oncological-mechanical systemic (NOMS) framework; and  The assessment should be carried out by a multidisciplinary team (MDT), which may be inclusive of, but not limited to, radiation oncologists, spine surgeons and interventional radiologists, among others.
Orthopaedics | Spine - Thoracolumbar (TL) and sacral surgery | TL and sacral fusion and fixation implant | TL pedicle screw - Shank, tulip | STRYKER | XIA 3 6.5 x 80mm Biased Angle Polyaxial Screw | 482386580 | Standalone | DE0008570 | As per HSA registered indication(s) except for radiolucent implants which should be used as follows:  in patients with primary or metastatic spinal tumours who would benefit from post-operative high dose high precision beam therapy upon appropriate and stringent patient selection;  Patient selection should be done via standardised assessment such as the neurological-oncological-mechanical systemic (NOMS) framework; and  The assessment should be carried out by a multidisciplinary team (MDT), which may be inclusive of, but not limited to, radiation oncologists, spine surgeons and interventional radiologists, among others.
Orthopaedics | Spine - Thoracolumbar (TL) and sacral surgery | TL and sacral fusion and fixation implant | TL pedicle screw - Shank, tulip | STRYKER | XIA 3 6.5 x 80mm Closed Head Polyaxial Screw | 482376580 | Standalone | DE0008570 | As per HSA registered indication(s) except for radiolucent implants which should be used as follows:  in patients with primary or metastatic spinal tumours who would benefit from post-operative high dose high precision beam therapy upon appropriate and stringent patient selection;  Patient selection should be done via standardised assessment such as the neurological-oncological-mechanical systemic (NOMS) framework; and  The assessment should be carried out by a multidisciplinary team (MDT), which may be inclusive of, but not limited to, radiation oncologists, spine surgeons and interventional radiologists, among others.
Orthopaedics | Spine - Thoracolumbar (TL) and sacral surgery | TL and sacral fusion and fixation implant | TL pedicle screw - Shank, tulip | STRYKER | XIA 3 6.5 x 80mm Medial Biased Angle Polyaxial Screw | 4823716580 | Standalone | DE0008570 | As per HSA registered indication(s) except for radiolucent implants which should be used as follows:  in patients with primary or metastatic spinal tumours who would benefit from post-operative high dose high precision beam therapy upon appropriate and stringent patient selection;  Patient selection should be done via standardised assessment such as the neurological-oncological-mechanical systemic (NOMS) framework; and  The assessment should be carried out by a multidisciplinary team (MDT), which may be inclusive of, but not limited to, radiation oncologists, spine surgeons and interventional radiologists, among others.
Orthopaedics | Spine - Thoracolumbar (TL) and sacral surgery | TL and sacral fusion and fixation implant | TL pedicle screw - Shank, tulip | STRYKER | XIA 3 6.5 x 90mm Biased Angle Polyaxial Screw | 482386590 | Standalone | DE0008570 | As per HSA registered indication(s) except for radiolucent implants which should be used as follows:  in patients with primary or metastatic spinal tumours who would benefit from post-operative high dose high precision beam therapy upon appropriate and stringent patient selection;  Patient selection should be done via standardised assessment such as the neurological-oncological-mechanical systemic (NOMS) framework; and  The assessment should be carried out by a multidisciplinary team (MDT), which may be inclusive of, but not limited to, radiation oncologists, spine surgeons and interventional radiologists, among others.
Orthopaedics | Spine - Thoracolumbar (TL) and sacral surgery | TL and sacral fusion and fixation implant | TL pedicle screw - Shank, tulip | STRYKER | XIA 3 6.5 x 90mm Closed Head Polyaxial Screw | 482376590 | Standalone | DE0008570 | As per HSA registered indication(s) except for radiolucent implants which should be used as follows:  in patients with primary or metastatic spinal tumours who would benefit from post-operative high dose high precision beam therapy upon appropriate and stringent patient selection;  Patient selection should be done via standardised assessment such as the neurological-oncological-mechanical systemic (NOMS) framework; and  The assessment should be carried out by a multidisciplinary team (MDT), which may be inclusive of, but not limited to, radiation oncologists, spine surgeons and interventional radiologists, among others.
Orthopaedics | Spine - Thoracolumbar (TL) and sacral surgery | TL and sacral fusion and fixation implant | TL pedicle screw - Shank, tulip | STRYKER | XIA 3 6.5 x 90mm Medial Biased Angle Polyaxial Screw | 4823716590 | Standalone | DE0008570 | As per HSA registered indication(s) except for radiolucent implants which should be used as follows:  in patients with primary or metastatic spinal tumours who would benefit from post-operative high dose high precision beam therapy upon appropriate and stringent patient selection;  Patient selection should be done via standardised assessment such as the neurological-oncological-mechanical systemic (NOMS) framework; and  The assessment should be carried out by a multidisciplinary team (MDT), which may be inclusive of, but not limited to, radiation oncologists, spine surgeons and interventional radiologists, among others.
Orthopaedics | Spine - Thoracolumbar (TL) and sacral surgery | TL and sacral fusion and fixation implant | TL pedicle screw - Shank, tulip | STRYKER | XIA 3 7.0 x 30mm Uniplanar Reduction Screw | 482367030 | Standalone | DE0008570 | As per HSA registered indication(s) except for radiolucent implants which should be used as follows:  in patients with primary or metastatic spinal tumours who would benefit from post-operative high dose high precision beam therapy upon appropriate and stringent patient selection;  Patient selection should be done via standardised assessment such as the neurological-oncological-mechanical systemic (NOMS) framework; and  The assessment should be carried out by a multidisciplinary team (MDT), which may be inclusive of, but not limited to, radiation oncologists, spine surgeons and interventional radiologists, among others.
Orthopaedics | Spine - Thoracolumbar (TL) and sacral surgery | TL and sacral fusion and fixation implant | TL pedicle screw - Shank, tulip | STRYKER | XIA 3 7.0 x 30mm Uniplanar Screw | 482337030 | Standalone | DE0008570 | As per HSA registered indication(s) except for radiolucent implants which should be used as follows:  in patients with primary or metastatic spinal tumours who would benefit from post-operative high dose high precision beam therapy upon appropriate and stringent patient selection;  Patient selection should be done via standardised assessment such as the neurological-oncological-mechanical systemic (NOMS) framework; and  The assessment should be carried out by a multidisciplinary team (MDT), which may be inclusive of, but not limited to, radiation oncologists, spine surgeons and interventional radiologists, among others.
Orthopaedics | Spine - Thoracolumbar (TL) and sacral surgery | TL and sacral fusion and fixation implant | TL pedicle screw - Shank, tulip | STRYKER | XIA 3 7.0 x 35mm Uniplanar Reduction Screw | 482367035 | Standalone | DE0008570 | As per HSA registered indication(s) except for radiolucent implants which should be used as follows:  in patients with primary or metastatic spinal tumours who would benefit from post-operative high dose high precision beam therapy upon appropriate and stringent patient selection;  Patient selection should be done via standardised assessment such as the neurological-oncological-mechanical systemic (NOMS) framework; and  The assessment should be carried out by a multidisciplinary team (MDT), which may be inclusive of, but not limited to, radiation oncologists, spine surgeons and interventional radiologists, among others.
Orthopaedics | Spine - Thoracolumbar (TL) and sacral surgery | TL and sacral fusion and fixation implant | TL pedicle screw - Shank, tulip | STRYKER | XIA 3 7.0 x 35mm Uniplanar Screw | 482337035 | Standalone | DE0008570 | As per HSA registered indication(s) except for radiolucent implants which should be used as follows:  in patients with primary or metastatic spinal tumours who would benefit from post-operative high dose high precision beam therapy upon appropriate and stringent patient selection;  Patient selection should be done via standardised assessment such as the neurological-oncological-mechanical systemic (NOMS) framework; and  The assessment should be carried out by a multidisciplinary team (MDT), which may be inclusive of, but not limited to, radiation oncologists, spine surgeons and interventional radiologists, among others.
Orthopaedics | Spine - Thoracolumbar (TL) and sacral surgery | TL and sacral fusion and fixation implant | TL pedicle screw - Shank, tulip | STRYKER | XIA 3 7.0 x 40mm Uniplanar Reduction Screw | 482367040 | Standalone | DE0008570 | As per HSA registered indication(s) except for radiolucent implants which should be used as follows:  in patients with primary or metastatic spinal tumours who would benefit from post-operative high dose high precision beam therapy upon appropriate and stringent patient selection;  Patient selection should be done via standardised assessment such as the neurological-oncological-mechanical systemic (NOMS) framework; and  The assessment should be carried out by a multidisciplinary team (MDT), which may be inclusive of, but not limited to, radiation oncologists, spine surgeons and interventional radiologists, among others.
Orthopaedics | Spine - Thoracolumbar (TL) and sacral surgery | TL and sacral fusion and fixation implant | TL pedicle screw - Shank, tulip | STRYKER | XIA 3 7.0 x 40mm Uniplanar Screw | 482337040 | Standalone | DE0008570 | As per HSA registered indication(s) except for radiolucent implants which should be used as follows:  in patients with primary or metastatic spinal tumours who would benefit from post-operative high dose high precision beam therapy upon appropriate and stringent patient selection;  Patient selection should be done via standardised assessment such as the neurological-oncological-mechanical systemic (NOMS) framework; and  The assessment should be carried out by a multidisciplinary team (MDT), which may be inclusive of, but not limited to, radiation oncologists, spine surgeons and interventional radiologists, among others.
Orthopaedics | Spine - Thoracolumbar (TL) and sacral surgery | TL and sacral fusion and fixation implant | TL pedicle screw - Shank, tulip | STRYKER | XIA 3 7.0 x 45mm Uniplanar Reduction Screw | 482367045 | Standalone | DE0008570 | As per HSA registered indication(s) except for radiolucent implants which should be used as follows:  in patients with primary or metastatic spinal tumours who would benefit from post-operative high dose high precision beam therapy upon appropriate and stringent patient selection;  Patient selection should be done via standardised assessment such as the neurological-oncological-mechanical systemic (NOMS) framework; and  The assessment should be carried out by a multidisciplinary team (MDT), which may be inclusive of, but not limited to, radiation oncologists, spine surgeons and interventional radiologists, among others.
Orthopaedics | Spine - Thoracolumbar (TL) and sacral surgery | TL and sacral fusion and fixation implant | TL pedicle screw - Shank, tulip | STRYKER | XIA 3 7.0 x 45mm Uniplanar Screw | 482337045 | Standalone | DE0008570 | As per HSA registered indication(s) except for radiolucent implants which should be used as follows:  in patients with primary or metastatic spinal tumours who would benefit from post-operative high dose high precision beam therapy upon appropriate and stringent patient selection;  Patient selection should be done via standardised assessment such as the neurological-oncological-mechanical systemic (NOMS) framework; and  The assessment should be carried out by a multidisciplinary team (MDT), which may be inclusive of, but not limited to, radiation oncologists, spine surgeons and interventional radiologists, among others.
Orthopaedics | Spine - Thoracolumbar (TL) and sacral surgery | TL and sacral fusion and fixation implant | TL pedicle screw - Shank, tulip | STRYKER | XIA 3 7.0 x 50mm Uniplanar Reduction Screw | 482367050 | Standalone | DE0008570 | As per HSA registered indication(s) except for radiolucent implants which should be used as follows:  in patients with primary or metastatic spinal tumours who would benefit from post-operative high dose high precision beam therapy upon appropriate and stringent patient selection;  Patient selection should be done via standardised assessment such as the neurological-oncological-mechanical systemic (NOMS) framework; and  The assessment should be carried out by a multidisciplinary team (MDT), which may be inclusive of, but not limited to, radiation oncologists, spine surgeons and interventional radiologists, among others.
Orthopaedics | Spine - Thoracolumbar (TL) and sacral surgery | TL and sacral fusion and fixation implant | TL pedicle screw - Shank, tulip | STRYKER | XIA 3 7.0 x 50mm Uniplanar Screw | 482337050 | Standalone | DE0008570 | As per HSA registered indication(s) except for radiolucent implants which should be used as follows:  in patients with primary or metastatic spinal tumours who would benefit from post-operative high dose high precision beam therapy upon appropriate and stringent patient selection;  Patient selection should be done via standardised assessment such as the neurological-oncological-mechanical systemic (NOMS) framework; and  The assessment should be carried out by a multidisciplinary team (MDT), which may be inclusive of, but not limited to, radiation oncologists, spine surgeons and interventional radiologists, among others.
Orthopaedics | Spine - Thoracolumbar (TL) and sacral surgery | TL and sacral fusion and fixation implant | TL pedicle screw - Shank, tulip | STRYKER | XIA 3 7.0 x 55mm Uniplanar Reduction Screw | 482367055 | Standalone | DE0008570 | As per HSA registered indication(s) except for radiolucent implants which should be used as follows:  in patients with primary or metastatic spinal tumours who would benefit from post-operative high dose high precision beam therapy upon appropriate and stringent patient selection;  Patient selection should be done via standardised assessment such as the neurological-oncological-mechanical systemic (NOMS) framework; and  The assessment should be carried out by a multidisciplinary team (MDT), which may be inclusive of, but not limited to, radiation oncologists, spine surgeons and interventional radiologists, among others.
Orthopaedics | Spine - Thoracolumbar (TL) and sacral surgery | TL and sacral fusion and fixation implant | TL pedicle screw - Shank, tulip | STRYKER | XIA 3 7.0 x 55mm Uniplanar Screw | 482337055 | Standalone | DE0008570 | As per HSA registered indication(s) except for radiolucent implants which should be used as follows:  in patients with primary or metastatic spinal tumours who would benefit from post-operative high dose high precision beam therapy upon appropriate and stringent patient selection;  Patient selection should be done via standardised assessment such as the neurological-oncological-mechanical systemic (NOMS) framework; and  The assessment should be carried out by a multidisciplinary team (MDT), which may be inclusive of, but not limited to, radiation oncologists, spine surgeons and interventional radiologists, among others.
Orthopaedics | Spine - Thoracolumbar (TL) and sacral surgery | TL and sacral fusion and fixation implant | TL pedicle screw - Shank, tulip | STRYKER | XIA 3 7.0 x 60mm Uniplanar Reduction Screw | 482367060 | Standalone | DE0008570 | As per HSA registered indication(s) except for radiolucent implants which should be used as follows:  in patients with primary or metastatic spinal tumours who would benefit from post-operative high dose high precision beam therapy upon appropriate and stringent patient selection;  Patient selection should be done via standardised assessment such as the neurological-oncological-mechanical systemic (NOMS) framework; and  The assessment should be carried out by a multidisciplinary team (MDT), which may be inclusive of, but not limited to, radiation oncologists, spine surgeons and interventional radiologists, among others.
Orthopaedics | Spine - Thoracolumbar (TL) and sacral surgery | TL and sacral fusion and fixation implant | TL pedicle screw - Shank, tulip | STRYKER | XIA 3 7.0 x 60mm Uniplanar Screw | 482337060 | Standalone | DE0008570 | As per HSA registered indication(s) except for radiolucent implants which should be used as follows:  in patients with primary or metastatic spinal tumours who would benefit from post-operative high dose high precision beam therapy upon appropriate and stringent patient selection;  Patient selection should be done via standardised assessment such as the neurological-oncological-mechanical systemic (NOMS) framework; and  The assessment should be carried out by a multidisciplinary team (MDT), which may be inclusive of, but not limited to, radiation oncologists, spine surgeons and interventional radiologists, among others.
Orthopaedics | Spine - Thoracolumbar (TL) and sacral surgery | TL and sacral fusion and fixation implant | TL pedicle screw - Shank, tulip | STRYKER | XIA 3 7.5 x 100mm Closed Head Polyaxial Screw | 482377500 | Standalone | DE0008570 | As per HSA registered indication(s) except for radiolucent implants which should be used as follows:  in patients with primary or metastatic spinal tumours who would benefit from post-operative high dose high precision beam therapy upon appropriate and stringent patient selection;  Patient selection should be done via standardised assessment such as the neurological-oncological-mechanical systemic (NOMS) framework; and  The assessment should be carried out by a multidisciplinary team (MDT), which may be inclusive of, but not limited to, radiation oncologists, spine surgeons and interventional radiologists, among others.
Orthopaedics | Spine - Thoracolumbar (TL) and sacral surgery | TL and sacral fusion and fixation implant | TL pedicle screw - Shank, tulip | STRYKER | XIA 3 7.5 x 25mm Biased Angle Polyaxial Screw | 482387525 | Standalone | DE0008570 | As per HSA registered indication(s) except for radiolucent implants which should be used as follows:  in patients with primary or metastatic spinal tumours who would benefit from post-operative high dose high precision beam therapy upon appropriate and stringent patient selection;  Patient selection should be done via standardised assessment such as the neurological-oncological-mechanical systemic (NOMS) framework; and  The assessment should be carried out by a multidisciplinary team (MDT), which may be inclusive of, but not limited to, radiation oncologists, spine surgeons and interventional radiologists, among others.
Orthopaedics | Spine - Thoracolumbar (TL) and sacral surgery | TL and sacral fusion and fixation implant | TL pedicle screw - Shank, tulip | STRYKER | XIA 3 7.5 x 25mm Medial Biased Angle Polyaxial Screw | 4823717525 | Standalone | DE0008570 | As per HSA registered indication(s) except for radiolucent implants which should be used as follows:  in patients with primary or metastatic spinal tumours who would benefit from post-operative high dose high precision beam therapy upon appropriate and stringent patient selection;  Patient selection should be done via standardised assessment such as the neurological-oncological-mechanical systemic (NOMS) framework; and  The assessment should be carried out by a multidisciplinary team (MDT), which may be inclusive of, but not limited to, radiation oncologists, spine surgeons and interventional radiologists, among others.
Orthopaedics | Spine - Thoracolumbar (TL) and sacral surgery | TL and sacral fusion and fixation implant | TL pedicle screw - Shank, tulip | STRYKER | XIA 3 7.5 x 30mm Biased Angle Polyaxial Screw | 482387530 | Standalone | DE0008570 | As per HSA registered indication(s) except for radiolucent implants which should be used as follows:  in patients with primary or metastatic spinal tumours who would benefit from post-operative high dose high precision beam therapy upon appropriate and stringent patient selection;  Patient selection should be done via standardised assessment such as the neurological-oncological-mechanical systemic (NOMS) framework; and  The assessment should be carried out by a multidisciplinary team (MDT), which may be inclusive of, but not limited to, radiation oncologists, spine surgeons and interventional radiologists, among others.
Orthopaedics | Spine - Thoracolumbar (TL) and sacral surgery | TL and sacral fusion and fixation implant | TL pedicle screw - Shank, tulip | STRYKER | XIA 3 7.5 x 30mm Closed Head Polyaxial Screw | 482377530 | Standalone | DE0008570 | As per HSA registered indication(s) except for radiolucent implants which should be used as follows:  in patients with primary or metastatic spinal tumours who would benefit from post-operative high dose high precision beam therapy upon appropriate and stringent patient selection;  Patient selection should be done via standardised assessment such as the neurological-oncological-mechanical systemic (NOMS) framework; and  The assessment should be carried out by a multidisciplinary team (MDT), which may be inclusive of, but not limited to, radiation oncologists, spine surgeons and interventional radiologists, among others.
Orthopaedics | Spine - Thoracolumbar (TL) and sacral surgery | TL and sacral fusion and fixation implant | TL pedicle screw - Shank, tulip | STRYKER | XIA 3 7.5 x 30mm Medial Biased Angle Polyaxial Screw | 4823717530 | Standalone | DE0008570 | As per HSA registered indication(s) except for radiolucent implants which should be used as follows:  in patients with primary or metastatic spinal tumours who would benefit from post-operative high dose high precision beam therapy upon appropriate and stringent patient selection;  Patient selection should be done via standardised assessment such as the neurological-oncological-mechanical systemic (NOMS) framework; and  The assessment should be carried out by a multidisciplinary team (MDT), which may be inclusive of, but not limited to, radiation oncologists, spine surgeons and interventional radiologists, among others.
Orthopaedics | Spine - Thoracolumbar (TL) and sacral surgery | TL and sacral fusion and fixation implant | TL pedicle screw - Shank, tulip | STRYKER | XIA 3 7.5 x 30mm Uniplanar Reduction Screw | 482367530 | Standalone | DE0008570 | As per HSA registered indication(s) except for radiolucent implants which should be used as follows:  in patients with primary or metastatic spinal tumours who would benefit from post-operative high dose high precision beam therapy upon appropriate and stringent patient selection;  Patient selection should be done via standardised assessment such as the neurological-oncological-mechanical systemic (NOMS) framework; and  The assessment should be carried out by a multidisciplinary team (MDT), which may be inclusive of, but not limited to, radiation oncologists, spine surgeons and interventional radiologists, among others.
Orthopaedics | Spine - Thoracolumbar (TL) and sacral surgery | TL and sacral fusion and fixation implant | TL pedicle screw - Shank, tulip | STRYKER | XIA 3 7.5 x 30mm Uniplanar Screw | 48233730 | Standalone | DE0008570 | As per HSA registered indication(s) except for radiolucent implants which should be used as follows:  in patients with primary or metastatic spinal tumours who would benefit from post-operative high dose high precision beam therapy upon appropriate and stringent patient selection;  Patient selection should be done via standardised assessment such as the neurological-oncological-mechanical systemic (NOMS) framework; and  The assessment should be carried out by a multidisciplinary team (MDT), which may be inclusive of, but not limited to, radiation oncologists, spine surgeons and interventional radiologists, among others.
Orthopaedics | Spine - Thoracolumbar (TL) and sacral surgery | TL and sacral fusion and fixation implant | TL pedicle screw - Shank, tulip | STRYKER | XIA 3 7.5 x 35mm Biased Angle Polyaxial Screw | 482387535 | Standalone | DE0008570 | As per HSA registered indication(s) except for radiolucent implants which should be used as follows:  in patients with primary or metastatic spinal tumours who would benefit from post-operative high dose high precision beam therapy upon appropriate and stringent patient selection;  Patient selection should be done via standardised assessment such as the neurological-oncological-mechanical systemic (NOMS) framework; and  The assessment should be carried out by a multidisciplinary team (MDT), which may be inclusive of, but not limited to, radiation oncologists, spine surgeons and interventional radiologists, among others.
Orthopaedics | Spine - Thoracolumbar (TL) and sacral surgery | TL and sacral fusion and fixation implant | TL pedicle screw - Shank, tulip | STRYKER | XIA 3 7.5 x 35mm Closed Head Polyaxial Screw | 482377535 | Standalone | DE0008570 | As per HSA registered indication(s) except for radiolucent implants which should be used as follows:  in patients with primary or metastatic spinal tumours who would benefit from post-operative high dose high precision beam therapy upon appropriate and stringent patient selection;  Patient selection should be done via standardised assessment such as the neurological-oncological-mechanical systemic (NOMS) framework; and  The assessment should be carried out by a multidisciplinary team (MDT), which may be inclusive of, but not limited to, radiation oncologists, spine surgeons and interventional radiologists, among others.
Orthopaedics | Spine - Thoracolumbar (TL) and sacral surgery | TL and sacral fusion and fixation implant | TL pedicle screw - Shank, tulip | STRYKER | XIA 3 7.5 x 35mm Medial Biased Angle Polyaxial Screw | 4823717535 | Standalone | DE0008570 | As per HSA registered indication(s) except for radiolucent implants which should be used as follows:  in patients with primary or metastatic spinal tumours who would benefit from post-operative high dose high precision beam therapy upon appropriate and stringent patient selection;  Patient selection should be done via standardised assessment such as the neurological-oncological-mechanical systemic (NOMS) framework; and  The assessment should be carried out by a multidisciplinary team (MDT), which may be inclusive of, but not limited to, radiation oncologists, spine surgeons and interventional radiologists, among others.
Orthopaedics | Spine - Thoracolumbar (TL) and sacral surgery | TL and sacral fusion and fixation implant | TL pedicle screw - Shank, tulip | STRYKER | XIA 3 7.5 x 35mm Uniplanar Reduction Screw | 482367535 | Standalone | DE0008570 | As per HSA registered indication(s) except for radiolucent implants which should be used as follows:  in patients with primary or metastatic spinal tumours who would benefit from post-operative high dose high precision beam therapy upon appropriate and stringent patient selection;  Patient selection should be done via standardised assessment such as the neurological-oncological-mechanical systemic (NOMS) framework; and  The assessment should be carried out by a multidisciplinary team (MDT), which may be inclusive of, but not limited to, radiation oncologists, spine surgeons and interventional radiologists, among others.
Orthopaedics | Spine - Thoracolumbar (TL) and sacral surgery | TL and sacral fusion and fixation implant | TL pedicle screw - Shank, tulip | STRYKER | XIA 3 7.5 x 35mm Uniplanar Screw | 48233735 | Standalone | DE0008570 | As per HSA registered indication(s) except for radiolucent implants which should be used as follows:  in patients with primary or metastatic spinal tumours who would benefit from post-operative high dose high precision beam therapy upon appropriate and stringent patient selection;  Patient selection should be done via standardised assessment such as the neurological-oncological-mechanical systemic (NOMS) framework; and  The assessment should be carried out by a multidisciplinary team (MDT), which may be inclusive of, but not limited to, radiation oncologists, spine surgeons and interventional radiologists, among others.
Orthopaedics | Spine - Thoracolumbar (TL) and sacral surgery | TL and sacral fusion and fixation implant | TL pedicle screw - Shank, tulip | STRYKER | XIA 3 7.5 x 40mm Biased Angle Polyaxial Screw | 482387540 | Standalone | DE0008570 | As per HSA registered indication(s) except for radiolucent implants which should be used as follows:  in patients with primary or metastatic spinal tumours who would benefit from post-operative high dose high precision beam therapy upon appropriate and stringent patient selection;  Patient selection should be done via standardised assessment such as the neurological-oncological-mechanical systemic (NOMS) framework; and  The assessment should be carried out by a multidisciplinary team (MDT), which may be inclusive of, but not limited to, radiation oncologists, spine surgeons and interventional radiologists, among others.
Orthopaedics | Spine - Thoracolumbar (TL) and sacral surgery | TL and sacral fusion and fixation implant | TL pedicle screw - Shank, tulip | STRYKER | XIA 3 7.5 x 40mm Closed Head Polyaxial Screw | 482377540 | Standalone | DE0008570 | As per HSA registered indication(s) except for radiolucent implants which should be used as follows:  in patients with primary or metastatic spinal tumours who would benefit from post-operative high dose high precision beam therapy upon appropriate and stringent patient selection;  Patient selection should be done via standardised assessment such as the neurological-oncological-mechanical systemic (NOMS) framework; and  The assessment should be carried out by a multidisciplinary team (MDT), which may be inclusive of, but not limited to, radiation oncologists, spine surgeons and interventional radiologists, among others.
Orthopaedics | Spine - Thoracolumbar (TL) and sacral surgery | TL and sacral fusion and fixation implant | TL pedicle screw - Shank, tulip | STRYKER | XIA 3 7.5 x 40mm Medial Biased Angle Polyaxial Screw | 4823717540 | Standalone | DE0008570 | As per HSA registered indication(s) except for radiolucent implants which should be used as follows:  in patients with primary or metastatic spinal tumours who would benefit from post-operative high dose high precision beam therapy upon appropriate and stringent patient selection;  Patient selection should be done via standardised assessment such as the neurological-oncological-mechanical systemic (NOMS) framework; and  The assessment should be carried out by a multidisciplinary team (MDT), which may be inclusive of, but not limited to, radiation oncologists, spine surgeons and interventional radiologists, among others.
Orthopaedics | Spine - Thoracolumbar (TL) and sacral surgery | TL and sacral fusion and fixation implant | TL pedicle screw - Shank, tulip | STRYKER | XIA 3 7.5 x 40mm Uniplanar Reduction Screw | 482367540 | Standalone | DE0008570 | As per HSA registered indication(s) except for radiolucent implants which should be used as follows:  in patients with primary or metastatic spinal tumours who would benefit from post-operative high dose high precision beam therapy upon appropriate and stringent patient selection;  Patient selection should be done via standardised assessment such as the neurological-oncological-mechanical systemic (NOMS) framework; and  The assessment should be carried out by a multidisciplinary team (MDT), which may be inclusive of, but not limited to, radiation oncologists, spine surgeons and interventional radiologists, among others.
Orthopaedics | Spine - Thoracolumbar (TL) and sacral surgery | TL and sacral fusion and fixation implant | TL pedicle screw - Shank, tulip | STRYKER | XIA 3 7.5 x 40mm Uniplanar Screw | 48233740 | Standalone | DE0008570 | As per HSA registered indication(s) except for radiolucent implants which should be used as follows:  in patients with primary or metastatic spinal tumours who would benefit from post-operative high dose high precision beam therapy upon appropriate and stringent patient selection;  Patient selection should be done via standardised assessment such as the neurological-oncological-mechanical systemic (NOMS) framework; and  The assessment should be carried out by a multidisciplinary team (MDT), which may be inclusive of, but not limited to, radiation oncologists, spine surgeons and interventional radiologists, among others.
Orthopaedics | Spine - Thoracolumbar (TL) and sacral surgery | TL and sacral fusion and fixation implant | TL pedicle screw - Shank, tulip | STRYKER | XIA 3 7.5 x 45mm Biased Angle Polyaxial Screw | 482387545 | Standalone | DE0008570 | As per HSA registered indication(s) except for radiolucent implants which should be used as follows:  in patients with primary or metastatic spinal tumours who would benefit from post-operative high dose high precision beam therapy upon appropriate and stringent patient selection;  Patient selection should be done via standardised assessment such as the neurological-oncological-mechanical systemic (NOMS) framework; and  The assessment should be carried out by a multidisciplinary team (MDT), which may be inclusive of, but not limited to, radiation oncologists, spine surgeons and interventional radiologists, among others.
Orthopaedics | Spine - Thoracolumbar (TL) and sacral surgery | TL and sacral fusion and fixation implant | TL pedicle screw - Shank, tulip | STRYKER | XIA 3 7.5 x 45mm Closed Head Polyaxial Screw | 482377545 | Standalone | DE0008570 | As per HSA registered indication(s) except for radiolucent implants which should be used as follows:  in patients with primary or metastatic spinal tumours who would benefit from post-operative high dose high precision beam therapy upon appropriate and stringent patient selection;  Patient selection should be done via standardised assessment such as the neurological-oncological-mechanical systemic (NOMS) framework; and  The assessment should be carried out by a multidisciplinary team (MDT), which may be inclusive of, but not limited to, radiation oncologists, spine surgeons and interventional radiologists, among others.
Orthopaedics | Spine - Thoracolumbar (TL) and sacral surgery | TL and sacral fusion and fixation implant | TL pedicle screw - Shank, tulip | STRYKER | XIA 3 7.5 x 45mm Medial Biased Angle Polyaxial Screw | 4823717545 | Standalone | DE0008570 | As per HSA registered indication(s) except for radiolucent implants which should be used as follows:  in patients with primary or metastatic spinal tumours who would benefit from post-operative high dose high precision beam therapy upon appropriate and stringent patient selection;  Patient selection should be done via standardised assessment such as the neurological-oncological-mechanical systemic (NOMS) framework; and  The assessment should be carried out by a multidisciplinary team (MDT), which may be inclusive of, but not limited to, radiation oncologists, spine surgeons and interventional radiologists, among others.
Orthopaedics | Spine - Thoracolumbar (TL) and sacral surgery | TL and sacral fusion and fixation implant | TL pedicle screw - Shank, tulip | STRYKER | XIA 3 7.5 x 45mm Uniplanar Reduction Screw | 482367545 | Standalone | DE0008570 | As per HSA registered indication(s) except for radiolucent implants which should be used as follows:  in patients with primary or metastatic spinal tumours who would benefit from post-operative high dose high precision beam therapy upon appropriate and stringent patient selection;  Patient selection should be done via standardised assessment such as the neurological-oncological-mechanical systemic (NOMS) framework; and  The assessment should be carried out by a multidisciplinary team (MDT), which may be inclusive of, but not limited to, radiation oncologists, spine surgeons and interventional radiologists, among others.
Orthopaedics | Spine - Thoracolumbar (TL) and sacral surgery | TL and sacral fusion and fixation implant | TL pedicle screw - Shank, tulip | STRYKER | XIA 3 7.5 x 45mm Uniplanar Screw | 48233745 | Standalone | DE0008570 | As per HSA registered indication(s) except for radiolucent implants which should be used as follows:  in patients with primary or metastatic spinal tumours who would benefit from post-operative high dose high precision beam therapy upon appropriate and stringent patient selection;  Patient selection should be done via standardised assessment such as the neurological-oncological-mechanical systemic (NOMS) framework; and  The assessment should be carried out by a multidisciplinary team (MDT), which may be inclusive of, but not limited to, radiation oncologists, spine surgeons and interventional radiologists, among others.
Orthopaedics | Spine - Thoracolumbar (TL) and sacral surgery | TL and sacral fusion and fixation implant | TL pedicle screw - Shank, tulip | STRYKER | XIA 3 7.5 x 50mm Biased Angle Polyaxial Screw | 482387550 | Standalone | DE0008570 | As per HSA registered indication(s) except for radiolucent implants which should be used as follows:  in patients with primary or metastatic spinal tumours who would benefit from post-operative high dose high precision beam therapy upon appropriate and stringent patient selection;  Patient selection should be done via standardised assessment such as the neurological-oncological-mechanical systemic (NOMS) framework; and  The assessment should be carried out by a multidisciplinary team (MDT), which may be inclusive of, but not limited to, radiation oncologists, spine surgeons and interventional radiologists, among others.
Orthopaedics | Spine - Thoracolumbar (TL) and sacral surgery | TL and sacral fusion and fixation implant | TL pedicle screw - Shank, tulip | STRYKER | XIA 3 7.5 x 50mm Closed Head Polyaxial Screw | 482377550 | Standalone | DE0008570 | As per HSA registered indication(s) except for radiolucent implants which should be used as follows:  in patients with primary or metastatic spinal tumours who would benefit from post-operative high dose high precision beam therapy upon appropriate and stringent patient selection;  Patient selection should be done via standardised assessment such as the neurological-oncological-mechanical systemic (NOMS) framework; and  The assessment should be carried out by a multidisciplinary team (MDT), which may be inclusive of, but not limited to, radiation oncologists, spine surgeons and interventional radiologists, among others.
Orthopaedics | Spine - Thoracolumbar (TL) and sacral surgery | TL and sacral fusion and fixation implant | TL pedicle screw - Shank, tulip | STRYKER | XIA 3 7.5 x 50mm Medial Biased Angle Polyaxial Screw | 4823717550 | Standalone | DE0008570 | As per HSA registered indication(s) except for radiolucent implants which should be used as follows:  in patients with primary or metastatic spinal tumours who would benefit from post-operative high dose high precision beam therapy upon appropriate and stringent patient selection;  Patient selection should be done via standardised assessment such as the neurological-oncological-mechanical systemic (NOMS) framework; and  The assessment should be carried out by a multidisciplinary team (MDT), which may be inclusive of, but not limited to, radiation oncologists, spine surgeons and interventional radiologists, among others.
Orthopaedics | Spine - Thoracolumbar (TL) and sacral surgery | TL and sacral fusion and fixation implant | TL pedicle screw - Shank, tulip | STRYKER | XIA 3 7.5 x 50mm Uniplanar Reduction Screw | 482367550 | Standalone | DE0008570 | As per HSA registered indication(s) except for radiolucent implants which should be used as follows:  in patients with primary or metastatic spinal tumours who would benefit from post-operative high dose high precision beam therapy upon appropriate and stringent patient selection;  Patient selection should be done via standardised assessment such as the neurological-oncological-mechanical systemic (NOMS) framework; and  The assessment should be carried out by a multidisciplinary team (MDT), which may be inclusive of, but not limited to, radiation oncologists, spine surgeons and interventional radiologists, among others.
Orthopaedics | Spine - Thoracolumbar (TL) and sacral surgery | TL and sacral fusion and fixation implant | TL pedicle screw - Shank, tulip | STRYKER | XIA 3 7.5 x 50mm Uniplanar Screw | 48233750 | Standalone | DE0008570 | As per HSA registered indication(s) except for radiolucent implants which should be used as follows:  in patients with primary or metastatic spinal tumours who would benefit from post-operative high dose high precision beam therapy upon appropriate and stringent patient selection;  Patient selection should be done via standardised assessment such as the neurological-oncological-mechanical systemic (NOMS) framework; and  The assessment should be carried out by a multidisciplinary team (MDT), which may be inclusive of, but not limited to, radiation oncologists, spine surgeons and interventional radiologists, among others.
Orthopaedics | Spine - Thoracolumbar (TL) and sacral surgery | TL and sacral fusion and fixation implant | TL pedicle screw - Shank, tulip | STRYKER | XIA 3 7.5 x 55mm Biased Angle Polyaxial Screw | 482387555 | Standalone | DE0008570 | As per HSA registered indication(s) except for radiolucent implants which should be used as follows:  in patients with primary or metastatic spinal tumours who would benefit from post-operative high dose high precision beam therapy upon appropriate and stringent patient selection;  Patient selection should be done via standardised assessment such as the neurological-oncological-mechanical systemic (NOMS) framework; and  The assessment should be carried out by a multidisciplinary team (MDT), which may be inclusive of, but not limited to, radiation oncologists, spine surgeons and interventional radiologists, among others.
Orthopaedics | Spine - Thoracolumbar (TL) and sacral surgery | TL and sacral fusion and fixation implant | TL pedicle screw - Shank, tulip | STRYKER | XIA 3 7.5 x 55mm Closed Head Polyaxial Screw | 482377555 | Standalone | DE0008570 | As per HSA registered indication(s) except for radiolucent implants which should be used as follows:  in patients with primary or metastatic spinal tumours who would benefit from post-operative high dose high precision beam therapy upon appropriate and stringent patient selection;  Patient selection should be done via standardised assessment such as the neurological-oncological-mechanical systemic (NOMS) framework; and  The assessment should be carried out by a multidisciplinary team (MDT), which may be inclusive of, but not limited to, radiation oncologists, spine surgeons and interventional radiologists, among others.
Orthopaedics | Spine - Thoracolumbar (TL) and sacral surgery | TL and sacral fusion and fixation implant | TL pedicle screw - Shank, tulip | STRYKER | XIA 3 7.5 x 55mm Medial Biased Angle Polyaxial Screw | 4823717555 | Standalone | DE0008570 | As per HSA registered indication(s) except for radiolucent implants which should be used as follows:  in patients with primary or metastatic spinal tumours who would benefit from post-operative high dose high precision beam therapy upon appropriate and stringent patient selection;  Patient selection should be done via standardised assessment such as the neurological-oncological-mechanical systemic (NOMS) framework; and  The assessment should be carried out by a multidisciplinary team (MDT), which may be inclusive of, but not limited to, radiation oncologists, spine surgeons and interventional radiologists, among others.
Orthopaedics | Spine - Thoracolumbar (TL) and sacral surgery | TL and sacral fusion and fixation implant | TL pedicle screw - Shank, tulip | STRYKER | XIA 3 7.5 x 55mm Uniplanar Reduction Screw | 482367555 | Standalone | DE0008570 | As per HSA registered indication(s) except for radiolucent implants which should be used as follows:  in patients with primary or metastatic spinal tumours who would benefit from post-operative high dose high precision beam therapy upon appropriate and stringent patient selection;  Patient selection should be done via standardised assessment such as the neurological-oncological-mechanical systemic (NOMS) framework; and  The assessment should be carried out by a multidisciplinary team (MDT), which may be inclusive of, but not limited to, radiation oncologists, spine surgeons and interventional radiologists, among others.
Orthopaedics | Spine - Thoracolumbar (TL) and sacral surgery | TL and sacral fusion and fixation implant | TL pedicle screw - Shank, tulip | STRYKER | XIA 3 7.5 x 55mm Uniplanar Screw | 48233755 | Standalone | DE0008570 | As per HSA registered indication(s) except for radiolucent implants which should be used as follows:  in patients with primary or metastatic spinal tumours who would benefit from post-operative high dose high precision beam therapy upon appropriate and stringent patient selection;  Patient selection should be done via standardised assessment such as the neurological-oncological-mechanical systemic (NOMS) framework; and  The assessment should be carried out by a multidisciplinary team (MDT), which may be inclusive of, but not limited to, radiation oncologists, spine surgeons and interventional radiologists, among others.
Orthopaedics | Spine - Thoracolumbar (TL) and sacral surgery | TL and sacral fusion and fixation implant | TL pedicle screw - Shank, tulip | STRYKER | XIA 3 7.5 x 60mm Biased Angle Polyaxial Screw | 482387560 | Standalone | DE0008570 | As per HSA registered indication(s) except for radiolucent implants which should be used as follows:  in patients with primary or metastatic spinal tumours who would benefit from post-operative high dose high precision beam therapy upon appropriate and stringent patient selection;  Patient selection should be done via standardised assessment such as the neurological-oncological-mechanical systemic (NOMS) framework; and  The assessment should be carried out by a multidisciplinary team (MDT), which may be inclusive of, but not limited to, radiation oncologists, spine surgeons and interventional radiologists, among others.
Orthopaedics | Spine - Thoracolumbar (TL) and sacral surgery | TL and sacral fusion and fixation implant | TL pedicle screw - Shank, tulip | STRYKER | XIA 3 7.5 x 60mm Closed Head Polyaxial Screw | 482377560 | Standalone | DE0008570 | As per HSA registered indication(s) except for radiolucent implants which should be used as follows:  in patients with primary or metastatic spinal tumours who would benefit from post-operative high dose high precision beam therapy upon appropriate and stringent patient selection;  Patient selection should be done via standardised assessment such as the neurological-oncological-mechanical systemic (NOMS) framework; and  The assessment should be carried out by a multidisciplinary team (MDT), which may be inclusive of, but not limited to, radiation oncologists, spine surgeons and interventional radiologists, among others.
Orthopaedics | Spine - Thoracolumbar (TL) and sacral surgery | TL and sacral fusion and fixation implant | TL pedicle screw - Shank, tulip | STRYKER | XIA 3 7.5 x 60mm Medial Biased Angle Polyaxial Screw | 4823717560 | Standalone | DE0008570 | As per HSA registered indication(s) except for radiolucent implants which should be used as follows:  in patients with primary or metastatic spinal tumours who would benefit from post-operative high dose high precision beam therapy upon appropriate and stringent patient selection;  Patient selection should be done via standardised assessment such as the neurological-oncological-mechanical systemic (NOMS) framework; and  The assessment should be carried out by a multidisciplinary team (MDT), which may be inclusive of, but not limited to, radiation oncologists, spine surgeons and interventional radiologists, among others.
Orthopaedics | Spine - Thoracolumbar (TL) and sacral surgery | TL and sacral fusion and fixation implant | TL pedicle screw - Shank, tulip | STRYKER | XIA 3 7.5 x 60mm Uniplanar Reduction Screw | 482367560 | Standalone | DE0008570 | As per HSA registered indication(s) except for radiolucent implants which should be used as follows:  in patients with primary or metastatic spinal tumours who would benefit from post-operative high dose high precision beam therapy upon appropriate and stringent patient selection;  Patient selection should be done via standardised assessment such as the neurological-oncological-mechanical systemic (NOMS) framework; and  The assessment should be carried out by a multidisciplinary team (MDT), which may be inclusive of, but not limited to, radiation oncologists, spine surgeons and interventional radiologists, among others.
Orthopaedics | Spine - Thoracolumbar (TL) and sacral surgery | TL and sacral fusion and fixation implant | TL pedicle screw - Shank, tulip | STRYKER | XIA 3 7.5 x 60mm Uniplanar Screw | 48233760 | Standalone | DE0008570 | As per HSA registered indication(s) except for radiolucent implants which should be used as follows:  in patients with primary or metastatic spinal tumours who would benefit from post-operative high dose high precision beam therapy upon appropriate and stringent patient selection;  Patient selection should be done via standardised assessment such as the neurological-oncological-mechanical systemic (NOMS) framework; and  The assessment should be carried out by a multidisciplinary team (MDT), which may be inclusive of, but not limited to, radiation oncologists, spine surgeons and interventional radiologists, among others.
Orthopaedics | Spine - Thoracolumbar (TL) and sacral surgery | TL and sacral fusion and fixation implant | TL pedicle screw - Shank, tulip | STRYKER | XIA 3 7.5 x 65mm Biased Angle Polyaxial Screw | 482387565 | Standalone | DE0008570 | As per HSA registered indication(s) except for radiolucent implants which should be used as follows:  in patients with primary or metastatic spinal tumours who would benefit from post-operative high dose high precision beam therapy upon appropriate and stringent patient selection;  Patient selection should be done via standardised assessment such as the neurological-oncological-mechanical systemic (NOMS) framework; and  The assessment should be carried out by a multidisciplinary team (MDT), which may be inclusive of, but not limited to, radiation oncologists, spine surgeons and interventional radiologists, among others.
Orthopaedics | Spine - Thoracolumbar (TL) and sacral surgery | TL and sacral fusion and fixation implant | TL pedicle screw - Shank, tulip | STRYKER | XIA 3 7.5 x 65mm Closed Head Polyaxial Screw | 482377565 | Standalone | DE0008570 | As per HSA registered indication(s) except for radiolucent implants which should be used as follows:  in patients with primary or metastatic spinal tumours who would benefit from post-operative high dose high precision beam therapy upon appropriate and stringent patient selection;  Patient selection should be done via standardised assessment such as the neurological-oncological-mechanical systemic (NOMS) framework; and  The assessment should be carried out by a multidisciplinary team (MDT), which may be inclusive of, but not limited to, radiation oncologists, spine surgeons and interventional radiologists, among others.
Orthopaedics | Spine - Thoracolumbar (TL) and sacral surgery | TL and sacral fusion and fixation implant | TL pedicle screw - Shank, tulip | STRYKER | XIA 3 7.5 x 65mm Medial Biased Angle Polyaxial Screw | 4823717565 | Standalone | DE0008570 | As per HSA registered indication(s) except for radiolucent implants which should be used as follows:  in patients with primary or metastatic spinal tumours who would benefit from post-operative high dose high precision beam therapy upon appropriate and stringent patient selection;  Patient selection should be done via standardised assessment such as the neurological-oncological-mechanical systemic (NOMS) framework; and  The assessment should be carried out by a multidisciplinary team (MDT), which may be inclusive of, but not limited to, radiation oncologists, spine surgeons and interventional radiologists, among others.
Orthopaedics | Spine - Thoracolumbar (TL) and sacral surgery | TL and sacral fusion and fixation implant | TL pedicle screw - Shank, tulip | STRYKER | XIA 3 7.5 x 70mm Biased Angle Polyaxial Screw | 482387570 | Standalone | DE0008570 | As per HSA registered indication(s) except for radiolucent implants which should be used as follows:  in patients with primary or metastatic spinal tumours who would benefit from post-operative high dose high precision beam therapy upon appropriate and stringent patient selection;  Patient selection should be done via standardised assessment such as the neurological-oncological-mechanical systemic (NOMS) framework; and  The assessment should be carried out by a multidisciplinary team (MDT), which may be inclusive of, but not limited to, radiation oncologists, spine surgeons and interventional radiologists, among others.
Orthopaedics | Spine - Thoracolumbar (TL) and sacral surgery | TL and sacral fusion and fixation implant | TL pedicle screw - Shank, tulip | STRYKER | XIA 3 7.5 x 70mm Closed Head Polyaxial Screw | 482377570 | Standalone | DE0008570 | As per HSA registered indication(s) except for radiolucent implants which should be used as follows:  in patients with primary or metastatic spinal tumours who would benefit from post-operative high dose high precision beam therapy upon appropriate and stringent patient selection;  Patient selection should be done via standardised assessment such as the neurological-oncological-mechanical systemic (NOMS) framework; and  The assessment should be carried out by a multidisciplinary team (MDT), which may be inclusive of, but not limited to, radiation oncologists, spine surgeons and interventional radiologists, among others.
Orthopaedics | Spine - Thoracolumbar (TL) and sacral surgery | TL and sacral fusion and fixation implant | TL pedicle screw - Shank, tulip | STRYKER | XIA 3 7.5 x 70mm Medial Biased Angle Polyaxial Screw | 4823717570 | Standalone | DE0008570 | As per HSA registered indication(s) except for radiolucent implants which should be used as follows:  in patients with primary or metastatic spinal tumours who would benefit from post-operative high dose high precision beam therapy upon appropriate and stringent patient selection;  Patient selection should be done via standardised assessment such as the neurological-oncological-mechanical systemic (NOMS) framework; and  The assessment should be carried out by a multidisciplinary team (MDT), which may be inclusive of, but not limited to, radiation oncologists, spine surgeons and interventional radiologists, among others.
Orthopaedics | Spine - Thoracolumbar (TL) and sacral surgery | TL and sacral fusion and fixation implant | TL pedicle screw - Shank, tulip | STRYKER | XIA 3 7.5 x 80mm Biased Angle Polyaxial Screw | 482387580 | Standalone | DE0008570 | As per HSA registered indication(s) except for radiolucent implants which should be used as follows:  in patients with primary or metastatic spinal tumours who would benefit from post-operative high dose high precision beam therapy upon appropriate and stringent patient selection;  Patient selection should be done via standardised assessment such as the neurological-oncological-mechanical systemic (NOMS) framework; and  The assessment should be carried out by a multidisciplinary team (MDT), which may be inclusive of, but not limited to, radiation oncologists, spine surgeons and interventional radiologists, among others.
Orthopaedics | Spine - Thoracolumbar (TL) and sacral surgery | TL and sacral fusion and fixation implant | TL pedicle screw - Shank, tulip | STRYKER | XIA 3 7.5 x 80mm Closed Head Polyaxial Screw | 482377580 | Standalone | DE0008570 | As per HSA registered indication(s) except for radiolucent implants which should be used as follows:  in patients with primary or metastatic spinal tumours who would benefit from post-operative high dose high precision beam therapy upon appropriate and stringent patient selection;  Patient selection should be done via standardised assessment such as the neurological-oncological-mechanical systemic (NOMS) framework; and  The assessment should be carried out by a multidisciplinary team (MDT), which may be inclusive of, but not limited to, radiation oncologists, spine surgeons and interventional radiologists, among others.
Orthopaedics | Spine - Thoracolumbar (TL) and sacral surgery | TL and sacral fusion and fixation implant | TL pedicle screw - Shank, tulip | STRYKER | XIA 3 7.5 x 80mm Medial Biased Angle Polyaxial Screw | 4823717580 | Standalone | DE0008570 | As per HSA registered indication(s) except for radiolucent implants which should be used as follows:  in patients with primary or metastatic spinal tumours who would benefit from post-operative high dose high precision beam therapy upon appropriate and stringent patient selection;  Patient selection should be done via standardised assessment such as the neurological-oncological-mechanical systemic (NOMS) framework; and  The assessment should be carried out by a multidisciplinary team (MDT), which may be inclusive of, but not limited to, radiation oncologists, spine surgeons and interventional radiologists, among others.
Orthopaedics | Spine - Thoracolumbar (TL) and sacral surgery | TL and sacral fusion and fixation implant | TL pedicle screw - Shank, tulip | STRYKER | XIA 3 7.5 x 90mm Biased Angle Polyaxial Screw | 482387590 | Standalone | DE0008570 | As per HSA registered indication(s) except for radiolucent implants which should be used as follows:  in patients with primary or metastatic spinal tumours who would benefit from post-operative high dose high precision beam therapy upon appropriate and stringent patient selection;  Patient selection should be done via standardised assessment such as the neurological-oncological-mechanical systemic (NOMS) framework; and  The assessment should be carried out by a multidisciplinary team (MDT), which may be inclusive of, but not limited to, radiation oncologists, spine surgeons and interventional radiologists, among others.
Orthopaedics | Spine - Thoracolumbar (TL) and sacral surgery | TL and sacral fusion and fixation implant | TL pedicle screw - Shank, tulip | STRYKER | XIA 3 7.5 x 90mm Closed Head Polyaxial Screw | 482377590 | Standalone | DE0008570 | As per HSA registered indication(s) except for radiolucent implants which should be used as follows:  in patients with primary or metastatic spinal tumours who would benefit from post-operative high dose high precision beam therapy upon appropriate and stringent patient selection;  Patient selection should be done via standardised assessment such as the neurological-oncological-mechanical systemic (NOMS) framework; and  The assessment should be carried out by a multidisciplinary team (MDT), which may be inclusive of, but not limited to, radiation oncologists, spine surgeons and interventional radiologists, among others.
Orthopaedics | Spine - Thoracolumbar (TL) and sacral surgery | TL and sacral fusion and fixation implant | TL pedicle screw - Shank, tulip | STRYKER | XIA 3 7.5 x 90mm Medial Biased Angle Polyaxial Screw | 4823717590 | Standalone | DE0008570 | As per HSA registered indication(s) except for radiolucent implants which should be used as follows:  in patients with primary or metastatic spinal tumours who would benefit from post-operative high dose high precision beam therapy upon appropriate and stringent patient selection;  Patient selection should be done via standardised assessment such as the neurological-oncological-mechanical systemic (NOMS) framework; and  The assessment should be carried out by a multidisciplinary team (MDT), which may be inclusive of, but not limited to, radiation oncologists, spine surgeons and interventional radiologists, among others.
Orthopaedics | Spine - Thoracolumbar (TL) and sacral surgery | TL and sacral fusion and fixation implant | TL rod connector system excluding locking screw | STRYKER | XIA 3 70-99mm Multi Axial Cross Connector | 48236070 | Standalone | DE0008570 | As per HSA registered indication(s)
Orthopaedics | Spine - Thoracolumbar (TL) and sacral surgery | TL and sacral fusion and fixation implant | TL rod connector system excluding locking screw | STRYKER | XIA 3 7mm closed Parallel RRC | 48230141 | Standalone | DE0008570 | As per HSA registered indication(s)
Orthopaedics | Spine - Thoracolumbar (TL) and sacral surgery | TL and sacral fusion and fixation implant | TL pedicle screw - Shank, tulip | STRYKER | XIA 3 8.5 x 100mm Biased Angle Polyaxial Screw | 482388500 | Standalone | DE0008570 | As per HSA registered indication(s) except for radiolucent implants which should be used as follows:  in patients with primary or metastatic spinal tumours who would benefit from post-operative high dose high precision beam therapy upon appropriate and stringent patient selection;  Patient selection should be done via standardised assessment such as the neurological-oncological-mechanical systemic (NOMS) framework; and  The assessment should be carried out by a multidisciplinary team (MDT), which may be inclusive of, but not limited to, radiation oncologists, spine surgeons and interventional radiologists, among others.
Orthopaedics | Spine - Thoracolumbar (TL) and sacral surgery | TL and sacral fusion and fixation implant | TL pedicle screw - Shank, tulip | STRYKER | XIA 3 8.5 x 100mm Closed Head Polyaxial Screw | 482378500 | Standalone | DE0008570 | As per HSA registered indication(s) except for radiolucent implants which should be used as follows:  in patients with primary or metastatic spinal tumours who would benefit from post-operative high dose high precision beam therapy upon appropriate and stringent patient selection;  Patient selection should be done via standardised assessment such as the neurological-oncological-mechanical systemic (NOMS) framework; and  The assessment should be carried out by a multidisciplinary team (MDT), which may be inclusive of, but not limited to, radiation oncologists, spine surgeons and interventional radiologists, among others.
Orthopaedics | Spine - Thoracolumbar (TL) and sacral surgery | TL and sacral fusion and fixation implant | TL pedicle screw - Shank, tulip | STRYKER | XIA 3 8.5 x 100mm Medial Biased Angle Polyaxial Screw | 4823718500 | Standalone | DE0008570 | As per HSA registered indication(s) except for radiolucent implants which should be used as follows:  in patients with primary or metastatic spinal tumours who would benefit from post-operative high dose high precision beam therapy upon appropriate and stringent patient selection;  Patient selection should be done via standardised assessment such as the neurological-oncological-mechanical systemic (NOMS) framework; and  The assessment should be carried out by a multidisciplinary team (MDT), which may be inclusive of, but not limited to, radiation oncologists, spine surgeons and interventional radiologists, among others.
Orthopaedics | Spine - Thoracolumbar (TL) and sacral surgery | TL and sacral fusion and fixation implant | TL pedicle screw - Shank, tulip | STRYKER | XIA 3 8.5 x 30mm Closed Head Polyaxial Screw | 482378530 | Standalone | DE0008570 | As per HSA registered indication(s) except for radiolucent implants which should be used as follows:  in patients with primary or metastatic spinal tumours who would benefit from post-operative high dose high precision beam therapy upon appropriate and stringent patient selection;  Patient selection should be done via standardised assessment such as the neurological-oncological-mechanical systemic (NOMS) framework; and  The assessment should be carried out by a multidisciplinary team (MDT), which may be inclusive of, but not limited to, radiation oncologists, spine surgeons and interventional radiologists, among others.
Orthopaedics | Spine - Thoracolumbar (TL) and sacral surgery | TL and sacral fusion and fixation implant | TL pedicle screw - Shank, tulip | STRYKER | XIA 3 8.5 x 35mm Closed Head Polyaxial Screw | 482378535 | Standalone | DE0008570 | As per HSA registered indication(s) except for radiolucent implants which should be used as follows:  in patients with primary or metastatic spinal tumours who would benefit from post-operative high dose high precision beam therapy upon appropriate and stringent patient selection;  Patient selection should be done via standardised assessment such as the neurological-oncological-mechanical systemic (NOMS) framework; and  The assessment should be carried out by a multidisciplinary team (MDT), which may be inclusive of, but not limited to, radiation oncologists, spine surgeons and interventional radiologists, among others.
Orthopaedics | Spine - Thoracolumbar (TL) and sacral surgery | TL and sacral fusion and fixation implant | TL pedicle screw - Shank, tulip | STRYKER | XIA 3 8.5 x 40mm Axial Revision Bone Screw | 48238540 | Standalone | DE0008570 | As per HSA registered indication(s) except for radiolucent implants which should be used as follows:  in patients with primary or metastatic spinal tumours who would benefit from post-operative high dose high precision beam therapy upon appropriate and stringent patient selection;  Patient selection should be done via standardised assessment such as the neurological-oncological-mechanical systemic (NOMS) framework; and  The assessment should be carried out by a multidisciplinary team (MDT), which may be inclusive of, but not limited to, radiation oncologists, spine surgeons and interventional radiologists, among others.
Orthopaedics | Spine - Thoracolumbar (TL) and sacral surgery | TL and sacral fusion and fixation implant | TL pedicle screw - Shank, tulip | STRYKER | XIA 3 8.5 x 40mm Closed Head Polyaxial Screw | 482378540 | Standalone | DE0008570 | As per HSA registered indication(s) except for radiolucent implants which should be used as follows:  in patients with primary or metastatic spinal tumours who would benefit from post-operative high dose high precision beam therapy upon appropriate and stringent patient selection;  Patient selection should be done via standardised assessment such as the neurological-oncological-mechanical systemic (NOMS) framework; and  The assessment should be carried out by a multidisciplinary team (MDT), which may be inclusive of, but not limited to, radiation oncologists, spine surgeons and interventional radiologists, among others.
Orthopaedics | Spine - Thoracolumbar (TL) and sacral surgery | TL and sacral fusion and fixation implant | TL pedicle screw - Shank, tulip | STRYKER | XIA 3 8.5 x 45mm Closed Head Polyaxial Screw | 482378545 | Standalone | DE0008570 | As per HSA registered indication(s) except for radiolucent implants which should be used as follows:  in patients with primary or metastatic spinal tumours who would benefit from post-operative high dose high precision beam therapy upon appropriate and stringent patient selection;  Patient selection should be done via standardised assessment such as the neurological-oncological-mechanical systemic (NOMS) framework; and  The assessment should be carried out by a multidisciplinary team (MDT), which may be inclusive of, but not limited to, radiation oncologists, spine surgeons and interventional radiologists, among others.
Orthopaedics | Spine - Thoracolumbar (TL) and sacral surgery | TL and sacral fusion and fixation implant | TL pedicle screw - Shank, tulip | STRYKER | XIA 3 8.5 x 50mm Axial Revision Bone Screw | 48238550 | Standalone | DE0008570 | As per HSA registered indication(s) except for radiolucent implants which should be used as follows:  in patients with primary or metastatic spinal tumours who would benefit from post-operative high dose high precision beam therapy upon appropriate and stringent patient selection;  Patient selection should be done via standardised assessment such as the neurological-oncological-mechanical systemic (NOMS) framework; and  The assessment should be carried out by a multidisciplinary team (MDT), which may be inclusive of, but not limited to, radiation oncologists, spine surgeons and interventional radiologists, among others.
Orthopaedics | Spine - Thoracolumbar (TL) and sacral surgery | TL and sacral fusion and fixation implant | TL pedicle screw - Shank, tulip | STRYKER | XIA 3 8.5 x 50mm Closed Head Polyaxial Screw | 482378550 | Standalone | DE0008570 | As per HSA registered indication(s) except for radiolucent implants which should be used as follows:  in patients with primary or metastatic spinal tumours who would benefit from post-operative high dose high precision beam therapy upon appropriate and stringent patient selection;  Patient selection should be done via standardised assessment such as the neurological-oncological-mechanical systemic (NOMS) framework; and  The assessment should be carried out by a multidisciplinary team (MDT), which may be inclusive of, but not limited to, radiation oncologists, spine surgeons and interventional radiologists, among others.
Orthopaedics | Spine - Thoracolumbar (TL) and sacral surgery | TL and sacral fusion and fixation implant | TL pedicle screw - Shank, tulip | STRYKER | XIA 3 8.5 x 55mm Closed Head Polyaxial Screw | 482378555 | Standalone | DE0008570 | As per HSA registered indication(s) except for radiolucent implants which should be used as follows:  in patients with primary or metastatic spinal tumours who would benefit from post-operative high dose high precision beam therapy upon appropriate and stringent patient selection;  Patient selection should be done via standardised assessment such as the neurological-oncological-mechanical systemic (NOMS) framework; and  The assessment should be carried out by a multidisciplinary team (MDT), which may be inclusive of, but not limited to, radiation oncologists, spine surgeons and interventional radiologists, among others.
Orthopaedics | Spine - Thoracolumbar (TL) and sacral surgery | TL and sacral fusion and fixation implant | TL pedicle screw - Shank, tulip | STRYKER | XIA 3 8.5 x 60mm Axial Revision Bone Screw | 48238560 | Standalone | DE0008570 | As per HSA registered indication(s) except for radiolucent implants which should be used as follows:  in patients with primary or metastatic spinal tumours who would benefit from post-operative high dose high precision beam therapy upon appropriate and stringent patient selection;  Patient selection should be done via standardised assessment such as the neurological-oncological-mechanical systemic (NOMS) framework; and  The assessment should be carried out by a multidisciplinary team (MDT), which may be inclusive of, but not limited to, radiation oncologists, spine surgeons and interventional radiologists, among others.
Orthopaedics | Spine - Thoracolumbar (TL) and sacral surgery | TL and sacral fusion and fixation implant | TL pedicle screw - Shank, tulip | STRYKER | XIA 3 8.5 x 60mm Biased Angle Polyaxial Screw | 482388560 | Standalone | DE0008570 | As per HSA registered indication(s) except for radiolucent implants which should be used as follows:  in patients with primary or metastatic spinal tumours who would benefit from post-operative high dose high precision beam therapy upon appropriate and stringent patient selection;  Patient selection should be done via standardised assessment such as the neurological-oncological-mechanical systemic (NOMS) framework; and  The assessment should be carried out by a multidisciplinary team (MDT), which may be inclusive of, but not limited to, radiation oncologists, spine surgeons and interventional radiologists, among others.
Orthopaedics | Spine - Thoracolumbar (TL) and sacral surgery | TL and sacral fusion and fixation implant | TL pedicle screw - Shank, tulip | STRYKER | XIA 3 8.5 x 60mm Closed Head Polyaxial Screw | 482378560 | Standalone | DE0008570 | As per HSA registered indication(s) except for radiolucent implants which should be used as follows:  in patients with primary or metastatic spinal tumours who would benefit from post-operative high dose high precision beam therapy upon appropriate and stringent patient selection;  Patient selection should be done via standardised assessment such as the neurological-oncological-mechanical systemic (NOMS) framework; and  The assessment should be carried out by a multidisciplinary team (MDT), which may be inclusive of, but not limited to, radiation oncologists, spine surgeons and interventional radiologists, among others.
Orthopaedics | Spine - Thoracolumbar (TL) and sacral surgery | TL and sacral fusion and fixation implant | TL pedicle screw - Shank, tulip | STRYKER | XIA 3 8.5 x 60mm Medial Biased Angle Polyaxial Screw | 4823718560 | Standalone | DE0008570 | As per HSA registered indication(s) except for radiolucent implants which should be used as follows:  in patients with primary or metastatic spinal tumours who would benefit from post-operative high dose high precision beam therapy upon appropriate and stringent patient selection;  Patient selection should be done via standardised assessment such as the neurological-oncological-mechanical systemic (NOMS) framework; and  The assessment should be carried out by a multidisciplinary team (MDT), which may be inclusive of, but not limited to, radiation oncologists, spine surgeons and interventional radiologists, among others.
Orthopaedics | Spine - Thoracolumbar (TL) and sacral surgery | TL and sacral fusion and fixation implant | TL pedicle screw - Shank, tulip | STRYKER | XIA 3 8.5 x 65mm Closed Head Polyaxial Screw | 482378565 | Standalone | DE0008570 | As per HSA registered indication(s) except for radiolucent implants which should be used as follows:  in patients with primary or metastatic spinal tumours who would benefit from post-operative high dose high precision beam therapy upon appropriate and stringent patient selection;  Patient selection should be done via standardised assessment such as the neurological-oncological-mechanical systemic (NOMS) framework; and  The assessment should be carried out by a multidisciplinary team (MDT), which may be inclusive of, but not limited to, radiation oncologists, spine surgeons and interventional radiologists, among others.
Orthopaedics | Spine - Thoracolumbar (TL) and sacral surgery | TL and sacral fusion and fixation implant | TL pedicle screw - Shank, tulip | STRYKER | XIA 3 8.5 x 70mm Biased Angle Polyaxial Screw | 482388570 | Standalone | DE0008570 | As per HSA registered indication(s) except for radiolucent implants which should be used as follows:  in patients with primary or metastatic spinal tumours who would benefit from post-operative high dose high precision beam therapy upon appropriate and stringent patient selection;  Patient selection should be done via standardised assessment such as the neurological-oncological-mechanical systemic (NOMS) framework; and  The assessment should be carried out by a multidisciplinary team (MDT), which may be inclusive of, but not limited to, radiation oncologists, spine surgeons and interventional radiologists, among others.
Orthopaedics | Spine - Thoracolumbar (TL) and sacral surgery | TL and sacral fusion and fixation implant | TL pedicle screw - Shank, tulip | STRYKER | XIA 3 8.5 x 70mm Closed Head Polyaxial Screw | 482378570 | Standalone | DE0008570 | As per HSA registered indication(s) except for radiolucent implants which should be used as follows:  in patients with primary or metastatic spinal tumours who would benefit from post-operative high dose high precision beam therapy upon appropriate and stringent patient selection;  Patient selection should be done via standardised assessment such as the neurological-oncological-mechanical systemic (NOMS) framework; and  The assessment should be carried out by a multidisciplinary team (MDT), which may be inclusive of, but not limited to, radiation oncologists, spine surgeons and interventional radiologists, among others.
Orthopaedics | Spine - Thoracolumbar (TL) and sacral surgery | TL and sacral fusion and fixation implant | TL pedicle screw - Shank, tulip | STRYKER | XIA 3 8.5 x 70mm Medial Biased Angle Polyaxial Screw | 4823718570 | Standalone | DE0008570 | As per HSA registered indication(s) except for radiolucent implants which should be used as follows:  in patients with primary or metastatic spinal tumours who would benefit from post-operative high dose high precision beam therapy upon appropriate and stringent patient selection;  Patient selection should be done via standardised assessment such as the neurological-oncological-mechanical systemic (NOMS) framework; and  The assessment should be carried out by a multidisciplinary team (MDT), which may be inclusive of, but not limited to, radiation oncologists, spine surgeons and interventional radiologists, among others.
Orthopaedics | Spine - Thoracolumbar (TL) and sacral surgery | TL and sacral fusion and fixation implant | TL pedicle screw - Shank, tulip | STRYKER | XIA 3 8.5 x 80mm Biased Angle Polyaxial Screw | 482388580 | Standalone | DE0008570 | As per HSA registered indication(s) except for radiolucent implants which should be used as follows:  in patients with primary or metastatic spinal tumours who would benefit from post-operative high dose high precision beam therapy upon appropriate and stringent patient selection;  Patient selection should be done via standardised assessment such as the neurological-oncological-mechanical systemic (NOMS) framework; and  The assessment should be carried out by a multidisciplinary team (MDT), which may be inclusive of, but not limited to, radiation oncologists, spine surgeons and interventional radiologists, among others.
Orthopaedics | Spine - Thoracolumbar (TL) and sacral surgery | TL and sacral fusion and fixation implant | TL pedicle screw - Shank, tulip | STRYKER | XIA 3 8.5 x 80mm Medial Biased Angle Polyaxial Screw | 4823718580 | Standalone | DE0008570 | As per HSA registered indication(s) except for radiolucent implants which should be used as follows:  in patients with primary or metastatic spinal tumours who would benefit from post-operative high dose high precision beam therapy upon appropriate and stringent patient selection;  Patient selection should be done via standardised assessment such as the neurological-oncological-mechanical systemic (NOMS) framework; and  The assessment should be carried out by a multidisciplinary team (MDT), which may be inclusive of, but not limited to, radiation oncologists, spine surgeons and interventional radiologists, among others.
Orthopaedics | Spine - Thoracolumbar (TL) and sacral surgery | TL and sacral fusion and fixation implant | TL pedicle screw - Shank, tulip | STRYKER | XIA 3 8.5 x 90mm Biased Angle Polyaxial Screw | 482388590 | Standalone | DE0008570 | As per HSA registered indication(s) except for radiolucent implants which should be used as follows:  in patients with primary or metastatic spinal tumours who would benefit from post-operative high dose high precision beam therapy upon appropriate and stringent patient selection;  Patient selection should be done via standardised assessment such as the neurological-oncological-mechanical systemic (NOMS) framework; and  The assessment should be carried out by a multidisciplinary team (MDT), which may be inclusive of, but not limited to, radiation oncologists, spine surgeons and interventional radiologists, among others.
Orthopaedics | Spine - Thoracolumbar (TL) and sacral surgery | TL and sacral fusion and fixation implant | TL pedicle screw - Shank, tulip | STRYKER | XIA 3 8.5 x 90mm Closed Head Polyaxial Screw | 482378590 | Standalone | DE0008570 | As per HSA registered indication(s) except for radiolucent implants which should be used as follows:  in patients with primary or metastatic spinal tumours who would benefit from post-operative high dose high precision beam therapy upon appropriate and stringent patient selection;  Patient selection should be done via standardised assessment such as the neurological-oncological-mechanical systemic (NOMS) framework; and  The assessment should be carried out by a multidisciplinary team (MDT), which may be inclusive of, but not limited to, radiation oncologists, spine surgeons and interventional radiologists, among others.
Orthopaedics | Spine - Thoracolumbar (TL) and sacral surgery | TL and sacral fusion and fixation implant | TL pedicle screw - Shank, tulip | STRYKER | XIA 3 8.5 x 90mm Medial Biased Angle Polyaxial Screw | 4823718590 | Standalone | DE0008570 | As per HSA registered indication(s) except for radiolucent implants which should be used as follows:  in patients with primary or metastatic spinal tumours who would benefit from post-operative high dose high precision beam therapy upon appropriate and stringent patient selection;  Patient selection should be done via standardised assessment such as the neurological-oncological-mechanical systemic (NOMS) framework; and  The assessment should be carried out by a multidisciplinary team (MDT), which may be inclusive of, but not limited to, radiation oncologists, spine surgeons and interventional radiologists, among others.
Orthopaedics | Spine - Thoracolumbar (TL) and sacral surgery | TL and sacral fusion and fixation implant | TL pedicle screw - Shank, tulip | STRYKER | XIA 3 9.5 x 100mm Biased Angle Polyaxial Screw | 482389500 | Standalone | DE0008570 | As per HSA registered indication(s) except for radiolucent implants which should be used as follows:  in patients with primary or metastatic spinal tumours who would benefit from post-operative high dose high precision beam therapy upon appropriate and stringent patient selection;  Patient selection should be done via standardised assessment such as the neurological-oncological-mechanical systemic (NOMS) framework; and  The assessment should be carried out by a multidisciplinary team (MDT), which may be inclusive of, but not limited to, radiation oncologists, spine surgeons and interventional radiologists, among others.
Orthopaedics | Spine - Thoracolumbar (TL) and sacral surgery | TL and sacral fusion and fixation implant | TL pedicle screw - Shank, tulip | STRYKER | XIA 3 9.5 x 100mm Medial Biased Angle Polyaxial Screw | 4823719500 | Standalone | DE0008570 | As per HSA registered indication(s) except for radiolucent implants which should be used as follows:  in patients with primary or metastatic spinal tumours who would benefit from post-operative high dose high precision beam therapy upon appropriate and stringent patient selection;  Patient selection should be done via standardised assessment such as the neurological-oncological-mechanical systemic (NOMS) framework; and  The assessment should be carried out by a multidisciplinary team (MDT), which may be inclusive of, but not limited to, radiation oncologists, spine surgeons and interventional radiologists, among others.
Orthopaedics | Spine - Thoracolumbar (TL) and sacral surgery | TL and sacral fusion and fixation implant | TL pedicle screw - Shank, tulip | STRYKER | XIA 3 9.5 x 30mm Closed Head Polyaxial Screw | 482379530 | Standalone | DE0008570 | As per HSA registered indication(s) except for radiolucent implants which should be used as follows:  in patients with primary or metastatic spinal tumours who would benefit from post-operative high dose high precision beam therapy upon appropriate and stringent patient selection;  Patient selection should be done via standardised assessment such as the neurological-oncological-mechanical systemic (NOMS) framework; and  The assessment should be carried out by a multidisciplinary team (MDT), which may be inclusive of, but not limited to, radiation oncologists, spine surgeons and interventional radiologists, among others.
Orthopaedics | Spine - Thoracolumbar (TL) and sacral surgery | TL and sacral fusion and fixation implant | TL pedicle screw - Shank, tulip | STRYKER | XIA 3 9.5 x 40mm Axial Revision Bone Screw | 48239540 | Standalone | DE0008570 | As per HSA registered indication(s) except for radiolucent implants which should be used as follows:  in patients with primary or metastatic spinal tumours who would benefit from post-operative high dose high precision beam therapy upon appropriate and stringent patient selection;  Patient selection should be done via standardised assessment such as the neurological-oncological-mechanical systemic (NOMS) framework; and  The assessment should be carried out by a multidisciplinary team (MDT), which may be inclusive of, but not limited to, radiation oncologists, spine surgeons and interventional radiologists, among others.
Orthopaedics | Spine - Thoracolumbar (TL) and sacral surgery | TL and sacral fusion and fixation implant | TL pedicle screw - Shank, tulip | STRYKER | XIA 3 9.5 x 40mm Closed Head Polyaxial Screw | 482379540 | Standalone | DE0008570 | As per HSA registered indication(s) except for radiolucent implants which should be used as follows:  in patients with primary or metastatic spinal tumours who would benefit from post-operative high dose high precision beam therapy upon appropriate and stringent patient selection;  Patient selection should be done via standardised assessment such as the neurological-oncological-mechanical systemic (NOMS) framework; and  The assessment should be carried out by a multidisciplinary team (MDT), which may be inclusive of, but not limited to, radiation oncologists, spine surgeons and interventional radiologists, among others.
Orthopaedics | Spine - Thoracolumbar (TL) and sacral surgery | TL and sacral fusion and fixation implant | TL pedicle screw - Shank, tulip | STRYKER | XIA 3 9.5 x 45mm Closed Head Polyaxial Screw | 482379545 | Standalone | DE0008570 | As per HSA registered indication(s) except for radiolucent implants which should be used as follows:  in patients with primary or metastatic spinal tumours who would benefit from post-operative high dose high precision beam therapy upon appropriate and stringent patient selection;  Patient selection should be done via standardised assessment such as the neurological-oncological-mechanical systemic (NOMS) framework; and  The assessment should be carried out by a multidisciplinary team (MDT), which may be inclusive of, but not limited to, radiation oncologists, spine surgeons and interventional radiologists, among others.
Orthopaedics | Spine - Thoracolumbar (TL) and sacral surgery | TL and sacral fusion and fixation implant | TL pedicle screw - Shank, tulip | STRYKER | XIA 3 9.5 x 50mm Axial Revision Bone Screw | 48239550 | Standalone | DE0008570 | As per HSA registered indication(s) except for radiolucent implants which should be used as follows:  in patients with primary or metastatic spinal tumours who would benefit from post-operative high dose high precision beam therapy upon appropriate and stringent patient selection;  Patient selection should be done via standardised assessment such as the neurological-oncological-mechanical systemic (NOMS) framework; and  The assessment should be carried out by a multidisciplinary team (MDT), which may be inclusive of, but not limited to, radiation oncologists, spine surgeons and interventional radiologists, among others.
Orthopaedics | Spine - Thoracolumbar (TL) and sacral surgery | TL and sacral fusion and fixation implant | TL pedicle screw - Shank, tulip | STRYKER | XIA 3 9.5 x 50mm Closed Head Polyaxial Screw | 482379550 | Standalone | DE0008570 | As per HSA registered indication(s) except for radiolucent implants which should be used as follows:  in patients with primary or metastatic spinal tumours who would benefit from post-operative high dose high precision beam therapy upon appropriate and stringent patient selection;  Patient selection should be done via standardised assessment such as the neurological-oncological-mechanical systemic (NOMS) framework; and  The assessment should be carried out by a multidisciplinary team (MDT), which may be inclusive of, but not limited to, radiation oncologists, spine surgeons and interventional radiologists, among others.
Orthopaedics | Spine - Thoracolumbar (TL) and sacral surgery | TL and sacral fusion and fixation implant | TL pedicle screw - Shank, tulip | STRYKER | XIA 3 9.5 x 55mm Closed Head Polyaxial Screw | 482379555 | Standalone | DE0008570 | As per HSA registered indication(s) except for radiolucent implants which should be used as follows:  in patients with primary or metastatic spinal tumours who would benefit from post-operative high dose high precision beam therapy upon appropriate and stringent patient selection;  Patient selection should be done via standardised assessment such as the neurological-oncological-mechanical systemic (NOMS) framework; and  The assessment should be carried out by a multidisciplinary team (MDT), which may be inclusive of, but not limited to, radiation oncologists, spine surgeons and interventional radiologists, among others.
Orthopaedics | Spine - Thoracolumbar (TL) and sacral surgery | TL and sacral fusion and fixation implant | TL pedicle screw - Shank, tulip | STRYKER | XIA 3 9.5 x 60mm Axial Revision Bone Screw | 48239560 | Standalone | DE0008570 | As per HSA registered indication(s) except for radiolucent implants which should be used as follows:  in patients with primary or metastatic spinal tumours who would benefit from post-operative high dose high precision beam therapy upon appropriate and stringent patient selection;  Patient selection should be done via standardised assessment such as the neurological-oncological-mechanical systemic (NOMS) framework; and  The assessment should be carried out by a multidisciplinary team (MDT), which may be inclusive of, but not limited to, radiation oncologists, spine surgeons and interventional radiologists, among others.
Orthopaedics | Spine - Thoracolumbar (TL) and sacral surgery | TL and sacral fusion and fixation implant | TL pedicle screw - Shank, tulip | STRYKER | XIA 3 9.5 x 60mm Biased Angle Polyaxial Screw | 482389560 | Standalone | DE0008570 | As per HSA registered indication(s) except for radiolucent implants which should be used as follows:  in patients with primary or metastatic spinal tumours who would benefit from post-operative high dose high precision beam therapy upon appropriate and stringent patient selection;  Patient selection should be done via standardised assessment such as the neurological-oncological-mechanical systemic (NOMS) framework; and  The assessment should be carried out by a multidisciplinary team (MDT), which may be inclusive of, but not limited to, radiation oncologists, spine surgeons and interventional radiologists, among others.
Orthopaedics | Spine - Thoracolumbar (TL) and sacral surgery | TL and sacral fusion and fixation implant | TL pedicle screw - Shank, tulip | STRYKER | XIA 3 9.5 x 60mm Closed Head Polyaxial Screw | 482379560 | Standalone | DE0008570 | As per HSA registered indication(s) except for radiolucent implants which should be used as follows:  in patients with primary or metastatic spinal tumours who would benefit from post-operative high dose high precision beam therapy upon appropriate and stringent patient selection;  Patient selection should be done via standardised assessment such as the neurological-oncological-mechanical systemic (NOMS) framework; and  The assessment should be carried out by a multidisciplinary team (MDT), which may be inclusive of, but not limited to, radiation oncologists, spine surgeons and interventional radiologists, among others.
Orthopaedics | Spine - Thoracolumbar (TL) and sacral surgery | TL and sacral fusion and fixation implant | TL pedicle screw - Shank, tulip | STRYKER | XIA 3 9.5 x 60mm Medial Biased Angle Polyaxial Screw | 4823719560 | Standalone | DE0008570 | As per HSA registered indication(s) except for radiolucent implants which should be used as follows:  in patients with primary or metastatic spinal tumours who would benefit from post-operative high dose high precision beam therapy upon appropriate and stringent patient selection;  Patient selection should be done via standardised assessment such as the neurological-oncological-mechanical systemic (NOMS) framework; and  The assessment should be carried out by a multidisciplinary team (MDT), which may be inclusive of, but not limited to, radiation oncologists, spine surgeons and interventional radiologists, among others.
Orthopaedics | Spine - Thoracolumbar (TL) and sacral surgery | TL and sacral fusion and fixation implant | TL pedicle screw - Shank, tulip | STRYKER | XIA 3 9.5 x 65mm Closed Head Polyaxial Screw | 482379565 | Standalone | DE0008570 | As per HSA registered indication(s) except for radiolucent implants which should be used as follows:  in patients with primary or metastatic spinal tumours who would benefit from post-operative high dose high precision beam therapy upon appropriate and stringent patient selection;  Patient selection should be done via standardised assessment such as the neurological-oncological-mechanical systemic (NOMS) framework; and  The assessment should be carried out by a multidisciplinary team (MDT), which may be inclusive of, but not limited to, radiation oncologists, spine surgeons and interventional radiologists, among others.
Orthopaedics | Spine - Thoracolumbar (TL) and sacral surgery | TL and sacral fusion and fixation implant | TL pedicle screw - Shank, tulip | STRYKER | XIA 3 9.5 x 70mm Biased Angle Polyaxial Screw | 482389570 | Standalone | DE0008570 | As per HSA registered indication(s) except for radiolucent implants which should be used as follows:  in patients with primary or metastatic spinal tumours who would benefit from post-operative high dose high precision beam therapy upon appropriate and stringent patient selection;  Patient selection should be done via standardised assessment such as the neurological-oncological-mechanical systemic (NOMS) framework; and  The assessment should be carried out by a multidisciplinary team (MDT), which may be inclusive of, but not limited to, radiation oncologists, spine surgeons and interventional radiologists, among others.
Orthopaedics | Spine - Thoracolumbar (TL) and sacral surgery | TL and sacral fusion and fixation implant | TL pedicle screw - Shank, tulip | STRYKER | XIA 3 9.5 x 70mm Closed Head Polyaxial Screw | 482379570 | Standalone | DE0008570 | As per HSA registered indication(s) except for radiolucent implants which should be used as follows:  in patients with primary or metastatic spinal tumours who would benefit from post-operative high dose high precision beam therapy upon appropriate and stringent patient selection;  Patient selection should be done via standardised assessment such as the neurological-oncological-mechanical systemic (NOMS) framework; and  The assessment should be carried out by a multidisciplinary team (MDT), which may be inclusive of, but not limited to, radiation oncologists, spine surgeons and interventional radiologists, among others.
Orthopaedics | Spine - Thoracolumbar (TL) and sacral surgery | TL and sacral fusion and fixation implant | TL pedicle screw - Shank, tulip | STRYKER | XIA 3 9.5 x 70mm Medial Biased Angle Polyaxial Screw | 4823719570 | Standalone | DE0008570 | As per HSA registered indication(s) except for radiolucent implants which should be used as follows:  in patients with primary or metastatic spinal tumours who would benefit from post-operative high dose high precision beam therapy upon appropriate and stringent patient selection;  Patient selection should be done via standardised assessment such as the neurological-oncological-mechanical systemic (NOMS) framework; and  The assessment should be carried out by a multidisciplinary team (MDT), which may be inclusive of, but not limited to, radiation oncologists, spine surgeons and interventional radiologists, among others.
Orthopaedics | Spine - Thoracolumbar (TL) and sacral surgery | TL and sacral fusion and fixation implant | TL pedicle screw - Shank, tulip | STRYKER | XIA 3 9.5 x 80mm Biased Angle Polyaxial Screw | 482389580 | Standalone | DE0008570 | As per HSA registered indication(s) except for radiolucent implants which should be used as follows:  in patients with primary or metastatic spinal tumours who would benefit from post-operative high dose high precision beam therapy upon appropriate and stringent patient selection;  Patient selection should be done via standardised assessment such as the neurological-oncological-mechanical systemic (NOMS) framework; and  The assessment should be carried out by a multidisciplinary team (MDT), which may be inclusive of, but not limited to, radiation oncologists, spine surgeons and interventional radiologists, among others.
Orthopaedics | Spine - Thoracolumbar (TL) and sacral surgery | TL and sacral fusion and fixation implant | TL pedicle screw - Shank, tulip | STRYKER | XIA 3 9.5 x 80mm Closed Head Polyaxial Screw | 482379580 | Standalone | DE0008570 | As per HSA registered indication(s) except for radiolucent implants which should be used as follows:  in patients with primary or metastatic spinal tumours who would benefit from post-operative high dose high precision beam therapy upon appropriate and stringent patient selection;  Patient selection should be done via standardised assessment such as the neurological-oncological-mechanical systemic (NOMS) framework; and  The assessment should be carried out by a multidisciplinary team (MDT), which may be inclusive of, but not limited to, radiation oncologists, spine surgeons and interventional radiologists, among others.
Orthopaedics | Spine - Thoracolumbar (TL) and sacral surgery | TL and sacral fusion and fixation implant | TL pedicle screw - Shank, tulip | STRYKER | XIA 3 9.5 x 80mm Medial Biased Angle Polyaxial Screw | 4823719580 | Standalone | DE0008570 | As per HSA registered indication(s) except for radiolucent implants which should be used as follows:  in patients with primary or metastatic spinal tumours who would benefit from post-operative high dose high precision beam therapy upon appropriate and stringent patient selection;  Patient selection should be done via standardised assessment such as the neurological-oncological-mechanical systemic (NOMS) framework; and  The assessment should be carried out by a multidisciplinary team (MDT), which may be inclusive of, but not limited to, radiation oncologists, spine surgeons and interventional radiologists, among others.
Orthopaedics | Spine - Thoracolumbar (TL) and sacral surgery | TL and sacral fusion and fixation implant | TL pedicle screw - Shank, tulip | STRYKER | XIA 3 9.5 x 90mm Biased Angle Polyaxial Screw | 482389590 | Standalone | DE0008570 | As per HSA registered indication(s) except for radiolucent implants which should be used as follows:  in patients with primary or metastatic spinal tumours who would benefit from post-operative high dose high precision beam therapy upon appropriate and stringent patient selection;  Patient selection should be done via standardised assessment such as the neurological-oncological-mechanical systemic (NOMS) framework; and  The assessment should be carried out by a multidisciplinary team (MDT), which may be inclusive of, but not limited to, radiation oncologists, spine surgeons and interventional radiologists, among others.
Orthopaedics | Spine - Thoracolumbar (TL) and sacral surgery | TL and sacral fusion and fixation implant | TL pedicle screw - Shank, tulip | STRYKER | XIA 3 9.5 x 90mm Closed Head Polyaxial Screw | 482379590 | Standalone | DE0008570 | As per HSA registered indication(s) except for radiolucent implants which should be used as follows:  in patients with primary or metastatic spinal tumours who would benefit from post-operative high dose high precision beam therapy upon appropriate and stringent patient selection;  Patient selection should be done via standardised assessment such as the neurological-oncological-mechanical systemic (NOMS) framework; and  The assessment should be carried out by a multidisciplinary team (MDT), which may be inclusive of, but not limited to, radiation oncologists, spine surgeons and interventional radiologists, among others.
Orthopaedics | Spine - Thoracolumbar (TL) and sacral surgery | TL and sacral fusion and fixation implant | TL pedicle screw - Shank, tulip | STRYKER | XIA 3 9.5 x 90mm Medial Biased Angle Polyaxial Screw | 4823719590 | Standalone | DE0008570 | As per HSA registered indication(s) except for radiolucent implants which should be used as follows:  in patients with primary or metastatic spinal tumours who would benefit from post-operative high dose high precision beam therapy upon appropriate and stringent patient selection;  Patient selection should be done via standardised assessment such as the neurological-oncological-mechanical systemic (NOMS) framework; and  The assessment should be carried out by a multidisciplinary team (MDT), which may be inclusive of, but not limited to, radiation oncologists, spine surgeons and interventional radiologists, among others.
Orthopaedics | Spine - Thoracolumbar (TL) and sacral surgery | TL and sacral fusion and fixation implant | TL rod connector system excluding locking screw | STRYKER | XIA 3 Angled Loading- Side- Loading RRC | 48235010 | Standalone | DE0008570 | As per HSA registered indication(s)
Orthopaedics | Spine - Thoracolumbar (TL) and sacral surgery | TL and sacral fusion and fixation implant | TL rod connector system excluding locking screw | STRYKER | XIA 3 Axial Revision RRC | 48235012 | Standalone | DE0008570 | As per HSA registered indication(s)
Orthopaedics | Spine - Thoracolumbar (TL) and sacral surgery | TL and sacral fusion and fixation implant | TL pedicle screw - Locking screw | STRYKER | XIA 3 Blocker | 48230000 | Standalone | DE0008570 | As per HSA registered indication(s) except for radiolucent implants which should be used as follows:  in patients with primary or metastatic spinal tumours who would benefit from post-operative high dose high precision beam therapy upon appropriate and stringent patient selection;  Patient selection should be done via standardised assessment such as the neurological-oncological-mechanical systemic (NOMS) framework; and  The assessment should be carried out by a multidisciplinary team (MDT), which may be inclusive of, but not limited to, radiation oncologists, spine surgeons and interventional radiologists, among others.
Orthopaedics | Spine - Thoracolumbar (TL) and sacral surgery | TL and sacral fusion and fixation implant | TL rod connector system excluding locking screw | STRYKER | XIA 3 Closed Headed Offset Connector | 48230138 | Standalone | DE0008570 | As per HSA registered indication(s)
Orthopaedics | Spine - Thoracolumbar (TL) and sacral surgery | TL and sacral fusion and fixation implant | TL rod connector system excluding locking screw | STRYKER | XIA 3 J- Hook Offset Connector | 48230143 | Standalone | DE0008570 | As per HSA registered indication(s)
Orthopaedics | Spine - Thoracolumbar (TL) and sacral surgery | TL and sacral fusion and fixation implant | TL rod connector system excluding locking screw | STRYKER | XIA 3 Long Offset Connector | 48230133 | Standalone | DE0008570 | As per HSA registered indication(s)
Orthopaedics | Spine - Thoracolumbar (TL) and sacral surgery | TL and sacral fusion and fixation implant | TL rod connector system excluding locking screw | STRYKER | XIA 3 Long Offset Connector Open- Head | 48230139 | Standalone | DE0008570 | As per HSA registered indication(s)
Orthopaedics | Spine - Thoracolumbar (TL) and sacral surgery | TL and sacral fusion and fixation implant | TL pedicle screw - Shank, tulip | STRYKER | XIA 3 D 10.5 x 100mm Polyaxial Screw | 482311500 | Standalone | DE0008570 | As per HSA registered indication(s) except for radiolucent implants which should be used as follows:  in patients with primary or metastatic spinal tumours who would benefit from post-operative high dose high precision beam therapy upon appropriate and stringent patient selection;  Patient selection should be done via standardised assessment such as the neurological-oncological-mechanical systemic (NOMS) framework; and  The assessment should be carried out by a multidisciplinary team (MDT), which may be inclusive of, but not limited to, radiation oncologists, spine surgeons and interventional radiologists, among others.
Orthopaedics | Spine - Thoracolumbar (TL) and sacral surgery | TL and sacral fusion and fixation implant | TL pedicle screw - Shank, tulip | STRYKER | XIA 3 D 10.5 x 40mm Polyaxial Screw | 482311540 | Standalone | DE0008570 | As per HSA registered indication(s) except for radiolucent implants which should be used as follows:  in patients with primary or metastatic spinal tumours who would benefit from post-operative high dose high precision beam therapy upon appropriate and stringent patient selection;  Patient selection should be done via standardised assessment such as the neurological-oncological-mechanical systemic (NOMS) framework; and  The assessment should be carried out by a multidisciplinary team (MDT), which may be inclusive of, but not limited to, radiation oncologists, spine surgeons and interventional radiologists, among others.
Orthopaedics | Spine - Thoracolumbar (TL) and sacral surgery | TL and sacral fusion and fixation implant | TL pedicle screw - Shank, tulip | STRYKER | XIA 3 D 10.5 x 45mm Polyaxial Screw | 482311545 | Standalone | DE0008570 | As per HSA registered indication(s) except for radiolucent implants which should be used as follows:  in patients with primary or metastatic spinal tumours who would benefit from post-operative high dose high precision beam therapy upon appropriate and stringent patient selection;  Patient selection should be done via standardised assessment such as the neurological-oncological-mechanical systemic (NOMS) framework; and  The assessment should be carried out by a multidisciplinary team (MDT), which may be inclusive of, but not limited to, radiation oncologists, spine surgeons and interventional radiologists, among others.
Orthopaedics | Spine - Thoracolumbar (TL) and sacral surgery | TL and sacral fusion and fixation implant | TL pedicle screw - Shank, tulip | STRYKER | XIA 3 D 10.5 x 50mm Polyaxial Screw | 482311550 | Standalone | DE0008570 | As per HSA registered indication(s) except for radiolucent implants which should be used as follows:  in patients with primary or metastatic spinal tumours who would benefit from post-operative high dose high precision beam therapy upon appropriate and stringent patient selection;  Patient selection should be done via standardised assessment such as the neurological-oncological-mechanical systemic (NOMS) framework; and  The assessment should be carried out by a multidisciplinary team (MDT), which may be inclusive of, but not limited to, radiation oncologists, spine surgeons and interventional radiologists, among others.
Orthopaedics | Spine - Thoracolumbar (TL) and sacral surgery | TL and sacral fusion and fixation implant | TL pedicle screw - Shank, tulip | STRYKER | XIA 3 D 10.5 x 55mm Polyaxial Screw | 482311555 | Standalone | DE0008570 | As per HSA registered indication(s) except for radiolucent implants which should be used as follows:  in patients with primary or metastatic spinal tumours who would benefit from post-operative high dose high precision beam therapy upon appropriate and stringent patient selection;  Patient selection should be done via standardised assessment such as the neurological-oncological-mechanical systemic (NOMS) framework; and  The assessment should be carried out by a multidisciplinary team (MDT), which may be inclusive of, but not limited to, radiation oncologists, spine surgeons and interventional radiologists, among others.
Orthopaedics | Spine - Thoracolumbar (TL) and sacral surgery | TL and sacral fusion and fixation implant | TL pedicle screw - Shank, tulip | STRYKER | XIA 3 D 10.5 x 60mm Polyaxial Screw | 482311560 | Standalone | DE0008570 | As per HSA registered indication(s) except for radiolucent implants which should be used as follows:  in patients with primary or metastatic spinal tumours who would benefit from post-operative high dose high precision beam therapy upon appropriate and stringent patient selection;  Patient selection should be done via standardised assessment such as the neurological-oncological-mechanical systemic (NOMS) framework; and  The assessment should be carried out by a multidisciplinary team (MDT), which may be inclusive of, but not limited to, radiation oncologists, spine surgeons and interventional radiologists, among others.
Orthopaedics | Spine - Thoracolumbar (TL) and sacral surgery | TL and sacral fusion and fixation implant | TL pedicle screw - Shank, tulip | STRYKER | XIA 3 D 10.5 x 65mm Polyaxial Screw | 482311565 | Standalone | DE0008570 | As per HSA registered indication(s) except for radiolucent implants which should be used as follows:  in patients with primary or metastatic spinal tumours who would benefit from post-operative high dose high precision beam therapy upon appropriate and stringent patient selection;  Patient selection should be done via standardised assessment such as the neurological-oncological-mechanical systemic (NOMS) framework; and  The assessment should be carried out by a multidisciplinary team (MDT), which may be inclusive of, but not limited to, radiation oncologists, spine surgeons and interventional radiologists, among others.
Orthopaedics | Spine - Thoracolumbar (TL) and sacral surgery | TL and sacral fusion and fixation implant | TL pedicle screw - Shank, tulip | STRYKER | XIA 3 D 10.5 x 70mm Polyaxial Screw | 482311570 | Standalone | DE0008570 | As per HSA registered indication(s) except for radiolucent implants which should be used as follows:  in patients with primary or metastatic spinal tumours who would benefit from post-operative high dose high precision beam therapy upon appropriate and stringent patient selection;  Patient selection should be done via standardised assessment such as the neurological-oncological-mechanical systemic (NOMS) framework; and  The assessment should be carried out by a multidisciplinary team (MDT), which may be inclusive of, but not limited to, radiation oncologists, spine surgeons and interventional radiologists, among others.
Orthopaedics | Spine - Thoracolumbar (TL) and sacral surgery | TL and sacral fusion and fixation implant | TL pedicle screw - Shank, tulip | STRYKER | XIA 3 D 10.5 x 80mm Polyaxial Screw | 482311580 | Standalone | DE0008570 | As per HSA registered indication(s) except for radiolucent implants which should be used as follows:  in patients with primary or metastatic spinal tumours who would benefit from post-operative high dose high precision beam therapy upon appropriate and stringent patient selection;  Patient selection should be done via standardised assessment such as the neurological-oncological-mechanical systemic (NOMS) framework; and  The assessment should be carried out by a multidisciplinary team (MDT), which may be inclusive of, but not limited to, radiation oncologists, spine surgeons and interventional radiologists, among others.
Orthopaedics | Spine - Thoracolumbar (TL) and sacral surgery | TL and sacral fusion and fixation implant | TL pedicle screw - Shank, tulip | STRYKER | XIA 3 D 10.5 x 90mm Polyaxial Screw | 482311590 | Standalone | DE0008570 | As per HSA registered indication(s) except for radiolucent implants which should be used as follows:  in patients with primary or metastatic spinal tumours who would benefit from post-operative high dose high precision beam therapy upon appropriate and stringent patient selection;  Patient selection should be done via standardised assessment such as the neurological-oncological-mechanical systemic (NOMS) framework; and  The assessment should be carried out by a multidisciplinary team (MDT), which may be inclusive of, but not limited to, radiation oncologists, spine surgeons and interventional radiologists, among others.
Orthopaedics | Spine - Thoracolumbar (TL) and sacral surgery | TL and sacral fusion and fixation implant | TL pedicle screw - Shank, tulip | STRYKER | XIA 3 D 4.0 x 30mm Spinal Screw Polyaxial | 482314030 | Standalone | DE0008570 | As per HSA registered indication(s) except for radiolucent implants which should be used as follows:  in patients with primary or metastatic spinal tumours who would benefit from post-operative high dose high precision beam therapy upon appropriate and stringent patient selection;  Patient selection should be done via standardised assessment such as the neurological-oncological-mechanical systemic (NOMS) framework; and  The assessment should be carried out by a multidisciplinary team (MDT), which may be inclusive of, but not limited to, radiation oncologists, spine surgeons and interventional radiologists, among others.
Orthopaedics | Spine - Thoracolumbar (TL) and sacral surgery | TL and sacral fusion and fixation implant | TL pedicle screw - Shank, tulip | STRYKER | XIA 3 D 4.0 x 35mm Spinal Screw Polyaxial | 482314035 | Standalone | DE0008570 | As per HSA registered indication(s) except for radiolucent implants which should be used as follows:  in patients with primary or metastatic spinal tumours who would benefit from post-operative high dose high precision beam therapy upon appropriate and stringent patient selection;  Patient selection should be done via standardised assessment such as the neurological-oncological-mechanical systemic (NOMS) framework; and  The assessment should be carried out by a multidisciplinary team (MDT), which may be inclusive of, but not limited to, radiation oncologists, spine surgeons and interventional radiologists, among others.
Orthopaedics | Spine - Thoracolumbar (TL) and sacral surgery | TL and sacral fusion and fixation implant | TL pedicle screw - Shank, tulip | STRYKER | XIA 3 D 4.0 x 40mm Spinal Screw Polyaxial | 482314040 | Standalone | DE0008570 | As per HSA registered indication(s) except for radiolucent implants which should be used as follows:  in patients with primary or metastatic spinal tumours who would benefit from post-operative high dose high precision beam therapy upon appropriate and stringent patient selection;  Patient selection should be done via standardised assessment such as the neurological-oncological-mechanical systemic (NOMS) framework; and  The assessment should be carried out by a multidisciplinary team (MDT), which may be inclusive of, but not limited to, radiation oncologists, spine surgeons and interventional radiologists, among others.
Orthopaedics | Spine - Thoracolumbar (TL) and sacral surgery | TL and sacral fusion and fixation implant | TL pedicle screw - Shank, tulip | STRYKER | XIA 3 D 4.5 x 25mm Spinal Screw Monoaxial | 482304525 | Standalone | DE0008570 | As per HSA registered indication(s) except for radiolucent implants which should be used as follows:  in patients with primary or metastatic spinal tumours who would benefit from post-operative high dose high precision beam therapy upon appropriate and stringent patient selection;  Patient selection should be done via standardised assessment such as the neurological-oncological-mechanical systemic (NOMS) framework; and  The assessment should be carried out by a multidisciplinary team (MDT), which may be inclusive of, but not limited to, radiation oncologists, spine surgeons and interventional radiologists, among others.
Orthopaedics | Spine - Thoracolumbar (TL) and sacral surgery | TL and sacral fusion and fixation implant | TL pedicle screw - Shank, tulip | STRYKER | XIA 3 D 4.5 x 25mm Spinal Screw Polyaxial | 482314525 | Standalone | DE0008570 | As per HSA registered indication(s) except for radiolucent implants which should be used as follows:  in patients with primary or metastatic spinal tumours who would benefit from post-operative high dose high precision beam therapy upon appropriate and stringent patient selection;  Patient selection should be done via standardised assessment such as the neurological-oncological-mechanical systemic (NOMS) framework; and  The assessment should be carried out by a multidisciplinary team (MDT), which may be inclusive of, but not limited to, radiation oncologists, spine surgeons and interventional radiologists, among others.
Orthopaedics | Spine - Thoracolumbar (TL) and sacral surgery | TL and sacral fusion and fixation implant | TL pedicle screw - Shank, tulip | STRYKER | XIA 3 D 4.5 x 30mm Spinal Screw Monoaxial | 482304530 | Standalone | DE0008570 | As per HSA registered indication(s) except for radiolucent implants which should be used as follows:  in patients with primary or metastatic spinal tumours who would benefit from post-operative high dose high precision beam therapy upon appropriate and stringent patient selection;  Patient selection should be done via standardised assessment such as the neurological-oncological-mechanical systemic (NOMS) framework; and  The assessment should be carried out by a multidisciplinary team (MDT), which may be inclusive of, but not limited to, radiation oncologists, spine surgeons and interventional radiologists, among others.
Orthopaedics | Spine - Thoracolumbar (TL) and sacral surgery | TL and sacral fusion and fixation implant | TL pedicle screw - Shank, tulip | STRYKER | XIA 3 D 4.5 x 30mm Spinal Screw Polyaxial | 482314530 | Standalone | DE0008570 | As per HSA registered indication(s) except for radiolucent implants which should be used as follows:  in patients with primary or metastatic spinal tumours who would benefit from post-operative high dose high precision beam therapy upon appropriate and stringent patient selection;  Patient selection should be done via standardised assessment such as the neurological-oncological-mechanical systemic (NOMS) framework; and  The assessment should be carried out by a multidisciplinary team (MDT), which may be inclusive of, but not limited to, radiation oncologists, spine surgeons and interventional radiologists, among others.
Orthopaedics | Spine - Thoracolumbar (TL) and sacral surgery | TL and sacral fusion and fixation implant | TL pedicle screw - Shank, tulip | STRYKER | XIA 3 D 4.5 x 35mm Spinal Screw Monoaxial | 482304535 | Standalone | DE0008570 | As per HSA registered indication(s) except for radiolucent implants which should be used as follows:  in patients with primary or metastatic spinal tumours who would benefit from post-operative high dose high precision beam therapy upon appropriate and stringent patient selection;  Patient selection should be done via standardised assessment such as the neurological-oncological-mechanical systemic (NOMS) framework; and  The assessment should be carried out by a multidisciplinary team (MDT), which may be inclusive of, but not limited to, radiation oncologists, spine surgeons and interventional radiologists, among others.
Orthopaedics | Spine - Thoracolumbar (TL) and sacral surgery | TL and sacral fusion and fixation implant | TL pedicle screw - Shank, tulip | STRYKER | XIA 3 D 4.5 x 35mm Spinal Screw Polyaxial | 482314535 | Standalone | DE0008570 | As per HSA registered indication(s) except for radiolucent implants which should be used as follows:  in patients with primary or metastatic spinal tumours who would benefit from post-operative high dose high precision beam therapy upon appropriate and stringent patient selection;  Patient selection should be done via standardised assessment such as the neurological-oncological-mechanical systemic (NOMS) framework; and  The assessment should be carried out by a multidisciplinary team (MDT), which may be inclusive of, but not limited to, radiation oncologists, spine surgeons and interventional radiologists, among others.
Orthopaedics | Spine - Thoracolumbar (TL) and sacral surgery | TL and sacral fusion and fixation implant | TL pedicle screw - Shank, tulip | STRYKER | XIA 3 D 4.5 x 40mm Spinal Screw Monoaxial | 482304540 | Standalone | DE0008570 | As per HSA registered indication(s) except for radiolucent implants which should be used as follows:  in patients with primary or metastatic spinal tumours who would benefit from post-operative high dose high precision beam therapy upon appropriate and stringent patient selection;  Patient selection should be done via standardised assessment such as the neurological-oncological-mechanical systemic (NOMS) framework; and  The assessment should be carried out by a multidisciplinary team (MDT), which may be inclusive of, but not limited to, radiation oncologists, spine surgeons and interventional radiologists, among others.
Orthopaedics | Spine - Thoracolumbar (TL) and sacral surgery | TL and sacral fusion and fixation implant | TL pedicle screw - Shank, tulip | STRYKER | XIA 3 D 4.5 x 40mm Spinal Screw Polyaxial | 482314540 | Standalone | DE0008570 | As per HSA registered indication(s) except for radiolucent implants which should be used as follows:  in patients with primary or metastatic spinal tumours who would benefit from post-operative high dose high precision beam therapy upon appropriate and stringent patient selection;  Patient selection should be done via standardised assessment such as the neurological-oncological-mechanical systemic (NOMS) framework; and  The assessment should be carried out by a multidisciplinary team (MDT), which may be inclusive of, but not limited to, radiation oncologists, spine surgeons and interventional radiologists, among others.
Orthopaedics | Spine - Thoracolumbar (TL) and sacral surgery | TL and sacral fusion and fixation implant | TL pedicle screw - Shank, tulip | STRYKER | XIA 3 D 4.5 x 45mm Spinal Screw Monoaxial | 482304545 | Standalone | DE0008570 | As per HSA registered indication(s) except for radiolucent implants which should be used as follows:  in patients with primary or metastatic spinal tumours who would benefit from post-operative high dose high precision beam therapy upon appropriate and stringent patient selection;  Patient selection should be done via standardised assessment such as the neurological-oncological-mechanical systemic (NOMS) framework; and  The assessment should be carried out by a multidisciplinary team (MDT), which may be inclusive of, but not limited to, radiation oncologists, spine surgeons and interventional radiologists, among others.
Orthopaedics | Spine - Thoracolumbar (TL) and sacral surgery | TL and sacral fusion and fixation implant | TL pedicle screw - Shank, tulip | STRYKER | XIA 3 D 4.5 x 45mm Spinal Screw Polyaxial | 482314545 | Standalone | DE0008570 | As per HSA registered indication(s) except for radiolucent implants which should be used as follows:  in patients with primary or metastatic spinal tumours who would benefit from post-operative high dose high precision beam therapy upon appropriate and stringent patient selection;  Patient selection should be done via standardised assessment such as the neurological-oncological-mechanical systemic (NOMS) framework; and  The assessment should be carried out by a multidisciplinary team (MDT), which may be inclusive of, but not limited to, radiation oncologists, spine surgeons and interventional radiologists, among others.
Orthopaedics | Spine - Thoracolumbar (TL) and sacral surgery | TL and sacral fusion and fixation implant | TL pedicle screw - Shank, tulip | STRYKER | XIA 3 D 5.0 x 30mm Spinal Screw Polyaxial | 482315030 | Standalone | DE0008570 | As per HSA registered indication(s) except for radiolucent implants which should be used as follows:  in patients with primary or metastatic spinal tumours who would benefit from post-operative high dose high precision beam therapy upon appropriate and stringent patient selection;  Patient selection should be done via standardised assessment such as the neurological-oncological-mechanical systemic (NOMS) framework; and  The assessment should be carried out by a multidisciplinary team (MDT), which may be inclusive of, but not limited to, radiation oncologists, spine surgeons and interventional radiologists, among others.
Orthopaedics | Spine - Thoracolumbar (TL) and sacral surgery | TL and sacral fusion and fixation implant | TL pedicle screw - Shank, tulip | STRYKER | XIA 3 D 5.0 x 35mm Spinal Screw Polyaxial | 482315035 | Standalone | DE0008570 | As per HSA registered indication(s) except for radiolucent implants which should be used as follows:  in patients with primary or metastatic spinal tumours who would benefit from post-operative high dose high precision beam therapy upon appropriate and stringent patient selection;  Patient selection should be done via standardised assessment such as the neurological-oncological-mechanical systemic (NOMS) framework; and  The assessment should be carried out by a multidisciplinary team (MDT), which may be inclusive of, but not limited to, radiation oncologists, spine surgeons and interventional radiologists, among others.
Orthopaedics | Spine - Thoracolumbar (TL) and sacral surgery | TL and sacral fusion and fixation implant | TL pedicle screw - Shank, tulip | STRYKER | XIA 3 D 5.0 x 40mm Spinal Screw Polyaxial | 482315040 | Standalone | DE0008570 | As per HSA registered indication(s) except for radiolucent implants which should be used as follows:  in patients with primary or metastatic spinal tumours who would benefit from post-operative high dose high precision beam therapy upon appropriate and stringent patient selection;  Patient selection should be done via standardised assessment such as the neurological-oncological-mechanical systemic (NOMS) framework; and  The assessment should be carried out by a multidisciplinary team (MDT), which may be inclusive of, but not limited to, radiation oncologists, spine surgeons and interventional radiologists, among others.
Orthopaedics | Spine - Thoracolumbar (TL) and sacral surgery | TL and sacral fusion and fixation implant | TL pedicle screw - Shank, tulip | STRYKER | XIA 3 D 5.0 x 45mm Spinal Screw Polyaxial | 482315045 | Standalone | DE0008570 | As per HSA registered indication(s) except for radiolucent implants which should be used as follows:  in patients with primary or metastatic spinal tumours who would benefit from post-operative high dose high precision beam therapy upon appropriate and stringent patient selection;  Patient selection should be done via standardised assessment such as the neurological-oncological-mechanical systemic (NOMS) framework; and  The assessment should be carried out by a multidisciplinary team (MDT), which may be inclusive of, but not limited to, radiation oncologists, spine surgeons and interventional radiologists, among others.
Orthopaedics | Spine - Thoracolumbar (TL) and sacral surgery | TL and sacral fusion and fixation implant | TL pedicle screw - Shank, tulip | STRYKER | XIA 3 D 5.0 x 50mm Spinal Screw Polyaxial | 482315050 | Standalone | DE0008570 | As per HSA registered indication(s) except for radiolucent implants which should be used as follows:  in patients with primary or metastatic spinal tumours who would benefit from post-operative high dose high precision beam therapy upon appropriate and stringent patient selection;  Patient selection should be done via standardised assessment such as the neurological-oncological-mechanical systemic (NOMS) framework; and  The assessment should be carried out by a multidisciplinary team (MDT), which may be inclusive of, but not limited to, radiation oncologists, spine surgeons and interventional radiologists, among others.
Orthopaedics | Spine - Thoracolumbar (TL) and sacral surgery | TL and sacral fusion and fixation implant | TL pedicle screw - Shank, tulip | STRYKER | XIA 3 D 5.5 x 30mm Spinal Screw Monoaxial | 482305530 | Standalone | DE0008570 | As per HSA registered indication(s) except for radiolucent implants which should be used as follows:  in patients with primary or metastatic spinal tumours who would benefit from post-operative high dose high precision beam therapy upon appropriate and stringent patient selection;  Patient selection should be done via standardised assessment such as the neurological-oncological-mechanical systemic (NOMS) framework; and  The assessment should be carried out by a multidisciplinary team (MDT), which may be inclusive of, but not limited to, radiation oncologists, spine surgeons and interventional radiologists, among others.
Orthopaedics | Spine - Thoracolumbar (TL) and sacral surgery | TL and sacral fusion and fixation implant | TL pedicle screw - Shank, tulip | STRYKER | XIA 3 D 5.5 x 30mm Spinal Screw Polyaxial | 482315530 | Standalone | DE0008570 | As per HSA registered indication(s) except for radiolucent implants which should be used as follows:  in patients with primary or metastatic spinal tumours who would benefit from post-operative high dose high precision beam therapy upon appropriate and stringent patient selection;  Patient selection should be done via standardised assessment such as the neurological-oncological-mechanical systemic (NOMS) framework; and  The assessment should be carried out by a multidisciplinary team (MDT), which may be inclusive of, but not limited to, radiation oncologists, spine surgeons and interventional radiologists, among others.
Orthopaedics | Spine - Thoracolumbar (TL) and sacral surgery | TL and sacral fusion and fixation implant | TL pedicle screw - Shank, tulip | STRYKER | XIA 3 D 5.5 x 35mm Spinal Screw Monoaxial | 482305535 | Standalone | DE0008570 | As per HSA registered indication(s) except for radiolucent implants which should be used as follows:  in patients with primary or metastatic spinal tumours who would benefit from post-operative high dose high precision beam therapy upon appropriate and stringent patient selection;  Patient selection should be done via standardised assessment such as the neurological-oncological-mechanical systemic (NOMS) framework; and  The assessment should be carried out by a multidisciplinary team (MDT), which may be inclusive of, but not limited to, radiation oncologists, spine surgeons and interventional radiologists, among others.
Orthopaedics | Spine - Thoracolumbar (TL) and sacral surgery | TL and sacral fusion and fixation implant | TL pedicle screw - Shank, tulip | STRYKER | XIA 3 D 5.5 x 35mm Spinal Screw Polyaxial | 482315535 | Standalone | DE0008570 | As per HSA registered indication(s) except for radiolucent implants which should be used as follows:  in patients with primary or metastatic spinal tumours who would benefit from post-operative high dose high precision beam therapy upon appropriate and stringent patient selection;  Patient selection should be done via standardised assessment such as the neurological-oncological-mechanical systemic (NOMS) framework; and  The assessment should be carried out by a multidisciplinary team (MDT), which may be inclusive of, but not limited to, radiation oncologists, spine surgeons and interventional radiologists, among others.
Orthopaedics | Spine - Thoracolumbar (TL) and sacral surgery | TL and sacral fusion and fixation implant | TL pedicle screw - Shank, tulip | STRYKER | XIA 3 D 5.5 x 40mm Spinal Screw Monoaxial | 482305540 | Standalone | DE0008570 | As per HSA registered indication(s) except for radiolucent implants which should be used as follows:  in patients with primary or metastatic spinal tumours who would benefit from post-operative high dose high precision beam therapy upon appropriate and stringent patient selection;  Patient selection should be done via standardised assessment such as the neurological-oncological-mechanical systemic (NOMS) framework; and  The assessment should be carried out by a multidisciplinary team (MDT), which may be inclusive of, but not limited to, radiation oncologists, spine surgeons and interventional radiologists, among others.
Orthopaedics | Spine - Thoracolumbar (TL) and sacral surgery | TL and sacral fusion and fixation implant | TL pedicle screw - Shank, tulip | STRYKER | XIA 3 D 5.5 x 40mm Spinal Screw Polyaxial | 482315540 | Standalone | DE0008570 | As per HSA registered indication(s) except for radiolucent implants which should be used as follows:  in patients with primary or metastatic spinal tumours who would benefit from post-operative high dose high precision beam therapy upon appropriate and stringent patient selection;  Patient selection should be done via standardised assessment such as the neurological-oncological-mechanical systemic (NOMS) framework; and  The assessment should be carried out by a multidisciplinary team (MDT), which may be inclusive of, but not limited to, radiation oncologists, spine surgeons and interventional radiologists, among others.
Orthopaedics | Spine - Thoracolumbar (TL) and sacral surgery | TL and sacral fusion and fixation implant | TL pedicle screw - Shank, tulip | STRYKER | XIA 3 D 5.5 x 45mm Spinal Screw Monoaxial | 482305545 | Standalone | DE0008570 | As per HSA registered indication(s) except for radiolucent implants which should be used as follows:  in patients with primary or metastatic spinal tumours who would benefit from post-operative high dose high precision beam therapy upon appropriate and stringent patient selection;  Patient selection should be done via standardised assessment such as the neurological-oncological-mechanical systemic (NOMS) framework; and  The assessment should be carried out by a multidisciplinary team (MDT), which may be inclusive of, but not limited to, radiation oncologists, spine surgeons and interventional radiologists, among others.
Orthopaedics | Spine - Thoracolumbar (TL) and sacral surgery | TL and sacral fusion and fixation implant | TL pedicle screw - Shank, tulip | STRYKER | XIA 3 D 5.5 x 45mm Spinal Screw Polyaxial | 482315545 | Standalone | DE0008570 | As per HSA registered indication(s) except for radiolucent implants which should be used as follows:  in patients with primary or metastatic spinal tumours who would benefit from post-operative high dose high precision beam therapy upon appropriate and stringent patient selection;  Patient selection should be done via standardised assessment such as the neurological-oncological-mechanical systemic (NOMS) framework; and  The assessment should be carried out by a multidisciplinary team (MDT), which may be inclusive of, but not limited to, radiation oncologists, spine surgeons and interventional radiologists, among others.
Orthopaedics | Spine - Thoracolumbar (TL) and sacral surgery | TL and sacral fusion and fixation implant | TL pedicle screw - Shank, tulip | STRYKER | XIA 3 D 5.5 x 50mm Spinal Screw Monoaxial | 482305550 | Standalone | DE0008570 | As per HSA registered indication(s) except for radiolucent implants which should be used as follows:  in patients with primary or metastatic spinal tumours who would benefit from post-operative high dose high precision beam therapy upon appropriate and stringent patient selection;  Patient selection should be done via standardised assessment such as the neurological-oncological-mechanical systemic (NOMS) framework; and  The assessment should be carried out by a multidisciplinary team (MDT), which may be inclusive of, but not limited to, radiation oncologists, spine surgeons and interventional radiologists, among others.
Orthopaedics | Spine - Thoracolumbar (TL) and sacral surgery | TL and sacral fusion and fixation implant | TL pedicle screw - Shank, tulip | STRYKER | XIA 3 D 5.5 x 50mm Spinal Screw Polyaxial | 482315550 | Standalone | DE0008570 | As per HSA registered indication(s) except for radiolucent implants which should be used as follows:  in patients with primary or metastatic spinal tumours who would benefit from post-operative high dose high precision beam therapy upon appropriate and stringent patient selection;  Patient selection should be done via standardised assessment such as the neurological-oncological-mechanical systemic (NOMS) framework; and  The assessment should be carried out by a multidisciplinary team (MDT), which may be inclusive of, but not limited to, radiation oncologists, spine surgeons and interventional radiologists, among others.
Orthopaedics | Spine - Thoracolumbar (TL) and sacral surgery | TL and sacral fusion and fixation implant | TL rod | STRYKER | XIA 3 D 6.0 x 100mm Rod (Commercially Pure Ti) | 48232100 | Standalone | DE0008570 | As per HSA registered indication(s) except for radiolucent implants which should be used as follows:  in patients with primary or metastatic spinal tumours who would benefit from post-operative high dose high precision beam therapy upon appropriate and stringent patient selection;  Patient selection should be done via standardised assessment such as the neurological-oncological-mechanical systemic (NOMS) framework; and  The assessment should be carried out by a multidisciplinary team (MDT), which may be inclusive of, but not limited to, radiation oncologists, spine surgeons and interventional radiologists, among others.
Orthopaedics | Spine - Thoracolumbar (TL) and sacral surgery | TL and sacral fusion and fixation implant | TL rod | STRYKER | XIA 3 D 6.0 x 110mm Rod (Commercially Pure Ti) | 48232110 | Standalone | DE0008570 | As per HSA registered indication(s) except for radiolucent implants which should be used as follows:  in patients with primary or metastatic spinal tumours who would benefit from post-operative high dose high precision beam therapy upon appropriate and stringent patient selection;  Patient selection should be done via standardised assessment such as the neurological-oncological-mechanical systemic (NOMS) framework; and  The assessment should be carried out by a multidisciplinary team (MDT), which may be inclusive of, but not limited to, radiation oncologists, spine surgeons and interventional radiologists, among others.
Orthopaedics | Spine - Thoracolumbar (TL) and sacral surgery | TL and sacral fusion and fixation implant | TL rod | STRYKER | XIA 3 D 6.0 x 120mm Rod (Commercially Pure Ti) | 48232120 | Standalone | DE0008570 | As per HSA registered indication(s) except for radiolucent implants which should be used as follows:  in patients with primary or metastatic spinal tumours who would benefit from post-operative high dose high precision beam therapy upon appropriate and stringent patient selection;  Patient selection should be done via standardised assessment such as the neurological-oncological-mechanical systemic (NOMS) framework; and  The assessment should be carried out by a multidisciplinary team (MDT), which may be inclusive of, but not limited to, radiation oncologists, spine surgeons and interventional radiologists, among others.
Orthopaedics | Spine - Thoracolumbar (TL) and sacral surgery | TL and sacral fusion and fixation implant | TL rod | STRYKER | XIA 3 D 6.0 x 130mm Rod (Commercially Pure Ti) | 48232130 | Standalone | DE0008570 | As per HSA registered indication(s) except for radiolucent implants which should be used as follows:  in patients with primary or metastatic spinal tumours who would benefit from post-operative high dose high precision beam therapy upon appropriate and stringent patient selection;  Patient selection should be done via standardised assessment such as the neurological-oncological-mechanical systemic (NOMS) framework; and  The assessment should be carried out by a multidisciplinary team (MDT), which may be inclusive of, but not limited to, radiation oncologists, spine surgeons and interventional radiologists, among others.
Orthopaedics | Spine - Thoracolumbar (TL) and sacral surgery | TL and sacral fusion and fixation implant | TL rod | STRYKER | XIA 3 D 6.0 x 140mm Rod (Commercially Pure Ti) | 48232140 | Standalone | DE0008570 | As per HSA registered indication(s) except for radiolucent implants which should be used as follows:  in patients with primary or metastatic spinal tumours who would benefit from post-operative high dose high precision beam therapy upon appropriate and stringent patient selection;  Patient selection should be done via standardised assessment such as the neurological-oncological-mechanical systemic (NOMS) framework; and  The assessment should be carried out by a multidisciplinary team (MDT), which may be inclusive of, but not limited to, radiation oncologists, spine surgeons and interventional radiologists, among others.
Orthopaedics | Spine - Thoracolumbar (TL) and sacral surgery | TL and sacral fusion and fixation implant | TL rod | STRYKER | XIA 3 D 6.0 x 150mm Rod | 48233150 | Standalone | DE0008570 | As per HSA registered indication(s) except for radiolucent implants which should be used as follows:  in patients with primary or metastatic spinal tumours who would benefit from post-operative high dose high precision beam therapy upon appropriate and stringent patient selection;  Patient selection should be done via standardised assessment such as the neurological-oncological-mechanical systemic (NOMS) framework; and  The assessment should be carried out by a multidisciplinary team (MDT), which may be inclusive of, but not limited to, radiation oncologists, spine surgeons and interventional radiologists, among others.
Orthopaedics | Spine - Thoracolumbar (TL) and sacral surgery | TL and sacral fusion and fixation implant | TL rod | STRYKER | XIA 3 D 6.0 x 150mm Rod (Commercially Pure Ti) | 48232150 | Standalone | DE0008570 | As per HSA registered indication(s) except for radiolucent implants which should be used as follows:  in patients with primary or metastatic spinal tumours who would benefit from post-operative high dose high precision beam therapy upon appropriate and stringent patient selection;  Patient selection should be done via standardised assessment such as the neurological-oncological-mechanical systemic (NOMS) framework; and  The assessment should be carried out by a multidisciplinary team (MDT), which may be inclusive of, but not limited to, radiation oncologists, spine surgeons and interventional radiologists, among others.
Orthopaedics | Spine - Thoracolumbar (TL) and sacral surgery | TL and sacral fusion and fixation implant | TL rod | STRYKER | XIA 3 D 6.0 x 30mm Rod (Commercially Pure Ti) | 48232030 | Standalone | DE0008570 | As per HSA registered indication(s) except for radiolucent implants which should be used as follows:  in patients with primary or metastatic spinal tumours who would benefit from post-operative high dose high precision beam therapy upon appropriate and stringent patient selection;  Patient selection should be done via standardised assessment such as the neurological-oncological-mechanical systemic (NOMS) framework; and  The assessment should be carried out by a multidisciplinary team (MDT), which may be inclusive of, but not limited to, radiation oncologists, spine surgeons and interventional radiologists, among others.
Orthopaedics | Spine - Thoracolumbar (TL) and sacral surgery | TL and sacral fusion and fixation implant | TL pedicle screw - Shank, tulip | STRYKER | XIA 3 D 6.0 x 35mm Spinal Screw Polyaxial | 482316035 | Standalone | DE0008570 | As per HSA registered indication(s) except for radiolucent implants which should be used as follows:  in patients with primary or metastatic spinal tumours who would benefit from post-operative high dose high precision beam therapy upon appropriate and stringent patient selection;  Patient selection should be done via standardised assessment such as the neurological-oncological-mechanical systemic (NOMS) framework; and  The assessment should be carried out by a multidisciplinary team (MDT), which may be inclusive of, but not limited to, radiation oncologists, spine surgeons and interventional radiologists, among others.
Orthopaedics | Spine - Thoracolumbar (TL) and sacral surgery | TL and sacral fusion and fixation implant | TL rod | STRYKER | XIA 3 D 6.0 x 40mm Rod (Commercially Pure Ti) | 48232040 | Standalone | DE0008570 | As per HSA registered indication(s) except for radiolucent implants which should be used as follows:  in patients with primary or metastatic spinal tumours who would benefit from post-operative high dose high precision beam therapy upon appropriate and stringent patient selection;  Patient selection should be done via standardised assessment such as the neurological-oncological-mechanical systemic (NOMS) framework; and  The assessment should be carried out by a multidisciplinary team (MDT), which may be inclusive of, but not limited to, radiation oncologists, spine surgeons and interventional radiologists, among others.
Orthopaedics | Spine - Thoracolumbar (TL) and sacral surgery | TL and sacral fusion and fixation implant | TL pedicle screw - Shank, tulip | STRYKER | XIA 3 D 6.0 x 40mm Spinal Screw Polyaxial | 482316040 | Standalone | DE0008570 | As per HSA registered indication(s) except for radiolucent implants which should be used as follows:  in patients with primary or metastatic spinal tumours who would benefit from post-operative high dose high precision beam therapy upon appropriate and stringent patient selection;  Patient selection should be done via standardised assessment such as the neurological-oncological-mechanical systemic (NOMS) framework; and  The assessment should be carried out by a multidisciplinary team (MDT), which may be inclusive of, but not limited to, radiation oncologists, spine surgeons and interventional radiologists, among others.
Orthopaedics | Spine - Thoracolumbar (TL) and sacral surgery | TL and sacral fusion and fixation implant | TL pedicle screw - Shank, tulip | STRYKER | XIA 3 D 6.0 x 45mm Spinal Screw Polyaxial | 482316045 | Standalone | DE0008570 | As per HSA registered indication(s) except for radiolucent implants which should be used as follows:  in patients with primary or metastatic spinal tumours who would benefit from post-operative high dose high precision beam therapy upon appropriate and stringent patient selection;  Patient selection should be done via standardised assessment such as the neurological-oncological-mechanical systemic (NOMS) framework; and  The assessment should be carried out by a multidisciplinary team (MDT), which may be inclusive of, but not limited to, radiation oncologists, spine surgeons and interventional radiologists, among others.
Orthopaedics | Spine - Thoracolumbar (TL) and sacral surgery | TL and sacral fusion and fixation implant | TL rod | STRYKER | XIA 3 D 6.0 x 480mm Rod | 48233480 | Standalone | DE0008570 | As per HSA registered indication(s) except for radiolucent implants which should be used as follows:  in patients with primary or metastatic spinal tumours who would benefit from post-operative high dose high precision beam therapy upon appropriate and stringent patient selection;  Patient selection should be done via standardised assessment such as the neurological-oncological-mechanical systemic (NOMS) framework; and  The assessment should be carried out by a multidisciplinary team (MDT), which may be inclusive of, but not limited to, radiation oncologists, spine surgeons and interventional radiologists, among others.
Orthopaedics | Spine - Thoracolumbar (TL) and sacral surgery | TL and sacral fusion and fixation implant | TL rod | STRYKER | XIA 3 D 6.0 x 480mm Rod (Commercially Pure Ti) | 48232480 | Standalone | DE0008570 | As per HSA registered indication(s) except for radiolucent implants which should be used as follows:  in patients with primary or metastatic spinal tumours who would benefit from post-operative high dose high precision beam therapy upon appropriate and stringent patient selection;  Patient selection should be done via standardised assessment such as the neurological-oncological-mechanical systemic (NOMS) framework; and  The assessment should be carried out by a multidisciplinary team (MDT), which may be inclusive of, but not limited to, radiation oncologists, spine surgeons and interventional radiologists, among others.
Orthopaedics | Spine - Thoracolumbar (TL) and sacral surgery | TL and sacral fusion and fixation implant | TL rod | STRYKER | XIA 3 D 6.0 x 50mm Rod (Commercially Pure Ti) | 48232050 | Standalone | DE0008570 | As per HSA registered indication(s) except for radiolucent implants which should be used as follows:  in patients with primary or metastatic spinal tumours who would benefit from post-operative high dose high precision beam therapy upon appropriate and stringent patient selection;  Patient selection should be done via standardised assessment such as the neurological-oncological-mechanical systemic (NOMS) framework; and  The assessment should be carried out by a multidisciplinary team (MDT), which may be inclusive of, but not limited to, radiation oncologists, spine surgeons and interventional radiologists, among others.
Orthopaedics | Spine - Thoracolumbar (TL) and sacral surgery | TL and sacral fusion and fixation implant | TL pedicle screw - Shank, tulip | STRYKER | XIA 3 D 6.0 x 50mm Spinal Screw Polyaxial | 482316050 | Standalone | DE0008570 | As per HSA registered indication(s) except for radiolucent implants which should be used as follows:  in patients with primary or metastatic spinal tumours who would benefit from post-operative high dose high precision beam therapy upon appropriate and stringent patient selection;  Patient selection should be done via standardised assessment such as the neurological-oncological-mechanical systemic (NOMS) framework; and  The assessment should be carried out by a multidisciplinary team (MDT), which may be inclusive of, but not limited to, radiation oncologists, spine surgeons and interventional radiologists, among others.
Orthopaedics | Spine - Thoracolumbar (TL) and sacral surgery | TL and sacral fusion and fixation implant | TL rod | STRYKER | XIA 3 D 6.0 x 600mm Rod | 48233600 | Standalone | DE0008570 | As per HSA registered indication(s) except for radiolucent implants which should be used as follows:  in patients with primary or metastatic spinal tumours who would benefit from post-operative high dose high precision beam therapy upon appropriate and stringent patient selection;  Patient selection should be done via standardised assessment such as the neurological-oncological-mechanical systemic (NOMS) framework; and  The assessment should be carried out by a multidisciplinary team (MDT), which may be inclusive of, but not limited to, radiation oncologists, spine surgeons and interventional radiologists, among others.
Orthopaedics | Spine - Thoracolumbar (TL) and sacral surgery | TL and sacral fusion and fixation implant | TL rod | STRYKER | XIA 3 D 6.0 x 600mm Rod (Commercially Pure Ti) | 48232600 | Standalone | DE0008570 | As per HSA registered indication(s) except for radiolucent implants which should be used as follows:  in patients with primary or metastatic spinal tumours who would benefit from post-operative high dose high precision beam therapy upon appropriate and stringent patient selection;  Patient selection should be done via standardised assessment such as the neurological-oncological-mechanical systemic (NOMS) framework; and  The assessment should be carried out by a multidisciplinary team (MDT), which may be inclusive of, but not limited to, radiation oncologists, spine surgeons and interventional radiologists, among others.
Orthopaedics | Spine - Thoracolumbar (TL) and sacral surgery | TL and sacral fusion and fixation implant | TL rod | STRYKER | XIA 3 D 6.0 x 60mm Rod (Commercially Pure Ti) | 48232060 | Standalone | DE0008570 | As per HSA registered indication(s) except for radiolucent implants which should be used as follows:  in patients with primary or metastatic spinal tumours who would benefit from post-operative high dose high precision beam therapy upon appropriate and stringent patient selection;  Patient selection should be done via standardised assessment such as the neurological-oncological-mechanical systemic (NOMS) framework; and  The assessment should be carried out by a multidisciplinary team (MDT), which may be inclusive of, but not limited to, radiation oncologists, spine surgeons and interventional radiologists, among others.
Orthopaedics | Spine - Thoracolumbar (TL) and sacral surgery | TL and sacral fusion and fixation implant | TL rod | STRYKER | XIA 3 D 6.0 x 70mm Rod (Commercially Pure Ti) | 48232070 | Standalone | DE0008570 | As per HSA registered indication(s) except for radiolucent implants which should be used as follows:  in patients with primary or metastatic spinal tumours who would benefit from post-operative high dose high precision beam therapy upon appropriate and stringent patient selection;  Patient selection should be done via standardised assessment such as the neurological-oncological-mechanical systemic (NOMS) framework; and  The assessment should be carried out by a multidisciplinary team (MDT), which may be inclusive of, but not limited to, radiation oncologists, spine surgeons and interventional radiologists, among others.
Orthopaedics | Spine - Thoracolumbar (TL) and sacral surgery | TL and sacral fusion and fixation implant | TL rod | STRYKER | XIA 3 D 6.0 x 80mm Rod (Commercially Pure Ti) | 48232080 | Standalone | DE0008570 | As per HSA registered indication(s) except for radiolucent implants which should be used as follows:  in patients with primary or metastatic spinal tumours who would benefit from post-operative high dose high precision beam therapy upon appropriate and stringent patient selection;  Patient selection should be done via standardised assessment such as the neurological-oncological-mechanical systemic (NOMS) framework; and  The assessment should be carried out by a multidisciplinary team (MDT), which may be inclusive of, but not limited to, radiation oncologists, spine surgeons and interventional radiologists, among others.
Orthopaedics | Spine - Thoracolumbar (TL) and sacral surgery | TL and sacral fusion and fixation implant | TL rod | STRYKER | XIA 3 D 6.0 x 90mm Rod (Commercially Pure Ti) | 48232090 | Standalone | DE0008570 | As per HSA registered indication(s) except for radiolucent implants which should be used as follows:  in patients with primary or metastatic spinal tumours who would benefit from post-operative high dose high precision beam therapy upon appropriate and stringent patient selection;  Patient selection should be done via standardised assessment such as the neurological-oncological-mechanical systemic (NOMS) framework; and  The assessment should be carried out by a multidisciplinary team (MDT), which may be inclusive of, but not limited to, radiation oncologists, spine surgeons and interventional radiologists, among others.
Orthopaedics | Spine - Thoracolumbar (TL) and sacral surgery | TL and sacral fusion and fixation implant | TL pedicle screw - Shank, tulip | STRYKER | XIA 3 D 6.5 x 30mm Spinal Screw Monoaxial | 482306530 | Standalone | DE0008570 | As per HSA registered indication(s) except for radiolucent implants which should be used as follows:  in patients with primary or metastatic spinal tumours who would benefit from post-operative high dose high precision beam therapy upon appropriate and stringent patient selection;  Patient selection should be done via standardised assessment such as the neurological-oncological-mechanical systemic (NOMS) framework; and  The assessment should be carried out by a multidisciplinary team (MDT), which may be inclusive of, but not limited to, radiation oncologists, spine surgeons and interventional radiologists, among others.
Orthopaedics | Spine - Thoracolumbar (TL) and sacral surgery | TL and sacral fusion and fixation implant | TL pedicle screw - Shank, tulip | STRYKER | XIA 3 D 6.5 x 30mm Spinal Screw Polyaxial | 482316530 | Standalone | DE0008570 | As per HSA registered indication(s) except for radiolucent implants which should be used as follows:  in patients with primary or metastatic spinal tumours who would benefit from post-operative high dose high precision beam therapy upon appropriate and stringent patient selection;  Patient selection should be done via standardised assessment such as the neurological-oncological-mechanical systemic (NOMS) framework; and  The assessment should be carried out by a multidisciplinary team (MDT), which may be inclusive of, but not limited to, radiation oncologists, spine surgeons and interventional radiologists, among others.
Orthopaedics | Spine - Thoracolumbar (TL) and sacral surgery | TL and sacral fusion and fixation implant | TL pedicle screw - Shank, tulip | STRYKER | XIA 3 D 6.5 x 35mm Spinal Screw Monoaxial | 482306535 | Standalone | DE0008570 | As per HSA registered indication(s) except for radiolucent implants which should be used as follows:  in patients with primary or metastatic spinal tumours who would benefit from post-operative high dose high precision beam therapy upon appropriate and stringent patient selection;  Patient selection should be done via standardised assessment such as the neurological-oncological-mechanical systemic (NOMS) framework; and  The assessment should be carried out by a multidisciplinary team (MDT), which may be inclusive of, but not limited to, radiation oncologists, spine surgeons and interventional radiologists, among others.
Orthopaedics | Spine - Thoracolumbar (TL) and sacral surgery | TL and sacral fusion and fixation implant | TL pedicle screw - Shank, tulip | STRYKER | XIA 3 D 6.5 x 35mm Spinal Screw Polyaxial | 482316535 | Standalone | DE0008570 | As per HSA registered indication(s) except for radiolucent implants which should be used as follows:  in patients with primary or metastatic spinal tumours who would benefit from post-operative high dose high precision beam therapy upon appropriate and stringent patient selection;  Patient selection should be done via standardised assessment such as the neurological-oncological-mechanical systemic (NOMS) framework; and  The assessment should be carried out by a multidisciplinary team (MDT), which may be inclusive of, but not limited to, radiation oncologists, spine surgeons and interventional radiologists, among others.
Orthopaedics | Spine - Thoracolumbar (TL) and sacral surgery | TL and sacral fusion and fixation implant | TL pedicle screw - Shank, tulip | STRYKER | XIA 3 D 6.5 x 40mm Spinal Screw Monoaxial | 482306540 | Standalone | DE0008570 | As per HSA registered indication(s) except for radiolucent implants which should be used as follows:  in patients with primary or metastatic spinal tumours who would benefit from post-operative high dose high precision beam therapy upon appropriate and stringent patient selection;  Patient selection should be done via standardised assessment such as the neurological-oncological-mechanical systemic (NOMS) framework; and  The assessment should be carried out by a multidisciplinary team (MDT), which may be inclusive of, but not limited to, radiation oncologists, spine surgeons and interventional radiologists, among others.
Orthopaedics | Spine - Thoracolumbar (TL) and sacral surgery | TL and sacral fusion and fixation implant | TL pedicle screw - Shank, tulip | STRYKER | XIA 3 D 6.5 x 40mm Spinal Screw Polyaxial | 482316540 | Standalone | DE0008570 | As per HSA registered indication(s) except for radiolucent implants which should be used as follows:  in patients with primary or metastatic spinal tumours who would benefit from post-operative high dose high precision beam therapy upon appropriate and stringent patient selection;  Patient selection should be done via standardised assessment such as the neurological-oncological-mechanical systemic (NOMS) framework; and  The assessment should be carried out by a multidisciplinary team (MDT), which may be inclusive of, but not limited to, radiation oncologists, spine surgeons and interventional radiologists, among others.
Orthopaedics | Spine - Thoracolumbar (TL) and sacral surgery | TL and sacral fusion and fixation implant | TL pedicle screw - Shank, tulip | STRYKER | XIA 3 D 6.5 x 45mm Spinal Screw Monoaxial | 482306545 | Standalone | DE0008570 | As per HSA registered indication(s) except for radiolucent implants which should be used as follows:  in patients with primary or metastatic spinal tumours who would benefit from post-operative high dose high precision beam therapy upon appropriate and stringent patient selection;  Patient selection should be done via standardised assessment such as the neurological-oncological-mechanical systemic (NOMS) framework; and  The assessment should be carried out by a multidisciplinary team (MDT), which may be inclusive of, but not limited to, radiation oncologists, spine surgeons and interventional radiologists, among others.
Orthopaedics | Spine - Thoracolumbar (TL) and sacral surgery | TL and sacral fusion and fixation implant | TL pedicle screw - Shank, tulip | STRYKER | XIA 3 D 6.5 x 45mm Spinal Screw Polyaxial | 482316545 | Standalone | DE0008570 | As per HSA registered indication(s) except for radiolucent implants which should be used as follows:  in patients with primary or metastatic spinal tumours who would benefit from post-operative high dose high precision beam therapy upon appropriate and stringent patient selection;  Patient selection should be done via standardised assessment such as the neurological-oncological-mechanical systemic (NOMS) framework; and  The assessment should be carried out by a multidisciplinary team (MDT), which may be inclusive of, but not limited to, radiation oncologists, spine surgeons and interventional radiologists, among others.
Orthopaedics | Spine - Thoracolumbar (TL) and sacral surgery | TL and sacral fusion and fixation implant | TL pedicle screw - Shank, tulip | STRYKER | XIA 3 D 6.5 x 50mm Spinal Screw Monoaxial | 482306550 | Standalone | DE0008570 | As per HSA registered indication(s) except for radiolucent implants which should be used as follows:  in patients with primary or metastatic spinal tumours who would benefit from post-operative high dose high precision beam therapy upon appropriate and stringent patient selection;  Patient selection should be done via standardised assessment such as the neurological-oncological-mechanical systemic (NOMS) framework; and  The assessment should be carried out by a multidisciplinary team (MDT), which may be inclusive of, but not limited to, radiation oncologists, spine surgeons and interventional radiologists, among others.
Orthopaedics | Spine - Thoracolumbar (TL) and sacral surgery | TL and sacral fusion and fixation implant | TL pedicle screw - Shank, tulip | STRYKER | XIA 3 D 6.5 x 50mm Spinal Screw Polyaxial | 482316550 | Standalone | DE0008570 | As per HSA registered indication(s) except for radiolucent implants which should be used as follows:  in patients with primary or metastatic spinal tumours who would benefit from post-operative high dose high precision beam therapy upon appropriate and stringent patient selection;  Patient selection should be done via standardised assessment such as the neurological-oncological-mechanical systemic (NOMS) framework; and  The assessment should be carried out by a multidisciplinary team (MDT), which may be inclusive of, but not limited to, radiation oncologists, spine surgeons and interventional radiologists, among others.
Orthopaedics | Spine - Thoracolumbar (TL) and sacral surgery | TL and sacral fusion and fixation implant | TL pedicle screw - Shank, tulip | STRYKER | XIA 3 D 6.5 x 55mm Spinal Screw Polyaxial | 482316555 | Standalone | DE0008570 | As per HSA registered indication(s) except for radiolucent implants which should be used as follows:  in patients with primary or metastatic spinal tumours who would benefit from post-operative high dose high precision beam therapy upon appropriate and stringent patient selection;  Patient selection should be done via standardised assessment such as the neurological-oncological-mechanical systemic (NOMS) framework; and  The assessment should be carried out by a multidisciplinary team (MDT), which may be inclusive of, but not limited to, radiation oncologists, spine surgeons and interventional radiologists, among others.
Orthopaedics | Spine - Thoracolumbar (TL) and sacral surgery | TL and sacral fusion and fixation implant | TL pedicle screw - Shank, tulip | STRYKER | XIA 3 D 6.5 x 60mm Spinal Screw Polyaxial | 482316560 | Standalone | DE0008570 | As per HSA registered indication(s) except for radiolucent implants which should be used as follows:  in patients with primary or metastatic spinal tumours who would benefit from post-operative high dose high precision beam therapy upon appropriate and stringent patient selection;  Patient selection should be done via standardised assessment such as the neurological-oncological-mechanical systemic (NOMS) framework; and  The assessment should be carried out by a multidisciplinary team (MDT), which may be inclusive of, but not limited to, radiation oncologists, spine surgeons and interventional radiologists, among others.
Orthopaedics | Spine - Thoracolumbar (TL) and sacral surgery | TL and sacral fusion and fixation implant | TL pedicle screw - Shank, tulip | STRYKER | XIA 3 D 7.0 x 40mm Spinal Screw Polyaxial | 482317040 | Standalone | DE0008570 | As per HSA registered indication(s) except for radiolucent implants which should be used as follows:  in patients with primary or metastatic spinal tumours who would benefit from post-operative high dose high precision beam therapy upon appropriate and stringent patient selection;  Patient selection should be done via standardised assessment such as the neurological-oncological-mechanical systemic (NOMS) framework; and  The assessment should be carried out by a multidisciplinary team (MDT), which may be inclusive of, but not limited to, radiation oncologists, spine surgeons and interventional radiologists, among others.
Orthopaedics | Spine - Thoracolumbar (TL) and sacral surgery | TL and sacral fusion and fixation implant | TL pedicle screw - Shank, tulip | STRYKER | XIA 3 D 7.0 x 45mm Spinal Screw Polyaxial | 482317045 | Standalone | DE0008570 | As per HSA registered indication(s) except for radiolucent implants which should be used as follows:  in patients with primary or metastatic spinal tumours who would benefit from post-operative high dose high precision beam therapy upon appropriate and stringent patient selection;  Patient selection should be done via standardised assessment such as the neurological-oncological-mechanical systemic (NOMS) framework; and  The assessment should be carried out by a multidisciplinary team (MDT), which may be inclusive of, but not limited to, radiation oncologists, spine surgeons and interventional radiologists, among others.
Orthopaedics | Spine - Thoracolumbar (TL) and sacral surgery | TL and sacral fusion and fixation implant | TL pedicle screw - Shank, tulip | STRYKER | XIA 3 D 7.0 x 50mm Spinal Screw Polyaxial | 482317050 | Standalone | DE0008570 | As per HSA registered indication(s) except for radiolucent implants which should be used as follows:  in patients with primary or metastatic spinal tumours who would benefit from post-operative high dose high precision beam therapy upon appropriate and stringent patient selection;  Patient selection should be done via standardised assessment such as the neurological-oncological-mechanical systemic (NOMS) framework; and  The assessment should be carried out by a multidisciplinary team (MDT), which may be inclusive of, but not limited to, radiation oncologists, spine surgeons and interventional radiologists, among others.
Orthopaedics | Spine - Thoracolumbar (TL) and sacral surgery | TL and sacral fusion and fixation implant | TL pedicle screw - Shank, tulip | STRYKER | XIA 3 D 7.0 x 65mm Spinal Screw Polyaxial | 482317065 | Standalone | DE0008570 | As per HSA registered indication(s) except for radiolucent implants which should be used as follows:  in patients with primary or metastatic spinal tumours who would benefit from post-operative high dose high precision beam therapy upon appropriate and stringent patient selection;  Patient selection should be done via standardised assessment such as the neurological-oncological-mechanical systemic (NOMS) framework; and  The assessment should be carried out by a multidisciplinary team (MDT), which may be inclusive of, but not limited to, radiation oncologists, spine surgeons and interventional radiologists, among others.
Orthopaedics | Spine - Thoracolumbar (TL) and sacral surgery | TL and sacral fusion and fixation implant | TL pedicle screw - Shank, tulip | STRYKER | XIA 3 D 7.0 x 70mm Spinal Screw Polyaxial | 482317070 | Standalone | DE0008570 | As per HSA registered indication(s) except for radiolucent implants which should be used as follows:  in patients with primary or metastatic spinal tumours who would benefit from post-operative high dose high precision beam therapy upon appropriate and stringent patient selection;  Patient selection should be done via standardised assessment such as the neurological-oncological-mechanical systemic (NOMS) framework; and  The assessment should be carried out by a multidisciplinary team (MDT), which may be inclusive of, but not limited to, radiation oncologists, spine surgeons and interventional radiologists, among others.
Orthopaedics | Spine - Thoracolumbar (TL) and sacral surgery | TL and sacral fusion and fixation implant | TL pedicle screw - Shank, tulip | STRYKER | XIA 3 D 7.5 x 40mm Spinal Screw Polyaxial | 482317540 | Standalone | DE0008570 | As per HSA registered indication(s) except for radiolucent implants which should be used as follows:  in patients with primary or metastatic spinal tumours who would benefit from post-operative high dose high precision beam therapy upon appropriate and stringent patient selection;  Patient selection should be done via standardised assessment such as the neurological-oncological-mechanical systemic (NOMS) framework; and  The assessment should be carried out by a multidisciplinary team (MDT), which may be inclusive of, but not limited to, radiation oncologists, spine surgeons and interventional radiologists, among others.
Orthopaedics | Spine - Thoracolumbar (TL) and sacral surgery | TL and sacral fusion and fixation implant | TL pedicle screw - Shank, tulip | STRYKER | XIA 3 D 7.5 x 45mm Spinal Screw Polyaxial | 482317545 | Standalone | DE0008570 | As per HSA registered indication(s) except for radiolucent implants which should be used as follows:  in patients with primary or metastatic spinal tumours who would benefit from post-operative high dose high precision beam therapy upon appropriate and stringent patient selection;  Patient selection should be done via standardised assessment such as the neurological-oncological-mechanical systemic (NOMS) framework; and  The assessment should be carried out by a multidisciplinary team (MDT), which may be inclusive of, but not limited to, radiation oncologists, spine surgeons and interventional radiologists, among others.
Orthopaedics | Spine - Thoracolumbar (TL) and sacral surgery | TL and sacral fusion and fixation implant | TL pedicle screw - Shank, tulip | STRYKER | XIA 3 D 7.5 x 50mm Spinal Screw Polyaxial | 482317550 | Standalone | DE0008570 | As per HSA registered indication(s) except for radiolucent implants which should be used as follows:  in patients with primary or metastatic spinal tumours who would benefit from post-operative high dose high precision beam therapy upon appropriate and stringent patient selection;  Patient selection should be done via standardised assessment such as the neurological-oncological-mechanical systemic (NOMS) framework; and  The assessment should be carried out by a multidisciplinary team (MDT), which may be inclusive of, but not limited to, radiation oncologists, spine surgeons and interventional radiologists, among others.
Orthopaedics | Spine - Thoracolumbar (TL) and sacral surgery | TL and sacral fusion and fixation implant | TL pedicle screw - Shank, tulip | STRYKER | XIA 3 D 7.5 x 55mm Spinal Screw Polyaxial | 482317555 | Standalone | DE0008570 | As per HSA registered indication(s) except for radiolucent implants which should be used as follows:  in patients with primary or metastatic spinal tumours who would benefit from post-operative high dose high precision beam therapy upon appropriate and stringent patient selection;  Patient selection should be done via standardised assessment such as the neurological-oncological-mechanical systemic (NOMS) framework; and  The assessment should be carried out by a multidisciplinary team (MDT), which may be inclusive of, but not limited to, radiation oncologists, spine surgeons and interventional radiologists, among others.
Orthopaedics | Spine - Thoracolumbar (TL) and sacral surgery | TL and sacral fusion and fixation implant | TL pedicle screw - Shank, tulip | STRYKER | XIA 3 D 8.5 x 100mm Monoaxial Screw | 482308500 | Standalone | DE0008570 | As per HSA registered indication(s) except for radiolucent implants which should be used as follows:  in patients with primary or metastatic spinal tumours who would benefit from post-operative high dose high precision beam therapy upon appropriate and stringent patient selection;  Patient selection should be done via standardised assessment such as the neurological-oncological-mechanical systemic (NOMS) framework; and  The assessment should be carried out by a multidisciplinary team (MDT), which may be inclusive of, but not limited to, radiation oncologists, spine surgeons and interventional radiologists, among others.
Orthopaedics | Spine - Thoracolumbar (TL) and sacral surgery | TL and sacral fusion and fixation implant | TL pedicle screw - Shank, tulip | STRYKER | XIA 3 D 8.5 x 100mm Polyaxial Screw | 482318500 | Standalone | DE0008570 | As per HSA registered indication(s) except for radiolucent implants which should be used as follows:  in patients with primary or metastatic spinal tumours who would benefit from post-operative high dose high precision beam therapy upon appropriate and stringent patient selection;  Patient selection should be done via standardised assessment such as the neurological-oncological-mechanical systemic (NOMS) framework; and  The assessment should be carried out by a multidisciplinary team (MDT), which may be inclusive of, but not limited to, radiation oncologists, spine surgeons and interventional radiologists, among others.
Orthopaedics | Spine - Thoracolumbar (TL) and sacral surgery | TL and sacral fusion and fixation implant | TL pedicle screw - Shank, tulip | STRYKER | XIA 3 D 8.5 x 25mm Monoaxial Screw | 482308525 | Standalone | DE0008570 | As per HSA registered indication(s) except for radiolucent implants which should be used as follows:  in patients with primary or metastatic spinal tumours who would benefit from post-operative high dose high precision beam therapy upon appropriate and stringent patient selection;  Patient selection should be done via standardised assessment such as the neurological-oncological-mechanical systemic (NOMS) framework; and  The assessment should be carried out by a multidisciplinary team (MDT), which may be inclusive of, but not limited to, radiation oncologists, spine surgeons and interventional radiologists, among others.
Orthopaedics | Spine - Thoracolumbar (TL) and sacral surgery | TL and sacral fusion and fixation implant | TL pedicle screw - Shank, tulip | STRYKER | XIA 3 D 8.5 x 25mm Polyaxial Screw | 482318525 | Standalone | DE0008570 | As per HSA registered indication(s) except for radiolucent implants which should be used as follows:  in patients with primary or metastatic spinal tumours who would benefit from post-operative high dose high precision beam therapy upon appropriate and stringent patient selection;  Patient selection should be done via standardised assessment such as the neurological-oncological-mechanical systemic (NOMS) framework; and  The assessment should be carried out by a multidisciplinary team (MDT), which may be inclusive of, but not limited to, radiation oncologists, spine surgeons and interventional radiologists, among others.
Orthopaedics | Spine - Thoracolumbar (TL) and sacral surgery | TL and sacral fusion and fixation implant | TL pedicle screw - Shank, tulip | STRYKER | XIA 3 D 8.5 x 30mm Monoaxial Screw | 482308530 | Standalone | DE0008570 | As per HSA registered indication(s) except for radiolucent implants which should be used as follows:  in patients with primary or metastatic spinal tumours who would benefit from post-operative high dose high precision beam therapy upon appropriate and stringent patient selection;  Patient selection should be done via standardised assessment such as the neurological-oncological-mechanical systemic (NOMS) framework; and  The assessment should be carried out by a multidisciplinary team (MDT), which may be inclusive of, but not limited to, radiation oncologists, spine surgeons and interventional radiologists, among others.
Orthopaedics | Spine - Thoracolumbar (TL) and sacral surgery | TL and sacral fusion and fixation implant | TL pedicle screw - Shank, tulip | STRYKER | XIA 3 D 8.5 x 30mm Polyaxial Screw | 482318530 | Standalone | DE0008570 | As per HSA registered indication(s) except for radiolucent implants which should be used as follows:  in patients with primary or metastatic spinal tumours who would benefit from post-operative high dose high precision beam therapy upon appropriate and stringent patient selection;  Patient selection should be done via standardised assessment such as the neurological-oncological-mechanical systemic (NOMS) framework; and  The assessment should be carried out by a multidisciplinary team (MDT), which may be inclusive of, but not limited to, radiation oncologists, spine surgeons and interventional radiologists, among others.
Orthopaedics | Spine - Thoracolumbar (TL) and sacral surgery | TL and sacral fusion and fixation implant | TL pedicle screw - Shank, tulip | STRYKER | XIA 3 D 8.5 x 35mm Monoaxial Screw | 482308535 | Standalone | DE0008570 | As per HSA registered indication(s) except for radiolucent implants which should be used as follows:  in patients with primary or metastatic spinal tumours who would benefit from post-operative high dose high precision beam therapy upon appropriate and stringent patient selection;  Patient selection should be done via standardised assessment such as the neurological-oncological-mechanical systemic (NOMS) framework; and  The assessment should be carried out by a multidisciplinary team (MDT), which may be inclusive of, but not limited to, radiation oncologists, spine surgeons and interventional radiologists, among others.
Orthopaedics | Spine - Thoracolumbar (TL) and sacral surgery | TL and sacral fusion and fixation implant | TL pedicle screw - Shank, tulip | STRYKER | XIA 3 D 8.5 x 35mm Polyaxial Screw | 482318535 | Standalone | DE0008570 | As per HSA registered indication(s) except for radiolucent implants which should be used as follows:  in patients with primary or metastatic spinal tumours who would benefit from post-operative high dose high precision beam therapy upon appropriate and stringent patient selection;  Patient selection should be done via standardised assessment such as the neurological-oncological-mechanical systemic (NOMS) framework; and  The assessment should be carried out by a multidisciplinary team (MDT), which may be inclusive of, but not limited to, radiation oncologists, spine surgeons and interventional radiologists, among others.
Orthopaedics | Spine - Thoracolumbar (TL) and sacral surgery | TL and sacral fusion and fixation implant | TL pedicle screw - Shank, tulip | STRYKER | XIA 3 D 8.5 x 40mm Monoaxial Screw | 482308540 | Standalone | DE0008570 | As per HSA registered indication(s) except for radiolucent implants which should be used as follows:  in patients with primary or metastatic spinal tumours who would benefit from post-operative high dose high precision beam therapy upon appropriate and stringent patient selection;  Patient selection should be done via standardised assessment such as the neurological-oncological-mechanical systemic (NOMS) framework; and  The assessment should be carried out by a multidisciplinary team (MDT), which may be inclusive of, but not limited to, radiation oncologists, spine surgeons and interventional radiologists, among others.
Orthopaedics | Spine - Thoracolumbar (TL) and sacral surgery | TL and sacral fusion and fixation implant | TL pedicle screw - Shank, tulip | STRYKER | XIA 3 D 8.5 x 40mm Polyaxial Screw | 482318540 | Standalone | DE0008570 | As per HSA registered indication(s) except for radiolucent implants which should be used as follows:  in patients with primary or metastatic spinal tumours who would benefit from post-operative high dose high precision beam therapy upon appropriate and stringent patient selection;  Patient selection should be done via standardised assessment such as the neurological-oncological-mechanical systemic (NOMS) framework; and  The assessment should be carried out by a multidisciplinary team (MDT), which may be inclusive of, but not limited to, radiation oncologists, spine surgeons and interventional radiologists, among others.
Orthopaedics | Spine - Thoracolumbar (TL) and sacral surgery | TL and sacral fusion and fixation implant | TL pedicle screw - Shank, tulip | STRYKER | XIA 3 D 8.5 x 45mm Monoaxial Screw | 482308545 | Standalone | DE0008570 | As per HSA registered indication(s) except for radiolucent implants which should be used as follows:  in patients with primary or metastatic spinal tumours who would benefit from post-operative high dose high precision beam therapy upon appropriate and stringent patient selection;  Patient selection should be done via standardised assessment such as the neurological-oncological-mechanical systemic (NOMS) framework; and  The assessment should be carried out by a multidisciplinary team (MDT), which may be inclusive of, but not limited to, radiation oncologists, spine surgeons and interventional radiologists, among others.
Orthopaedics | Spine - Thoracolumbar (TL) and sacral surgery | TL and sacral fusion and fixation implant | TL pedicle screw - Shank, tulip | STRYKER | XIA 3 D 8.5 x 45mm Polyaxial Screw | 482318545 | Standalone | DE0008570 | As per HSA registered indication(s) except for radiolucent implants which should be used as follows:  in patients with primary or metastatic spinal tumours who would benefit from post-operative high dose high precision beam therapy upon appropriate and stringent patient selection;  Patient selection should be done via standardised assessment such as the neurological-oncological-mechanical systemic (NOMS) framework; and  The assessment should be carried out by a multidisciplinary team (MDT), which may be inclusive of, but not limited to, radiation oncologists, spine surgeons and interventional radiologists, among others.
Orthopaedics | Spine - Thoracolumbar (TL) and sacral surgery | TL and sacral fusion and fixation implant | TL pedicle screw - Shank, tulip | STRYKER | XIA 3 D 8.5 x 50mm Monoaxial Screw | 482308550 | Standalone | DE0008570 | As per HSA registered indication(s) except for radiolucent implants which should be used as follows:  in patients with primary or metastatic spinal tumours who would benefit from post-operative high dose high precision beam therapy upon appropriate and stringent patient selection;  Patient selection should be done via standardised assessment such as the neurological-oncological-mechanical systemic (NOMS) framework; and  The assessment should be carried out by a multidisciplinary team (MDT), which may be inclusive of, but not limited to, radiation oncologists, spine surgeons and interventional radiologists, among others.
Orthopaedics | Spine - Thoracolumbar (TL) and sacral surgery | TL and sacral fusion and fixation implant | TL pedicle screw - Shank, tulip | STRYKER | XIA 3 D 8.5 x 50mm Polyaxial Screw | 482318550 | Standalone | DE0008570 | As per HSA registered indication(s) except for radiolucent implants which should be used as follows:  in patients with primary or metastatic spinal tumours who would benefit from post-operative high dose high precision beam therapy upon appropriate and stringent patient selection;  Patient selection should be done via standardised assessment such as the neurological-oncological-mechanical systemic (NOMS) framework; and  The assessment should be carried out by a multidisciplinary team (MDT), which may be inclusive of, but not limited to, radiation oncologists, spine surgeons and interventional radiologists, among others.
Orthopaedics | Spine - Thoracolumbar (TL) and sacral surgery | TL and sacral fusion and fixation implant | TL pedicle screw - Shank, tulip | STRYKER | XIA 3 D 8.5 x 55mm Monoaxial Screw | 482308555 | Standalone | DE0008570 | As per HSA registered indication(s) except for radiolucent implants which should be used as follows:  in patients with primary or metastatic spinal tumours who would benefit from post-operative high dose high precision beam therapy upon appropriate and stringent patient selection;  Patient selection should be done via standardised assessment such as the neurological-oncological-mechanical systemic (NOMS) framework; and  The assessment should be carried out by a multidisciplinary team (MDT), which may be inclusive of, but not limited to, radiation oncologists, spine surgeons and interventional radiologists, among others.
Orthopaedics | Spine - Thoracolumbar (TL) and sacral surgery | TL and sacral fusion and fixation implant | TL pedicle screw - Shank, tulip | STRYKER | XIA 3 D 8.5 x 55mm Polyaxial Screw | 482318555 | Standalone | DE0008570 | As per HSA registered indication(s) except for radiolucent implants which should be used as follows:  in patients with primary or metastatic spinal tumours who would benefit from post-operative high dose high precision beam therapy upon appropriate and stringent patient selection;  Patient selection should be done via standardised assessment such as the neurological-oncological-mechanical systemic (NOMS) framework; and  The assessment should be carried out by a multidisciplinary team (MDT), which may be inclusive of, but not limited to, radiation oncologists, spine surgeons and interventional radiologists, among others.
Orthopaedics | Spine - Thoracolumbar (TL) and sacral surgery | TL and sacral fusion and fixation implant | TL pedicle screw - Shank, tulip | STRYKER | XIA 3 D 8.5 x 60mm Monoaxial Screw | 482308560 | Standalone | DE0008570 | As per HSA registered indication(s) except for radiolucent implants which should be used as follows:  in patients with primary or metastatic spinal tumours who would benefit from post-operative high dose high precision beam therapy upon appropriate and stringent patient selection;  Patient selection should be done via standardised assessment such as the neurological-oncological-mechanical systemic (NOMS) framework; and  The assessment should be carried out by a multidisciplinary team (MDT), which may be inclusive of, but not limited to, radiation oncologists, spine surgeons and interventional radiologists, among others.
Orthopaedics | Spine - Thoracolumbar (TL) and sacral surgery | TL and sacral fusion and fixation implant | TL pedicle screw - Shank, tulip | STRYKER | XIA 3 D 8.5 x 60mm Polyaxial Screw | 482318560 | Standalone | DE0008570 | As per HSA registered indication(s) except for radiolucent implants which should be used as follows:  in patients with primary or metastatic spinal tumours who would benefit from post-operative high dose high precision beam therapy upon appropriate and stringent patient selection;  Patient selection should be done via standardised assessment such as the neurological-oncological-mechanical systemic (NOMS) framework; and  The assessment should be carried out by a multidisciplinary team (MDT), which may be inclusive of, but not limited to, radiation oncologists, spine surgeons and interventional radiologists, among others.
Orthopaedics | Spine - Thoracolumbar (TL) and sacral surgery | TL and sacral fusion and fixation implant | TL pedicle screw - Shank, tulip | STRYKER | XIA 3 D 8.5 x 65mm Monoaxial Screw | 482308565 | Standalone | DE0008570 | As per HSA registered indication(s) except for radiolucent implants which should be used as follows:  in patients with primary or metastatic spinal tumours who would benefit from post-operative high dose high precision beam therapy upon appropriate and stringent patient selection;  Patient selection should be done via standardised assessment such as the neurological-oncological-mechanical systemic (NOMS) framework; and  The assessment should be carried out by a multidisciplinary team (MDT), which may be inclusive of, but not limited to, radiation oncologists, spine surgeons and interventional radiologists, among others.
Orthopaedics | Spine - Thoracolumbar (TL) and sacral surgery | TL and sacral fusion and fixation implant | TL pedicle screw - Shank, tulip | STRYKER | XIA 3 D 8.5 x 65mm Polyaxial Screw | 482318565 | Standalone | DE0008570 | As per HSA registered indication(s) except for radiolucent implants which should be used as follows:  in patients with primary or metastatic spinal tumours who would benefit from post-operative high dose high precision beam therapy upon appropriate and stringent patient selection;  Patient selection should be done via standardised assessment such as the neurological-oncological-mechanical systemic (NOMS) framework; and  The assessment should be carried out by a multidisciplinary team (MDT), which may be inclusive of, but not limited to, radiation oncologists, spine surgeons and interventional radiologists, among others.
Orthopaedics | Spine - Thoracolumbar (TL) and sacral surgery | TL and sacral fusion and fixation implant | TL pedicle screw - Shank, tulip | STRYKER | XIA 3 D 8.5 x 70mm Monoaxial Screw | 482308570 | Standalone | DE0008570 | As per HSA registered indication(s) except for radiolucent implants which should be used as follows:  in patients with primary or metastatic spinal tumours who would benefit from post-operative high dose high precision beam therapy upon appropriate and stringent patient selection;  Patient selection should be done via standardised assessment such as the neurological-oncological-mechanical systemic (NOMS) framework; and  The assessment should be carried out by a multidisciplinary team (MDT), which may be inclusive of, but not limited to, radiation oncologists, spine surgeons and interventional radiologists, among others.
Orthopaedics | Spine - Thoracolumbar (TL) and sacral surgery | TL and sacral fusion and fixation implant | TL pedicle screw - Shank, tulip | STRYKER | XIA 3 D 8.5 x 70mm Polyaxial Screw | 482318570 | Standalone | DE0008570 | As per HSA registered indication(s) except for radiolucent implants which should be used as follows:  in patients with primary or metastatic spinal tumours who would benefit from post-operative high dose high precision beam therapy upon appropriate and stringent patient selection;  Patient selection should be done via standardised assessment such as the neurological-oncological-mechanical systemic (NOMS) framework; and  The assessment should be carried out by a multidisciplinary team (MDT), which may be inclusive of, but not limited to, radiation oncologists, spine surgeons and interventional radiologists, among others.
Orthopaedics | Spine - Thoracolumbar (TL) and sacral surgery | TL and sacral fusion and fixation implant | TL pedicle screw - Shank, tulip | STRYKER | XIA 3 D 8.5 x 80mm Monoaxial Screw | 482308580 | Standalone | DE0008570 | As per HSA registered indication(s) except for radiolucent implants which should be used as follows:  in patients with primary or metastatic spinal tumours who would benefit from post-operative high dose high precision beam therapy upon appropriate and stringent patient selection;  Patient selection should be done via standardised assessment such as the neurological-oncological-mechanical systemic (NOMS) framework; and  The assessment should be carried out by a multidisciplinary team (MDT), which may be inclusive of, but not limited to, radiation oncologists, spine surgeons and interventional radiologists, among others.
Orthopaedics | Spine - Thoracolumbar (TL) and sacral surgery | TL and sacral fusion and fixation implant | TL pedicle screw - Shank, tulip | STRYKER | XIA 3 D 8.5 x 80mm Polyaxial Screw | 482318580 | Standalone | DE0008570 | As per HSA registered indication(s) except for radiolucent implants which should be used as follows:  in patients with primary or metastatic spinal tumours who would benefit from post-operative high dose high precision beam therapy upon appropriate and stringent patient selection;  Patient selection should be done via standardised assessment such as the neurological-oncological-mechanical systemic (NOMS) framework; and  The assessment should be carried out by a multidisciplinary team (MDT), which may be inclusive of, but not limited to, radiation oncologists, spine surgeons and interventional radiologists, among others.
Orthopaedics | Spine - Thoracolumbar (TL) and sacral surgery | TL and sacral fusion and fixation implant | TL pedicle screw - Shank, tulip | STRYKER | XIA 3 D 8.5 x 90mm Monoaxial Screw | 482308590 | Standalone | DE0008570 | As per HSA registered indication(s) except for radiolucent implants which should be used as follows:  in patients with primary or metastatic spinal tumours who would benefit from post-operative high dose high precision beam therapy upon appropriate and stringent patient selection;  Patient selection should be done via standardised assessment such as the neurological-oncological-mechanical systemic (NOMS) framework; and  The assessment should be carried out by a multidisciplinary team (MDT), which may be inclusive of, but not limited to, radiation oncologists, spine surgeons and interventional radiologists, among others.
Orthopaedics | Spine - Thoracolumbar (TL) and sacral surgery | TL and sacral fusion and fixation implant | TL pedicle screw - Shank, tulip | STRYKER | XIA 3 D 8.5 x 90mm Polyaxial Screw | 482318590 | Standalone | DE0008570 | As per HSA registered indication(s) except for radiolucent implants which should be used as follows:  in patients with primary or metastatic spinal tumours who would benefit from post-operative high dose high precision beam therapy upon appropriate and stringent patient selection;  Patient selection should be done via standardised assessment such as the neurological-oncological-mechanical systemic (NOMS) framework; and  The assessment should be carried out by a multidisciplinary team (MDT), which may be inclusive of, but not limited to, radiation oncologists, spine surgeons and interventional radiologists, among others.
Orthopaedics | Spine - Thoracolumbar (TL) and sacral surgery | TL and sacral fusion and fixation implant | TL pedicle screw - Shank, tulip | STRYKER | XIA 3 D 9.5 x 100mm Monoaxial Screw | 482309500 | Standalone | DE0008570 | As per HSA registered indication(s) except for radiolucent implants which should be used as follows:  in patients with primary or metastatic spinal tumours who would benefit from post-operative high dose high precision beam therapy upon appropriate and stringent patient selection;  Patient selection should be done via standardised assessment such as the neurological-oncological-mechanical systemic (NOMS) framework; and  The assessment should be carried out by a multidisciplinary team (MDT), which may be inclusive of, but not limited to, radiation oncologists, spine surgeons and interventional radiologists, among others.
Orthopaedics | Spine - Thoracolumbar (TL) and sacral surgery | TL and sacral fusion and fixation implant | TL pedicle screw - Shank, tulip | STRYKER | XIA 3 D 9.5 x 100mm Polyaxial Screw | 482319500 | Standalone | DE0008570 | As per HSA registered indication(s) except for radiolucent implants which should be used as follows:  in patients with primary or metastatic spinal tumours who would benefit from post-operative high dose high precision beam therapy upon appropriate and stringent patient selection;  Patient selection should be done via standardised assessment such as the neurological-oncological-mechanical systemic (NOMS) framework; and  The assessment should be carried out by a multidisciplinary team (MDT), which may be inclusive of, but not limited to, radiation oncologists, spine surgeons and interventional radiologists, among others.
Orthopaedics | Spine - Thoracolumbar (TL) and sacral surgery | TL and sacral fusion and fixation implant | TL pedicle screw - Shank, tulip | STRYKER | XIA 3 D 9.5 x 40mm Monoaxial Screw | 482309540 | Standalone | DE0008570 | As per HSA registered indication(s) except for radiolucent implants which should be used as follows:  in patients with primary or metastatic spinal tumours who would benefit from post-operative high dose high precision beam therapy upon appropriate and stringent patient selection;  Patient selection should be done via standardised assessment such as the neurological-oncological-mechanical systemic (NOMS) framework; and  The assessment should be carried out by a multidisciplinary team (MDT), which may be inclusive of, but not limited to, radiation oncologists, spine surgeons and interventional radiologists, among others.
Orthopaedics | Spine - Thoracolumbar (TL) and sacral surgery | TL and sacral fusion and fixation implant | TL pedicle screw - Shank, tulip | STRYKER | XIA 3 D 9.5 x 40mm Polyaxial Screw | 482319540 | Standalone | DE0008570 | As per HSA registered indication(s) except for radiolucent implants which should be used as follows:  in patients with primary or metastatic spinal tumours who would benefit from post-operative high dose high precision beam therapy upon appropriate and stringent patient selection;  Patient selection should be done via standardised assessment such as the neurological-oncological-mechanical systemic (NOMS) framework; and  The assessment should be carried out by a multidisciplinary team (MDT), which may be inclusive of, but not limited to, radiation oncologists, spine surgeons and interventional radiologists, among others.
Orthopaedics | Spine - Thoracolumbar (TL) and sacral surgery | TL and sacral fusion and fixation implant | TL pedicle screw - Shank, tulip | STRYKER | XIA 3 D 9.5 x 45mm Monoaxial Screw | 482309545 | Standalone | DE0008570 | As per HSA registered indication(s) except for radiolucent implants which should be used as follows:  in patients with primary or metastatic spinal tumours who would benefit from post-operative high dose high precision beam therapy upon appropriate and stringent patient selection;  Patient selection should be done via standardised assessment such as the neurological-oncological-mechanical systemic (NOMS) framework; and  The assessment should be carried out by a multidisciplinary team (MDT), which may be inclusive of, but not limited to, radiation oncologists, spine surgeons and interventional radiologists, among others.
Orthopaedics | Spine - Thoracolumbar (TL) and sacral surgery | TL and sacral fusion and fixation implant | TL pedicle screw - Shank, tulip | STRYKER | XIA 3 D 9.5 x 45mm Polyaxial Screw | 482319545 | Standalone | DE0008570 | As per HSA registered indication(s) except for radiolucent implants which should be used as follows:  in patients with primary or metastatic spinal tumours who would benefit from post-operative high dose high precision beam therapy upon appropriate and stringent patient selection;  Patient selection should be done via standardised assessment such as the neurological-oncological-mechanical systemic (NOMS) framework; and  The assessment should be carried out by a multidisciplinary team (MDT), which may be inclusive of, but not limited to, radiation oncologists, spine surgeons and interventional radiologists, among others.
Orthopaedics | Spine - Thoracolumbar (TL) and sacral surgery | TL and sacral fusion and fixation implant | TL pedicle screw - Shank, tulip | STRYKER | XIA 3 D 9.5 x 50mm Monoaxial Screw | 482309550 | Standalone | DE0008570 | As per HSA registered indication(s) except for radiolucent implants which should be used as follows:  in patients with primary or metastatic spinal tumours who would benefit from post-operative high dose high precision beam therapy upon appropriate and stringent patient selection;  Patient selection should be done via standardised assessment such as the neurological-oncological-mechanical systemic (NOMS) framework; and  The assessment should be carried out by a multidisciplinary team (MDT), which may be inclusive of, but not limited to, radiation oncologists, spine surgeons and interventional radiologists, among others.
Orthopaedics | Spine - Thoracolumbar (TL) and sacral surgery | TL and sacral fusion and fixation implant | TL pedicle screw - Shank, tulip | STRYKER | XIA 3 D 9.5 x 50mm Polyaxial Screw | 482319550 | Standalone | DE0008570 | As per HSA registered indication(s) except for radiolucent implants which should be used as follows:  in patients with primary or metastatic spinal tumours who would benefit from post-operative high dose high precision beam therapy upon appropriate and stringent patient selection;  Patient selection should be done via standardised assessment such as the neurological-oncological-mechanical systemic (NOMS) framework; and  The assessment should be carried out by a multidisciplinary team (MDT), which may be inclusive of, but not limited to, radiation oncologists, spine surgeons and interventional radiologists, among others.
Orthopaedics | Spine - Thoracolumbar (TL) and sacral surgery | TL and sacral fusion and fixation implant | TL pedicle screw - Shank, tulip | STRYKER | XIA 3 D 9.5 x 55mm Monoaxial Screw | 482309555 | Standalone | DE0008570 | As per HSA registered indication(s) except for radiolucent implants which should be used as follows:  in patients with primary or metastatic spinal tumours who would benefit from post-operative high dose high precision beam therapy upon appropriate and stringent patient selection;  Patient selection should be done via standardised assessment such as the neurological-oncological-mechanical systemic (NOMS) framework; and  The assessment should be carried out by a multidisciplinary team (MDT), which may be inclusive of, but not limited to, radiation oncologists, spine surgeons and interventional radiologists, among others.
Orthopaedics | Spine - Thoracolumbar (TL) and sacral surgery | TL and sacral fusion and fixation implant | TL pedicle screw - Shank, tulip | STRYKER | XIA 3 D 9.5 x 55mm Polyaxial Screw | 482319555 | Standalone | DE0008570 | As per HSA registered indication(s) except for radiolucent implants which should be used as follows:  in patients with primary or metastatic spinal tumours who would benefit from post-operative high dose high precision beam therapy upon appropriate and stringent patient selection;  Patient selection should be done via standardised assessment such as the neurological-oncological-mechanical systemic (NOMS) framework; and  The assessment should be carried out by a multidisciplinary team (MDT), which may be inclusive of, but not limited to, radiation oncologists, spine surgeons and interventional radiologists, among others.
Orthopaedics | Spine - Thoracolumbar (TL) and sacral surgery | TL and sacral fusion and fixation implant | TL pedicle screw - Shank, tulip | STRYKER | XIA 3 D 9.5 x 60mm Monoaxial Screw | 482309560 | Standalone | DE0008570 | As per HSA registered indication(s) except for radiolucent implants which should be used as follows:  in patients with primary or metastatic spinal tumours who would benefit from post-operative high dose high precision beam therapy upon appropriate and stringent patient selection;  Patient selection should be done via standardised assessment such as the neurological-oncological-mechanical systemic (NOMS) framework; and  The assessment should be carried out by a multidisciplinary team (MDT), which may be inclusive of, but not limited to, radiation oncologists, spine surgeons and interventional radiologists, among others.
Orthopaedics | Spine - Thoracolumbar (TL) and sacral surgery | TL and sacral fusion and fixation implant | TL pedicle screw - Shank, tulip | STRYKER | XIA 3 D 9.5 x 60mm Polyaxial Screw | 482319560 | Standalone | DE0008570 | As per HSA registered indication(s) except for radiolucent implants which should be used as follows:  in patients with primary or metastatic spinal tumours who would benefit from post-operative high dose high precision beam therapy upon appropriate and stringent patient selection;  Patient selection should be done via standardised assessment such as the neurological-oncological-mechanical systemic (NOMS) framework; and  The assessment should be carried out by a multidisciplinary team (MDT), which may be inclusive of, but not limited to, radiation oncologists, spine surgeons and interventional radiologists, among others.
Orthopaedics | Spine - Thoracolumbar (TL) and sacral surgery | TL and sacral fusion and fixation implant | TL pedicle screw - Shank, tulip | STRYKER | XIA 3 D 9.5 x 65mm Monoaxial Screw | 482309565 | Standalone | DE0008570 | As per HSA registered indication(s) except for radiolucent implants which should be used as follows:  in patients with primary or metastatic spinal tumours who would benefit from post-operative high dose high precision beam therapy upon appropriate and stringent patient selection;  Patient selection should be done via standardised assessment such as the neurological-oncological-mechanical systemic (NOMS) framework; and  The assessment should be carried out by a multidisciplinary team (MDT), which may be inclusive of, but not limited to, radiation oncologists, spine surgeons and interventional radiologists, among others.
Orthopaedics | Spine - Thoracolumbar (TL) and sacral surgery | TL and sacral fusion and fixation implant | TL pedicle screw - Shank, tulip | STRYKER | XIA 3 D 9.5 x 65mm Polyaxial Screw | 482319565 | Standalone | DE0008570 | As per HSA registered indication(s) except for radiolucent implants which should be used as follows:  in patients with primary or metastatic spinal tumours who would benefit from post-operative high dose high precision beam therapy upon appropriate and stringent patient selection;  Patient selection should be done via standardised assessment such as the neurological-oncological-mechanical systemic (NOMS) framework; and  The assessment should be carried out by a multidisciplinary team (MDT), which may be inclusive of, but not limited to, radiation oncologists, spine surgeons and interventional radiologists, among others.
Orthopaedics | Spine - Thoracolumbar (TL) and sacral surgery | TL and sacral fusion and fixation implant | TL pedicle screw - Shank, tulip | STRYKER | XIA 3 D 9.5 x 70mm Monoaxial Screw | 482309570 | Standalone | DE0008570 | As per HSA registered indication(s) except for radiolucent implants which should be used as follows:  in patients with primary or metastatic spinal tumours who would benefit from post-operative high dose high precision beam therapy upon appropriate and stringent patient selection;  Patient selection should be done via standardised assessment such as the neurological-oncological-mechanical systemic (NOMS) framework; and  The assessment should be carried out by a multidisciplinary team (MDT), which may be inclusive of, but not limited to, radiation oncologists, spine surgeons and interventional radiologists, among others.
Orthopaedics | Spine - Thoracolumbar (TL) and sacral surgery | TL and sacral fusion and fixation implant | TL pedicle screw - Shank, tulip | STRYKER | XIA 3 D 9.5 x 70mm Polyaxial Screw | 482319570 | Standalone | DE0008570 | As per HSA registered indication(s) except for radiolucent implants which should be used as follows:  in patients with primary or metastatic spinal tumours who would benefit from post-operative high dose high precision beam therapy upon appropriate and stringent patient selection;  Patient selection should be done via standardised assessment such as the neurological-oncological-mechanical systemic (NOMS) framework; and  The assessment should be carried out by a multidisciplinary team (MDT), which may be inclusive of, but not limited to, radiation oncologists, spine surgeons and interventional radiologists, among others.
Orthopaedics | Spine - Thoracolumbar (TL) and sacral surgery | TL and sacral fusion and fixation implant | TL pedicle screw - Shank, tulip | STRYKER | XIA 3 D 9.5 x 80mm Monoaxial Screw | 482309580 | Standalone | DE0008570 | As per HSA registered indication(s) except for radiolucent implants which should be used as follows:  in patients with primary or metastatic spinal tumours who would benefit from post-operative high dose high precision beam therapy upon appropriate and stringent patient selection;  Patient selection should be done via standardised assessment such as the neurological-oncological-mechanical systemic (NOMS) framework; and  The assessment should be carried out by a multidisciplinary team (MDT), which may be inclusive of, but not limited to, radiation oncologists, spine surgeons and interventional radiologists, among others.
Orthopaedics | Spine - Thoracolumbar (TL) and sacral surgery | TL and sacral fusion and fixation implant | TL pedicle screw - Shank, tulip | STRYKER | XIA 3 D 9.5 x 80mm Polyaxial Screw | 482319580 | Standalone | DE0008570 | As per HSA registered indication(s) except for radiolucent implants which should be used as follows:  in patients with primary or metastatic spinal tumours who would benefit from post-operative high dose high precision beam therapy upon appropriate and stringent patient selection;  Patient selection should be done via standardised assessment such as the neurological-oncological-mechanical systemic (NOMS) framework; and  The assessment should be carried out by a multidisciplinary team (MDT), which may be inclusive of, but not limited to, radiation oncologists, spine surgeons and interventional radiologists, among others.
Orthopaedics | Spine - Thoracolumbar (TL) and sacral surgery | TL and sacral fusion and fixation implant | TL pedicle screw - Shank, tulip | STRYKER | XIA 3 D 9.5 x 90mm Monoaxial Screw | 482309590 | Standalone | DE0008570 | As per HSA registered indication(s) except for radiolucent implants which should be used as follows:  in patients with primary or metastatic spinal tumours who would benefit from post-operative high dose high precision beam therapy upon appropriate and stringent patient selection;  Patient selection should be done via standardised assessment such as the neurological-oncological-mechanical systemic (NOMS) framework; and  The assessment should be carried out by a multidisciplinary team (MDT), which may be inclusive of, but not limited to, radiation oncologists, spine surgeons and interventional radiologists, among others.
Orthopaedics | Spine - Thoracolumbar (TL) and sacral surgery | TL and sacral fusion and fixation implant | TL pedicle screw - Shank, tulip | STRYKER | XIA 3 D 9.5 x 90mm Polyaxial Screw | 482319590 | Standalone | DE0008570 | As per HSA registered indication(s) except for radiolucent implants which should be used as follows:  in patients with primary or metastatic spinal tumours who would benefit from post-operative high dose high precision beam therapy upon appropriate and stringent patient selection;  Patient selection should be done via standardised assessment such as the neurological-oncological-mechanical systemic (NOMS) framework; and  The assessment should be carried out by a multidisciplinary team (MDT), which may be inclusive of, but not limited to, radiation oncologists, spine surgeons and interventional radiologists, among others.
Orthopaedics | Spine - Thoracolumbar (TL) and sacral surgery | TL and sacral fusion and fixation implant | TL rod connector system excluding locking screw | STRYKER | XIA 3 Open Side-Loading Offset Connector | 48230144 | Standalone | DE0008570 | As per HSA registered indication(s)
Orthopaedics | Spine - Thoracolumbar (TL) and sacral surgery | TL and sacral fusion and fixation implant | TL hook set, clamp, staple, staple locking screw | STRYKER | XIA 3 Sacral Hook | 48230260 | Standalone | DE0008570 | As per HSA registered indication(s)
Orthopaedics | Spine - Thoracolumbar (TL) and sacral surgery | TL and sacral fusion and fixation implant | TL rod connector system excluding locking screw | STRYKER | XIA 3 Top Loading- Side Loading RRC | 48235011 | Standalone | DE0008570 | As per HSA registered indication(s)
Orthopaedics | Spine - Thoracolumbar (TL) and sacral surgery | TL and sacral fusion and fixation implant | TL pedicle screw - Shank, tulip | STRYKER | XIA3 6.5 x 40mm Axial Revision Bone Screw | 48236540 | Standalone | DE0008570 | As per HSA registered indication(s) except for radiolucent implants which should be used as follows:  in patients with primary or metastatic spinal tumours who would benefit from post-operative high dose high precision beam therapy upon appropriate and stringent patient selection;  Patient selection should be done via standardised assessment such as the neurological-oncological-mechanical systemic (NOMS) framework; and  The assessment should be carried out by a multidisciplinary team (MDT), which may be inclusive of, but not limited to, radiation oncologists, spine surgeons and interventional radiologists, among others.
Orthopaedics | Spine - Thoracolumbar (TL) and sacral surgery | TL and sacral fusion and fixation implant | TL pedicle screw - Shank, tulip | STRYKER | XIA3 6.5 x 50mm Axial Revision Bone Screw | 48236550 | Standalone | DE0008570 | As per HSA registered indication(s) except for radiolucent implants which should be used as follows:  in patients with primary or metastatic spinal tumours who would benefit from post-operative high dose high precision beam therapy upon appropriate and stringent patient selection;  Patient selection should be done via standardised assessment such as the neurological-oncological-mechanical systemic (NOMS) framework; and  The assessment should be carried out by a multidisciplinary team (MDT), which may be inclusive of, but not limited to, radiation oncologists, spine surgeons and interventional radiologists, among others.
Orthopaedics | Spine - Thoracolumbar (TL) and sacral surgery | TL and sacral fusion and fixation implant | TL pedicle screw - Shank, tulip | STRYKER | XIA3 6.5 x 60mm Axial Revision Bone Screw | 48236560 | Standalone | DE0008570 | As per HSA registered indication(s) except for radiolucent implants which should be used as follows:  in patients with primary or metastatic spinal tumours who would benefit from post-operative high dose high precision beam therapy upon appropriate and stringent patient selection;  Patient selection should be done via standardised assessment such as the neurological-oncological-mechanical systemic (NOMS) framework; and  The assessment should be carried out by a multidisciplinary team (MDT), which may be inclusive of, but not limited to, radiation oncologists, spine surgeons and interventional radiologists, among others.
Orthopaedics | Spine - Thoracolumbar (TL) and sacral surgery | TL and sacral fusion and fixation implant | TL pedicle screw - Shank, tulip | STRYKER | XIA3 7.5 x 40mm Axial Revision Bone Screw | 48237540 | Standalone | DE0008570 | As per HSA registered indication(s) except for radiolucent implants which should be used as follows:  in patients with primary or metastatic spinal tumours who would benefit from post-operative high dose high precision beam therapy upon appropriate and stringent patient selection;  Patient selection should be done via standardised assessment such as the neurological-oncological-mechanical systemic (NOMS) framework; and  The assessment should be carried out by a multidisciplinary team (MDT), which may be inclusive of, but not limited to, radiation oncologists, spine surgeons and interventional radiologists, among others.
Orthopaedics | Spine - Thoracolumbar (TL) and sacral surgery | TL and sacral fusion and fixation implant | TL pedicle screw - Shank, tulip | STRYKER | XIA3 7.5 x 50mm Axial Revision Bone Screw | 48237550 | Standalone | DE0008570 | As per HSA registered indication(s) except for radiolucent implants which should be used as follows:  in patients with primary or metastatic spinal tumours who would benefit from post-operative high dose high precision beam therapy upon appropriate and stringent patient selection;  Patient selection should be done via standardised assessment such as the neurological-oncological-mechanical systemic (NOMS) framework; and  The assessment should be carried out by a multidisciplinary team (MDT), which may be inclusive of, but not limited to, radiation oncologists, spine surgeons and interventional radiologists, among others.
Orthopaedics | Spine - Thoracolumbar (TL) and sacral surgery | TL and sacral fusion and fixation implant | TL pedicle screw - Shank, tulip | STRYKER | XIA3 7.5 x 60mm Axial Revision Bone Screw | 48237560 | Standalone | DE0008570 | As per HSA registered indication(s) except for radiolucent implants which should be used as follows:  in patients with primary or metastatic spinal tumours who would benefit from post-operative high dose high precision beam therapy upon appropriate and stringent patient selection;  Patient selection should be done via standardised assessment such as the neurological-oncological-mechanical systemic (NOMS) framework; and  The assessment should be carried out by a multidisciplinary team (MDT), which may be inclusive of, but not limited to, radiation oncologists, spine surgeons and interventional radiologists, among others.
Orthopaedics | Spine - Thoracolumbar (TL) and sacral surgery | TL and sacral fusion and fixation implant | TL fixation screw | NuVasive Inc. | XLIF Decade Plate Bolt, 30mm Sm Thread | 1632126 | Standalone | DE0018317 | As per HSA registered indication(s)
Orthopaedics | Spine - Thoracolumbar (TL) and sacral surgery | TL and sacral fusion and fixation implant | TL fixation screw | NuVasive Inc. | XLIF Decade Plate Bolt, 40mm Sm Thread | 1632136 | Standalone | DE0018317 | As per HSA registered indication(s)
Orthopaedics | Spine - Thoracolumbar (TL) and sacral surgery | TL and sacral fusion and fixation implant | TL fixation screw | NuVasive Inc. | XLIF Decade Plate Bolt, 5.0x30mm S.I. | 7141230 | Standalone | DE0018317 | As per HSA registered indication(s)
Orthopaedics | Spine - Thoracolumbar (TL) and sacral surgery | TL and sacral fusion and fixation implant | TL fixation screw | NuVasive Inc. | XLIF Decade Plate Bolt, 5.0x30mm S.T. | 7145030 | Standalone | DE0018317 | As per HSA registered indication(s)
Orthopaedics | Spine - Thoracolumbar (TL) and sacral surgery | TL and sacral fusion and fixation implant | TL fixation screw | NuVasive Inc. | XLIF Decade Plate Bolt, 5.0x35mm S.T. | 7145035 | Standalone | DE0018317 | As per HSA registered indication(s)
Orthopaedics | Spine - Thoracolumbar (TL) and sacral surgery | TL and sacral fusion and fixation implant | TL fixation screw | NuVasive Inc. | XLIF Decade Plate Bolt, 5.0x40mm S.I. | 7141240 | Standalone | DE0018317 | As per HSA registered indication(s)
Orthopaedics | Spine - Thoracolumbar (TL) and sacral surgery | TL and sacral fusion and fixation implant | TL fixation screw | NuVasive Inc. | XLIF Decade Plate Bolt, 5.0x40mm S.T. | 7145040 | Standalone | DE0018317 | As per HSA registered indication(s)
Orthopaedics | Spine - Thoracolumbar (TL) and sacral surgery | TL and sacral fusion and fixation implant | TL fixation screw | NuVasive Inc. | XLIF Decade Plate Bolt, 5.0x45mm S.T. | 7145045 | Standalone | DE0018317 | As per HSA registered indication(s)
Orthopaedics | Spine - Thoracolumbar (TL) and sacral surgery | TL and sacral fusion and fixation implant | TL fixation screw | NuVasive Inc. | XLIF Decade Plate Bolt, 5.0x50mm S.I. | 7141250 | Standalone | DE0018317 | As per HSA registered indication(s)
Orthopaedics | Spine - Thoracolumbar (TL) and sacral surgery | TL and sacral fusion and fixation implant | TL fixation screw | NuVasive Inc. | XLIF Decade Plate Bolt, 5.0x50mm S.T. | 7145050 | Standalone | DE0018317 | As per HSA registered indication(s)
Orthopaedics | Spine - Thoracolumbar (TL) and sacral surgery | TL and sacral fusion and fixation implant | TL fixation screw | NuVasive Inc. | XLIF Decade Plate Bolt, 5.0x55mm S.T. | 7145055 | Standalone | DE0018317 | As per HSA registered indication(s)
Orthopaedics | Spine - Thoracolumbar (TL) and sacral surgery | TL and sacral fusion and fixation implant | TL fixation screw | NuVasive Inc. | XLIF Decade Plate Bolt, 5.0x60mm S.T. | 7145060 | Standalone | DE0018317 | As per HSA registered indication(s)
Orthopaedics | Spine - Thoracolumbar (TL) and sacral surgery | TL and sacral fusion and fixation implant | TL fixation screw | NuVasive Inc. | XLIF Decade Plate Bolt, 5.5x25mm Large | 1631521 | Standalone | DE0018317 | As per HSA registered indication(s)
Orthopaedics | Spine - Thoracolumbar (TL) and sacral surgery | TL and sacral fusion and fixation implant | TL fixation screw | NuVasive Inc. | XLIF Decade Plate Bolt, 5.5x25mm Large | 7145525 | Standalone | DE0018317 | As per HSA registered indication(s)
Orthopaedics | Spine - Thoracolumbar (TL) and sacral surgery | TL and sacral fusion and fixation implant | TL fixation screw | NuVasive Inc. | XLIF Decade Plate Bolt, 5.5x30mm Large | 1631526 | Standalone | DE0018317 | As per HSA registered indication(s)
Orthopaedics | Spine - Thoracolumbar (TL) and sacral surgery | TL and sacral fusion and fixation implant | TL fixation screw | NuVasive Inc. | XLIF Decade Plate Bolt, 5.5x30mm Large | 7145530 | Standalone | DE0018317 | As per HSA registered indication(s)
Orthopaedics | Spine - Thoracolumbar (TL) and sacral surgery | TL and sacral fusion and fixation implant | TL fixation screw | NuVasive Inc. | XLIF Decade Plate Bolt, 5.5x30mm S.T. | 7145130 | Standalone | DE0018317 | As per HSA registered indication(s)
Orthopaedics | Spine - Thoracolumbar (TL) and sacral surgery | TL and sacral fusion and fixation implant | TL fixation screw | NuVasive Inc. | XLIF Decade Plate Bolt, 5.5x35mm Large | 1631531 | Standalone | DE0018317 | As per HSA registered indication(s)
Orthopaedics | Spine - Thoracolumbar (TL) and sacral surgery | TL and sacral fusion and fixation implant | TL fixation screw | NuVasive Inc. | XLIF Decade Plate Bolt, 5.5x35mm Large | 7145535 | Standalone | DE0018317 | As per HSA registered indication(s)
Orthopaedics | Spine - Thoracolumbar (TL) and sacral surgery | TL and sacral fusion and fixation implant | TL fixation screw | NuVasive Inc. | XLIF Decade Plate Bolt, 5.5x40mm Large | 1631536 | Standalone | DE0018317 | As per HSA registered indication(s)
Orthopaedics | Spine - Thoracolumbar (TL) and sacral surgery | TL and sacral fusion and fixation implant | TL fixation screw | NuVasive Inc. | XLIF Decade Plate Bolt, 5.5x40mm Large | 7145540 | Standalone | DE0018317 | As per HSA registered indication(s)
Orthopaedics | Spine - Thoracolumbar (TL) and sacral surgery | TL and sacral fusion and fixation implant | TL fixation screw | NuVasive Inc. | XLIF Decade Plate Bolt, 5.5x40mm S.T. | 7145140 | Standalone | DE0018317 | As per HSA registered indication(s)
Orthopaedics | Spine - Thoracolumbar (TL) and sacral surgery | TL and sacral fusion and fixation implant | TL fixation screw | NuVasive Inc. | XLIF Decade Plate Bolt, 5.5x45mm Large | 1631541 | Standalone | DE0018317 | As per HSA registered indication(s)
Orthopaedics | Spine - Thoracolumbar (TL) and sacral surgery | TL and sacral fusion and fixation implant | TL fixation screw | NuVasive Inc. | XLIF Decade Plate Bolt, 5.5x45mm Large | 7145545 | Standalone | DE0018317 | As per HSA registered indication(s)
Orthopaedics | Spine - Thoracolumbar (TL) and sacral surgery | TL and sacral fusion and fixation implant | TL fixation screw | NuVasive Inc. | XLIF Decade Plate Bolt, 5.5x50mm Large | 1631546 | Standalone | DE0018317 | As per HSA registered indication(s)
Orthopaedics | Spine - Thoracolumbar (TL) and sacral surgery | TL and sacral fusion and fixation implant | TL fixation screw | NuVasive Inc. | XLIF Decade Plate Bolt, 5.5x50mm Large | 7145550 | Standalone | DE0018317 | As per HSA registered indication(s)
Orthopaedics | Spine - Thoracolumbar (TL) and sacral surgery | TL and sacral fusion and fixation implant | TL fixation screw | NuVasive Inc. | XLIF Decade Plate Bolt, 5.5x50mm S.T. | 7145150 | Standalone | DE0018317 | As per HSA registered indication(s)
Orthopaedics | Spine - Thoracolumbar (TL) and sacral surgery | TL and sacral fusion and fixation implant | TL fixation screw | NuVasive Inc. | XLIF Decade Plate Bolt, 5.5x55mm Large | 1631551 | Standalone | DE0018317 | As per HSA registered indication(s)
Orthopaedics | Spine - Thoracolumbar (TL) and sacral surgery | TL and sacral fusion and fixation implant | TL fixation screw | NuVasive Inc. | XLIF Decade Plate Bolt, 5.5x55mm Large | 7145555 | Standalone | DE0018317 | As per HSA registered indication(s)
Orthopaedics | Spine - Thoracolumbar (TL) and sacral surgery | TL and sacral fusion and fixation implant | TL fixation screw | NuVasive Inc. | XLIF Decade Plate Bolt, 5.5x60mm Large | 1631556 | Standalone | DE0018317 | As per HSA registered indication(s)
Orthopaedics | Spine - Thoracolumbar (TL) and sacral surgery | TL and sacral fusion and fixation implant | TL fixation screw | NuVasive Inc. | XLIF Decade Plate Bolt, 5.5x60mm Large | 7145560 | Standalone | DE0018317 | As per HSA registered indication(s)
Orthopaedics | Spine - Thoracolumbar (TL) and sacral surgery | TL and sacral fusion and fixation implant | TL fixation screw | NuVasive Inc. | XLIF Decade Plate Bolt, 50mm Sm Thread | 1632146 | Standalone | DE0018317 | As per HSA registered indication(s)
Orthopaedics | Spine - Thoracolumbar (TL) and sacral surgery | TL and sacral fusion and fixation implant | TL fixation screw | NuVasive Inc. | XLIF Decade Plate Bolt, 6.5x25mm Large | 1631643 | Standalone | DE0018317 | As per HSA registered indication(s)
Orthopaedics | Spine - Thoracolumbar (TL) and sacral surgery | TL and sacral fusion and fixation implant | TL fixation screw | NuVasive Inc. | XLIF Decade Plate Bolt, 6.5x25mm Large | 7146525 | Standalone | DE0018317 | As per HSA registered indication(s)
Orthopaedics | Spine - Thoracolumbar (TL) and sacral surgery | TL and sacral fusion and fixation implant | TL fixation screw | NuVasive Inc. | XLIF Decade Plate Bolt, 6.5x30mm Large | 1631648 | Standalone | DE0018317 | As per HSA registered indication(s)
Orthopaedics | Spine - Thoracolumbar (TL) and sacral surgery | TL and sacral fusion and fixation implant | TL fixation screw | NuVasive Inc. | XLIF Decade Plate Bolt, 6.5x30mm Large | 7146530 | Standalone | DE0018317 | As per HSA registered indication(s)
Orthopaedics | Spine - Thoracolumbar (TL) and sacral surgery | TL and sacral fusion and fixation implant | TL fixation screw | NuVasive Inc. | XLIF Decade Plate Bolt, 6.5x35mm Large | 1631653 | Standalone | DE0018317 | As per HSA registered indication(s)
Orthopaedics | Spine - Thoracolumbar (TL) and sacral surgery | TL and sacral fusion and fixation implant | TL fixation screw | NuVasive Inc. | XLIF Decade Plate Bolt, 6.5x35mm Large | 7146535 | Standalone | DE0018317 | As per HSA registered indication(s)
Orthopaedics | Spine - Thoracolumbar (TL) and sacral surgery | TL and sacral fusion and fixation implant | TL fixation screw | NuVasive Inc. | XLIF Decade Plate Bolt, 6.5x40mm Large | 1631658 | Standalone | DE0018317 | As per HSA registered indication(s)
Orthopaedics | Spine - Thoracolumbar (TL) and sacral surgery | TL and sacral fusion and fixation implant | TL fixation screw | NuVasive Inc. | XLIF Decade Plate Bolt, 6.5x40mm Large | 7146540 | Standalone | DE0018317 | As per HSA registered indication(s)
Orthopaedics | Spine - Thoracolumbar (TL) and sacral surgery | TL and sacral fusion and fixation implant | TL fixation screw | NuVasive Inc. | XLIF Decade Plate Bolt, 6.5x45mm Large | 1631663 | Standalone | DE0018317 | As per HSA registered indication(s)
Orthopaedics | Spine - Thoracolumbar (TL) and sacral surgery | TL and sacral fusion and fixation implant | TL fixation screw | NuVasive Inc. | XLIF Decade Plate Bolt, 6.5x45mm Large | 7146545 | Standalone | DE0018317 | As per HSA registered indication(s)
Orthopaedics | Spine - Thoracolumbar (TL) and sacral surgery | TL and sacral fusion and fixation implant | TL fixation screw | NuVasive Inc. | XLIF Decade Plate Bolt, 6.5x50mm Large | 1631668 | Standalone | DE0018317 | As per HSA registered indication(s)
Orthopaedics | Spine - Thoracolumbar (TL) and sacral surgery | TL and sacral fusion and fixation implant | TL fixation screw | NuVasive Inc. | XLIF Decade Plate Bolt, 6.5x50mm Large | 7146550 | Standalone | DE0018317 | As per HSA registered indication(s)
Orthopaedics | Spine - Thoracolumbar (TL) and sacral surgery | TL and sacral fusion and fixation implant | TL fixation screw | NuVasive Inc. | XLIF Decade Plate Bolt, 6.5x55mm Large | 1631673 | Standalone | DE0018317 | As per HSA registered indication(s)
Orthopaedics | Spine - Thoracolumbar (TL) and sacral surgery | TL and sacral fusion and fixation implant | TL fixation screw | NuVasive Inc. | XLIF Decade Plate Bolt, 6.5x55mm Large | 7146555 | Standalone | DE0018317 | As per HSA registered indication(s)
Orthopaedics | Spine - Thoracolumbar (TL) and sacral surgery | TL and sacral fusion and fixation implant | TL fixation screw | NuVasive Inc. | XLIF Decade Plate Bolt, 6.5x60mm Large | 7146560 | Standalone | DE0018317 | As per HSA registered indication(s)
Orthopaedics | Spine - Thoracolumbar (TL) and sacral surgery | TL and sacral fusion and fixation implant | TL fixation screw | NuVasive Inc. | XLIF Decade Plate Bolt, 6.5x60mm Large | 1631678 | Standalone | DE0018317 | As per HSA registered indication(s)
Orthopaedics | Spine - Thoracolumbar (TL) and sacral surgery | TL and sacral fusion and fixation implant | TL plate | NuVasive Inc. | XLIF Decade Plate, 2-Hole Size 10 | 1631035 | Standalone | DE0018317 | As per HSA registered indication(s)
Orthopaedics | Spine - Thoracolumbar (TL) and sacral surgery | TL and sacral fusion and fixation implant | TL plate | NuVasive Inc. | XLIF Decade Plate, 2-Hole Size 10 | 7140210 | Standalone | DE0018317 | As per HSA registered indication(s)
Orthopaedics | Spine - Thoracolumbar (TL) and sacral surgery | TL and sacral fusion and fixation implant | TL plate | NuVasive Inc. | XLIF Decade Plate, 2-Hole Size 12 | 1631037 | Standalone | DE0018317 | As per HSA registered indication(s)
Orthopaedics | Spine - Thoracolumbar (TL) and sacral surgery | TL and sacral fusion and fixation implant | TL plate | NuVasive Inc. | XLIF Decade Plate, 2-Hole Size 12 | 7140212 | Standalone | DE0018317 | As per HSA registered indication(s)
Orthopaedics | Spine - Thoracolumbar (TL) and sacral surgery | TL and sacral fusion and fixation implant | TL plate | NuVasive Inc. | XLIF Decade Plate, 2-Hole Size 14 | 1631039 | Standalone | DE0018317 | As per HSA registered indication(s)
Orthopaedics | Spine - Thoracolumbar (TL) and sacral surgery | TL and sacral fusion and fixation implant | TL plate | NuVasive Inc. | XLIF Decade Plate, 2-Hole Size 14 | 7140214 | Standalone | DE0018317 | As per HSA registered indication(s)
Orthopaedics | Spine - Thoracolumbar (TL) and sacral surgery | TL and sacral fusion and fixation implant | TL plate | NuVasive Inc. | XLIF Decade Plate, 2-Hole Size 16 | 7140216 | Standalone | DE0018317 | As per HSA registered indication(s)
Orthopaedics | Spine - Thoracolumbar (TL) and sacral surgery | TL and sacral fusion and fixation implant | TL plate | NuVasive Inc. | XLIF Decade Plate, 2-Hole Size 18 | 7140218 | Standalone | DE0018317 | As per HSA registered indication(s)
Orthopaedics | Spine - Thoracolumbar (TL) and sacral surgery | TL and sacral fusion and fixation implant | TL plate | NuVasive Inc. | XLIF Decade Plate, 2-Hole Size 8 | 1631033 | Standalone | DE0018317 | As per HSA registered indication(s)
Orthopaedics | Spine - Thoracolumbar (TL) and sacral surgery | TL and sacral fusion and fixation implant | TL plate | NuVasive Inc. | XLIF Decade Plate, 2-Hole Size 8 | 7140208 | Standalone | DE0018317 | As per HSA registered indication(s)
Orthopaedics | Spine - Thoracolumbar (TL) and sacral surgery | TL and sacral fusion and fixation implant | TL plate | NuVasive Inc. | XLIF Decade Plate, 4-Hole Size 10 | 1631395 | Standalone | DE0018317 | As per HSA registered indication(s)
Orthopaedics | Spine - Thoracolumbar (TL) and sacral surgery | TL and sacral fusion and fixation implant | TL plate | NuVasive Inc. | XLIF Decade Plate, 4-Hole Size 10 | 7140410 | Standalone | DE0018317 | As per HSA registered indication(s)
Orthopaedics | Spine - Thoracolumbar (TL) and sacral surgery | TL and sacral fusion and fixation implant | TL plate | NuVasive Inc. | XLIF Decade Plate, 4-Hole Size 12 | 1631397 | Standalone | DE0018317 | As per HSA registered indication(s)
Orthopaedics | Spine - Thoracolumbar (TL) and sacral surgery | TL and sacral fusion and fixation implant | TL plate | NuVasive Inc. | XLIF Decade Plate, 4-Hole Size 12 | 7140412 | Standalone | DE0018317 | As per HSA registered indication(s)
Orthopaedics | Spine - Thoracolumbar (TL) and sacral surgery | TL and sacral fusion and fixation implant | TL plate | NuVasive Inc. | XLIF Decade Plate, 4-Hole Size 14 | 1631399 | Standalone | DE0018317 | As per HSA registered indication(s)
Orthopaedics | Spine - Thoracolumbar (TL) and sacral surgery | TL and sacral fusion and fixation implant | TL plate | NuVasive Inc. | XLIF Decade Plate, 4-Hole Size 14 | 7140414 | Standalone | DE0018317 | As per HSA registered indication(s)
Orthopaedics | Spine - Thoracolumbar (TL) and sacral surgery | TL and sacral fusion and fixation implant | TL plate | NuVasive Inc. | XLIF Decade Plate, 4-Hole Size 16 | 7140416 | Standalone | DE0018317 | As per HSA registered indication(s)
Orthopaedics | Spine - Thoracolumbar (TL) and sacral surgery | TL and sacral fusion and fixation implant | TL plate | NuVasive Inc. | XLIF Decade Plate, 4-Hole Size 18 | 7140418 | Standalone | DE0018317 | As per HSA registered indication(s)
Orthopaedics | Spine - Thoracolumbar (TL) and sacral surgery | TL and sacral fusion and fixation implant | TL plate | NuVasive Inc. | XLIF Decade Plate, 4-Hole Size 8 | 1631393 | Standalone | DE0018317 | As per HSA registered indication(s)
Orthopaedics | Spine - Thoracolumbar (TL) and sacral surgery | TL and sacral fusion and fixation implant | TL plate | NuVasive Inc. | XLIF Decade Plate, 4-Hole Size 8 | 7140408 | Standalone | DE0018317 | As per HSA registered indication(s)
Orthopaedics | Spine - Thoracolumbar (TL) and sacral surgery | TL and sacral fusion and fixation implant | TL fixation screw | NuVasive Inc. | XLP Lateral Plate Bolt, 5.5x25mm | 7555025 | Standalone | DE0005613 | As per HSA registered indication(s)
Orthopaedics | Spine - Thoracolumbar (TL) and sacral surgery | TL and sacral fusion and fixation implant | TL fixation screw | NuVasive Inc. | XLP Lateral Plate Bolt, 5.5x30mm | 7555030 | Standalone | DE0005613 | As per HSA registered indication(s)
Orthopaedics | Spine - Thoracolumbar (TL) and sacral surgery | TL and sacral fusion and fixation implant | TL fixation screw | NuVasive Inc. | XLP Lateral Plate Bolt, 5.5x35mm | 7555035 | Standalone | DE0005613 | As per HSA registered indication(s)
Orthopaedics | Spine - Thoracolumbar (TL) and sacral surgery | TL and sacral fusion and fixation implant | TL fixation screw | NuVasive Inc. | XLP Lateral Plate Bolt, 5.5x40mm | 7555040 | Standalone | DE0005613 | As per HSA registered indication(s)
Orthopaedics | Spine - Thoracolumbar (TL) and sacral surgery | TL and sacral fusion and fixation implant | TL fixation screw | NuVasive Inc. | XLP Lateral Plate Bolt, 5.5x45mm | 7555045 | Standalone | DE0005613 | As per HSA registered indication(s)
Orthopaedics | Spine - Thoracolumbar (TL) and sacral surgery | TL and sacral fusion and fixation implant | TL fixation screw | NuVasive Inc. | XLP Lateral Plate Bolt, 5.5x50mm | 7555050 | Standalone | DE0005613 | As per HSA registered indication(s)
Orthopaedics | Spine - Thoracolumbar (TL) and sacral surgery | TL and sacral fusion and fixation implant | TL fixation screw | NuVasive Inc. | XLP Lateral Plate Bolt, 5.5x55mm | 7555055 | Standalone | DE0005613 | As per HSA registered indication(s)
Orthopaedics | Spine - Thoracolumbar (TL) and sacral surgery | TL and sacral fusion and fixation implant | TL fixation screw | NuVasive Inc. | XLP Lateral Plate Bolt, 5.5x60mm | 7555060 | Standalone | DE0005613 | As per HSA registered indication(s)
Orthopaedics | Spine - Thoracolumbar (TL) and sacral surgery | TL and sacral fusion and fixation implant | TL fixation screw | NuVasive Inc. | XLP Lateral Plate Bolt, 5.5x65mm | 7555065 | Standalone | DE0005613 | As per HSA registered indication(s)
Orthopaedics | Spine - Thoracolumbar (TL) and sacral surgery | TL and sacral fusion and fixation implant | TL fixation screw | NuVasive Inc. | XLP Lateral Plate Bolt, 6.5x25mm | 7565025 | Standalone | DE0005613 | As per HSA registered indication(s)
Orthopaedics | Spine - Thoracolumbar (TL) and sacral surgery | TL and sacral fusion and fixation implant | TL fixation screw | NuVasive Inc. | XLP Lateral Plate Bolt, 6.5x30mm | 7565030 | Standalone | DE0005613 | As per HSA registered indication(s)
Orthopaedics | Spine - Thoracolumbar (TL) and sacral surgery | TL and sacral fusion and fixation implant | TL fixation screw | NuVasive Inc. | XLP Lateral Plate Bolt, 6.5x35mm | 7565035 | Standalone | DE0005613 | As per HSA registered indication(s)
Orthopaedics | Spine - Thoracolumbar (TL) and sacral surgery | TL and sacral fusion and fixation implant | TL fixation screw | NuVasive Inc. | XLP Lateral Plate Bolt, 6.5x40mm | 7565040 | Standalone | DE0005613 | As per HSA registered indication(s)
Orthopaedics | Spine - Thoracolumbar (TL) and sacral surgery | TL and sacral fusion and fixation implant | TL fixation screw | NuVasive Inc. | XLP Lateral Plate Bolt, 6.5x45mm | 7565045 | Standalone | DE0005613 | As per HSA registered indication(s)
Orthopaedics | Spine - Thoracolumbar (TL) and sacral surgery | TL and sacral fusion and fixation implant | TL fixation screw | NuVasive Inc. | XLP Lateral Plate Bolt, 6.5x50mm | 7565050 | Standalone | DE0005613 | As per HSA registered indication(s)
Orthopaedics | Spine - Thoracolumbar (TL) and sacral surgery | TL and sacral fusion and fixation implant | TL fixation screw | NuVasive Inc. | XLP Lateral Plate Bolt, 6.5x55mm | 7565055 | Standalone | DE0005613 | As per HSA registered indication(s)
Orthopaedics | Spine - Thoracolumbar (TL) and sacral surgery | TL and sacral fusion and fixation implant | TL fixation screw | NuVasive Inc. | XLP Lateral Plate Bolt, 6.5x60mm | 7565060 | Standalone | DE0005613 | As per HSA registered indication(s)
Orthopaedics | Spine - Thoracolumbar (TL) and sacral surgery | TL and sacral fusion and fixation implant | TL fixation screw | NuVasive Inc. | XLP Lateral Plate Bolt, 6.5x65mm | 7565065 | Standalone | DE0005613 | As per HSA registered indication(s)
Orthopaedics | Spine - Thoracolumbar (TL) and sacral surgery | TL and sacral fusion and fixation implant | TL fixation screw | NuVasive Inc. | XLP Lateral Plate Lock Nut | 7510001 | Standalone | DE0005613 | As per HSA registered indication(s)
Orthopaedics | Spine - Thoracolumbar (TL) and sacral surgery | TL and sacral fusion and fixation implant | TL plate | NuVasive Inc. | XLP Lateral Plate, 2-Hole Size 10 | 7521010 | Standalone | DE0005613 | As per HSA registered indication(s)
Orthopaedics | Spine - Thoracolumbar (TL) and sacral surgery | TL and sacral fusion and fixation implant | TL plate | NuVasive Inc. | XLP Lateral Plate, 2-Hole Size 12 | 7521012 | Standalone | DE0005613 | As per HSA registered indication(s)
Orthopaedics | Spine - Thoracolumbar (TL) and sacral surgery | TL and sacral fusion and fixation implant | TL plate | NuVasive Inc. | XLP Lateral Plate, 2-Hole Size 14 | 7521014 | Standalone | DE0005613 | As per HSA registered indication(s)
Orthopaedics | Spine - Thoracolumbar (TL) and sacral surgery | TL and sacral fusion and fixation implant | TL plate | NuVasive Inc. | XLP Lateral Plate, 2-Hole Size 16 | 7521016 | Standalone | DE0005613 | As per HSA registered indication(s)
Orthopaedics | Spine - Thoracolumbar (TL) and sacral surgery | TL and sacral fusion and fixation implant | TL plate | NuVasive Inc. | XLP Lateral Plate, 2-Hole Size 6 | 7521006 | Standalone | DE0005613 | As per HSA registered indication(s)
Orthopaedics | Spine - Thoracolumbar (TL) and sacral surgery | TL and sacral fusion and fixation implant | TL plate | NuVasive Inc. | XLP Lateral Plate, 2-Hole Size 8 | 7521008 | Standalone | DE0005613 | As per HSA registered indication(s)
Orthopaedics | Spine - Thoracolumbar (TL) and sacral surgery | TL and sacral fusion and fixation implant | TL plate | NuVasive Inc. | XLP Plus Plate, 2+2 Size 10 | 7534010 | Standalone | DE0005613 | As per HSA registered indication(s)
Orthopaedics | Spine - Thoracolumbar (TL) and sacral surgery | TL and sacral fusion and fixation implant | TL plate | NuVasive Inc. | XLP Plus Plate, 2+2 Size 12 | 7534012 | Standalone | DE0005613 | As per HSA registered indication(s)
Orthopaedics | Spine - Thoracolumbar (TL) and sacral surgery | TL and sacral fusion and fixation implant | TL plate | NuVasive Inc. | XLP Plus Plate, 2+2 Size 14 | 7534014 | Standalone | DE0005613 | As per HSA registered indication(s)
Orthopaedics | Spine - Thoracolumbar (TL) and sacral surgery | TL and sacral fusion and fixation implant | TL plate | NuVasive Inc. | XLP Plus Plate, 2+2 Size 16 | 7534016 | Standalone | DE0005613 | As per HSA registered indication(s)
Orthopaedics | Spine - Thoracolumbar (TL) and sacral surgery | TL and sacral fusion and fixation implant | TL plate | NuVasive Inc. | XLP Plus Plate, 2+2 Size 6 | 7534006 | Standalone | DE0005613 | As per HSA registered indication(s)
Orthopaedics | Spine - Thoracolumbar (TL) and sacral surgery | TL and sacral fusion and fixation implant | TL plate | NuVasive Inc. | XLP Plus Plate, 2+2 Size 8 | 7534008 | Standalone | DE0005613 | As per HSA registered indication(s)
Orthopaedics | Spine - Thoracolumbar (TL) and sacral surgery | TL and sacral fusion and fixation implant | TL plate | NuVasive Inc. | XLP Plus Plate, 4-Hole Size 10 | 7533010 | Standalone | DE0005613 | As per HSA registered indication(s)
Orthopaedics | Spine - Thoracolumbar (TL) and sacral surgery | TL and sacral fusion and fixation implant | TL plate | NuVasive Inc. | XLP Plus Plate, 4-Hole Size 12 | 7533012 | Standalone | DE0005613 | As per HSA registered indication(s)
Orthopaedics | Spine - Thoracolumbar (TL) and sacral surgery | TL and sacral fusion and fixation implant | TL plate | NuVasive Inc. | XLP Plus Plate, 4-Hole Size 14 | 7533014 | Standalone | DE0005613 | As per HSA registered indication(s)
Orthopaedics | Spine - Thoracolumbar (TL) and sacral surgery | TL and sacral fusion and fixation implant | TL plate | NuVasive Inc. | XLP Plus Plate, 4-Hole Size 16 | 7533016 | Standalone | DE0005613 | As per HSA registered indication(s)
Orthopaedics | Spine - Thoracolumbar (TL) and sacral surgery | TL and sacral fusion and fixation implant | TL plate | NuVasive Inc. | XLP Plus Plate, 4-Hole Size 6 | 7533006 | Standalone | DE0005613 | As per HSA registered indication(s)
Orthopaedics | Spine - Thoracolumbar (TL) and sacral surgery | TL and sacral fusion and fixation implant | TL plate | NuVasive Inc. | XLP Plus Plate, 4-Hole Size 8 | 7533008 | Standalone | DE0005613 | As per HSA registered indication(s)
Orthopaedics | Spine - Thoracolumbar (TL) and sacral surgery | TL and sacral fusion and fixation implant | TL plate | NuVasive Inc. | XLP Plus Plate, L4-L5 Size 10 | 7539010 | Standalone | DE0005613 | As per HSA registered indication(s)
Orthopaedics | Spine - Thoracolumbar (TL) and sacral surgery | TL and sacral fusion and fixation implant | TL plate | NuVasive Inc. | XLP Plus Plate, L4-L5 Size 12 | 7539012 | Standalone | DE0005613 | As per HSA registered indication(s)
Orthopaedics | Spine - Thoracolumbar (TL) and sacral surgery | TL and sacral fusion and fixation implant | TL plate | NuVasive Inc. | XLP Plus Plate, L4-L5 Size 14 | 7539014 | Standalone | DE0005613 | As per HSA registered indication(s)
Orthopaedics | Spine - Thoracolumbar (TL) and sacral surgery | TL and sacral fusion and fixation implant | TL plate | NuVasive Inc. | XLP Plus Plate, L4-L5 Size 16 | 7539016 | Standalone | DE0005613 | As per HSA registered indication(s)
Orthopaedics | Spine - Thoracolumbar (TL) and sacral surgery | TL and sacral fusion and fixation implant | TL plate | NuVasive Inc. | XLP Plus Plate, L4-L5 Size 6 | 7539006 | Standalone | DE0005613 | As per HSA registered indication(s)
Orthopaedics | Spine - Thoracolumbar (TL) and sacral surgery | TL and sacral fusion and fixation implant | TL plate | NuVasive Inc. | XLP Plus Plate, L4-L5 Size 8 | 7539008 | Standalone | DE0005613 | As per HSA registered indication(s)
Orthopaedics | Spine - Occipito-cervical (OC) surgery | OC fusion and fixation implant | OC rod | K2M | Yukon D3.5 mm 115DEG Pre-Bent Rod 80-125 mm, No Transition | 1101-635125-115 | Standalone | DE0014119 | As per HSA registered indication(s)
Orthopaedics | Spine - Occipito-cervical (OC) surgery | OC fusion and fixation implant | OC rod | K2M | Yukon D3.5 mm 115DEG Pre-Bent Rod 80-215 mm, No Transition | 1101-635215-115 | Standalone | DE0014119 | As per HSA registered indication(s)
Orthopaedics | Spine - Occipito-cervical (OC) surgery | OC fusion and fixation implant | OC rod | K2M | Yukon D3.5 mm 115DEG Pre-Bent Rod 80-215 mm, No Transition, CoCr | 1111-635215-115 | Standalone | DE0014119 | As per HSA registered indication(s)
Orthopaedics | Spine - Occipito-cervical (OC) surgery | OC fusion and fixation implant | Occipital plate | K2M | Yukon Occipital Plate (L) | 7601-44050 | Standalone | DE0502861 | As per HSA registered indication(s)
Orthopaedics | Spine - Occipito-cervical (OC) surgery | OC fusion and fixation implant | Occipital plate | K2M | Yukon Occipital Plate (M) | 7601-43042 | Standalone | DE0502861 | As per HSA registered indication(s)
Orthopaedics | Spine - Occipito-cervical (OC) surgery | OC fusion and fixation implant | Occipital plate | K2M | Yukon Occipital Plate (S) | 7601-42432 | Standalone | DE0502861 | As per HSA registered indication(s)
Orthopaedics | Spine - Occipito-cervical (OC) surgery | OC fusion and fixation implant | Fixation screw for plates | K2M | Yukon Occipital Screw D4.5x10 mm | 7601-14510 | Standalone | DE0502861 | As per HSA registered indication(s)
Orthopaedics | Spine - Occipito-cervical (OC) surgery | OC fusion and fixation implant | Fixation screw for plates | K2M | Yukon Occipital Screw D4.5x12 mm | 7601-14512 | Standalone | DE0502861 | As per HSA registered indication(s)
Orthopaedics | Spine - Occipito-cervical (OC) surgery | OC fusion and fixation implant | Fixation screw for plates | K2M | Yukon Occipital Screw D4.5x6 mm | 7601-14506 | Standalone | DE0502861 | As per HSA registered indication(s)
Orthopaedics | Spine - Occipito-cervical (OC) surgery | OC fusion and fixation implant | Fixation screw for plates | K2M | Yukon Occipital Screw D4.5x8 mm | 7601-14508 | Standalone | DE0502861 | As per HSA registered indication(s)
Orthopaedics | Spine - Occipito-cervical (OC) surgery | OC fusion and fixation implant | Fixation screw for plates | K2M | Yukon Occipital Screw D5.25x10 mm | 7601-15210 | Standalone | DE0502861 | As per HSA registered indication(s)
Orthopaedics | Spine - Occipito-cervical (OC) surgery | OC fusion and fixation implant | Fixation screw for plates | K2M | Yukon Occipital Screw D5.25x12 mm | 7601-15212 | Standalone | DE0502861 | As per HSA registered indication(s)
Orthopaedics | Spine - Occipito-cervical (OC) surgery | OC fusion and fixation implant | Fixation screw for plates | K2M | Yukon Occipital Screw D5.25x14 mm | 7601-15214 | Standalone | DE0502861 | As per HSA registered indication(s)
Orthopaedics | Spine - Occipito-cervical (OC) surgery | OC fusion and fixation implant | Fixation screw for plates | K2M | Yukon Occipital Screw D5.25x16 mm | 7601-15216 | Standalone | DE0502861 | As per HSA registered indication(s)
Orthopaedics | Spine - Occipito-cervical (OC) surgery | OC fusion and fixation implant | Fixation screw for plates | K2M | Yukon Occipital Screw D5.25x6 mm | 7601-15206 | Standalone | DE0502861 | As per HSA registered indication(s)
Orthopaedics | Spine - Occipito-cervical (OC) surgery | OC fusion and fixation implant | Fixation screw for plates | K2M | Yukon Occipital Screw D5.25x8 mm | 7601-15208 | Standalone | DE0502861 | As per HSA registered indication(s)
Orthopaedics | Spine - Occipito-cervical (OC) surgery | OC fusion and fixation implant | Fixation screw for plates | K2M | Yukon Occipital Screw D5.75x10 mm | 7601-15710 | Standalone | DE0502861 | As per HSA registered indication(s)
Orthopaedics | Spine - Occipito-cervical (OC) surgery | OC fusion and fixation implant | Fixation screw for plates | K2M | Yukon Occipital Screw D5.75x12 mm | 7601-15712 | Standalone | DE0502861 | As per HSA registered indication(s)
Orthopaedics | Spine - Occipito-cervical (OC) surgery | OC fusion and fixation implant | Fixation screw for plates | K2M | Yukon Occipital Screw D5.75x14 mm | 7601-15714 | Standalone | DE0502861 | As per HSA registered indication(s)
Orthopaedics | Spine - Occipito-cervical (OC) surgery | OC fusion and fixation implant | Fixation screw for plates | K2M | Yukon Occipital Screw D5.75x16 mm | 7601-15716 | Standalone | DE0502861 | As per HSA registered indication(s)
Orthopaedics | Spine - Occipito-cervical (OC) surgery | OC fusion and fixation implant | Fixation screw for plates | K2M | Yukon Occipital Screw D5.75x6 mm | 7601-15706 | Standalone | DE0502861 | As per HSA registered indication(s)
Orthopaedics | Spine - Occipito-cervical (OC) surgery | OC fusion and fixation implant | Fixation screw for plates | K2M | Yukon Occipital Screw D5.75x8 mm | 7601-15708 | Standalone | DE0502861 | As per HSA registered indication(s)
Orthopaedics | Spine - Occipito-cervical (OC) surgery | OC fusion and fixation implant | OC rod connector system excluding locking screw | K2M | YUKON POSTERIOR-CERVICAL SPINE SYSTEM Axial Connector D3.5/4.0 mm | 7601-83535D | Standalone | DE0502861 | As per HSA registered indication(s)
Orthopaedics | Spine - Occipito-cervical (OC) surgery | OC fusion and fixation implant | OC rod connector system excluding locking screw | K2M | YUKON POSTERIOR-CERVICAL SPINE SYSTEM Axial Rod Connector D3.5 mm/D5.5/6.0 mm | 1101-83560D | Standalone | DE0502861 | As per HSA registered indication(s)
Orthopaedics | Spine - Occipito-cervical (OC) surgery | OC fusion and fixation implant | OC rod | K2M | YUKON POSTERIOR-CERVICAL SPINE SYSTEM Contoured Rod D3.5x25 mm | 7601-63525 | Standalone | DE0502861 | As per HSA registered indication(s)
Orthopaedics | Spine - Occipito-cervical (OC) surgery | OC fusion and fixation implant | OC rod | K2M | YUKON POSTERIOR-CERVICAL SPINE SYSTEM Contoured Rod D3.5x35 mm | 7601-63535 | Standalone | DE0502861 | As per HSA registered indication(s)
Orthopaedics | Spine - Occipito-cervical (OC) surgery | OC fusion and fixation implant | OC rod | K2M | YUKON POSTERIOR-CERVICAL SPINE SYSTEM Contoured Rod D3.5x45 mm | 7601-63545 | Standalone | DE0502861 | As per HSA registered indication(s)
Orthopaedics | Spine - Occipito-cervical (OC) surgery | OC fusion and fixation implant | OC rod | K2M | YUKON POSTERIOR-CERVICAL SPINE SYSTEM Contoured Rod D3.5x55 mm | 7601-63555 | Standalone | DE0502861 | As per HSA registered indication(s)
Orthopaedics | Spine - Occipito-cervical (OC) surgery | OC fusion and fixation implant | OC rod | K2M | YUKON POSTERIOR-CERVICAL SPINE SYSTEM Contoured Rod D3.5x65 mm | 7601-63565 | Standalone | DE0502861 | As per HSA registered indication(s)
Orthopaedics | Spine - Occipito-cervical (OC) surgery | OC fusion and fixation implant | OC rod | K2M | YUKON POSTERIOR-CERVICAL SPINE SYSTEM Contoured Rod D3.5x75 mm | 7601-63575 | Standalone | DE0502861 | As per HSA registered indication(s)
Orthopaedics | Spine - Occipito-cervical (OC) surgery | OC fusion and fixation implant | OC rod | K2M | YUKON POSTERIOR-CERVICAL SPINE SYSTEM Contoured Rod D4.0x25 mm | 7601-64025 | Standalone | DE0502861 | As per HSA registered indication(s)
Orthopaedics | Spine - Occipito-cervical (OC) surgery | OC fusion and fixation implant | OC rod | K2M | YUKON POSTERIOR-CERVICAL SPINE SYSTEM Contoured Rod D4.0x35 mm | 7601-64035 | Standalone | DE0502861 | As per HSA registered indication(s)
Orthopaedics | Spine - Occipito-cervical (OC) surgery | OC fusion and fixation implant | OC rod | K2M | YUKON POSTERIOR-CERVICAL SPINE SYSTEM Contoured Rod D4.0x45 mm | 7601-64045 | Standalone | DE0502861 | As per HSA registered indication(s)
Orthopaedics | Spine - Occipito-cervical (OC) surgery | OC fusion and fixation implant | OC rod | K2M | YUKON POSTERIOR-CERVICAL SPINE SYSTEM Contoured Rod D4.0x55 mm | 7601-64055 | Standalone | DE0502861 | As per HSA registered indication(s)
Orthopaedics | Spine - Occipito-cervical (OC) surgery | OC fusion and fixation implant | OC rod | K2M | YUKON POSTERIOR-CERVICAL SPINE SYSTEM Contoured Rod D4.0x65 mm | 7601-64065 | Standalone | DE0502861 | As per HSA registered indication(s)
Orthopaedics | Spine - Occipito-cervical (OC) surgery | OC fusion and fixation implant | OC rod | K2M | YUKON POSTERIOR-CERVICAL SPINE SYSTEM Contoured Rod D4.0x75 mm | 7601-64075 | Standalone | DE0502861 | As per HSA registered indication(s)
Orthopaedics | Spine - Occipito-cervical (OC) surgery | OC fusion and fixation implant | OC rod connector system excluding locking screw | K2M | YUKON POSTERIOR-CERVICAL SPINE SYSTEM Lateral Offset Connector D3.5/4.0 mm, 30 mm, Open | 7601-73530 | Standalone | DE0502861 | As per HSA registered indication(s)
Orthopaedics | Spine - Occipito-cervical (OC) surgery | OC fusion and fixation implant | OC rod connector system excluding locking screw | K2M | YUKON POSTERIOR-CERVICAL SPINE SYSTEM Lateral Offset Connector Side Loading, 10 mm | 7601-73510S | Standalone | DE0502861 | As per HSA registered indication(s)
Orthopaedics | Spine - Occipito-cervical (OC) surgery | OC fusion and fixation implant | OC rod connector system excluding locking screw | K2M | YUKON POSTERIOR-CERVICAL SPINE SYSTEM Parallel Connector D3.5/4.0 mm, Side | 7601-83535F | Standalone | DE0502861 | As per HSA registered indication(s)
Orthopaedics | Spine - Occipito-cervical (OC) surgery | OC fusion and fixation implant | OC rod connector system excluding locking screw | K2M | YUKON POSTERIOR-CERVICAL SPINE SYSTEM Parallel Connector D3.5/4.0 mm, Side/Closed | 7601-83535E | Standalone | DE0502861 | As per HSA registered indication(s)
Orthopaedics | Spine - Occipito-cervical (OC) surgery | OC fusion and fixation implant | OC rod connector system excluding locking screw | K2M | YUKON POSTERIOR-CERVICAL SPINE SYSTEM Parallel Connector D3.5-D5.5/6.0 mm, 4 Screw | 1101-83560A | Standalone | DE0502861 | As per HSA registered indication(s)
Orthopaedics | Spine - Occipito-cervical (OC) surgery | OC fusion and fixation implant | Cervical pedicle/lateral mass screw - Shank, tulip | K2M | YUKON POSTERIOR-CERVICAL SPINE SYSTEM Polyaxial Screw D3.5x10 mm | 7601-03510 | Standalone | DE0502861 | As per HSA registered indication(s)
Orthopaedics | Spine - Occipito-cervical (OC) surgery | OC fusion and fixation implant | Cervical pedicle/lateral mass screw - Shank, tulip | K2M | YUKON POSTERIOR-CERVICAL SPINE SYSTEM Polyaxial Screw D3.5x12 mm | 7601-03512 | Standalone | DE0502861 | As per HSA registered indication(s)
Orthopaedics | Spine - Occipito-cervical (OC) surgery | OC fusion and fixation implant | Cervical pedicle/lateral mass screw - Shank, tulip | K2M | YUKON POSTERIOR-CERVICAL SPINE SYSTEM Polyaxial Screw D3.5x14 mm | 7601-03514 | Standalone | DE0502861 | As per HSA registered indication(s)
Orthopaedics | Spine - Occipito-cervical (OC) surgery | OC fusion and fixation implant | Cervical pedicle/lateral mass screw - Shank, tulip | K2M | YUKON POSTERIOR-CERVICAL SPINE SYSTEM Polyaxial Screw D3.5x16 mm | 7601-03516 | Standalone | DE0502861 | As per HSA registered indication(s)
Orthopaedics | Spine - Occipito-cervical (OC) surgery | OC fusion and fixation implant | Cervical pedicle/lateral mass screw - Shank, tulip | K2M | YUKON POSTERIOR-CERVICAL SPINE SYSTEM Polyaxial Screw D3.5x18 mm | 7601-03518 | Standalone | DE0502861 | As per HSA registered indication(s)
Orthopaedics | Spine - Occipito-cervical (OC) surgery | OC fusion and fixation implant | Cervical pedicle/lateral mass screw - Shank, tulip | K2M | YUKON POSTERIOR-CERVICAL SPINE SYSTEM Polyaxial Screw D3.5x20 mm | 7601-03520 | Standalone | DE0502861 | As per HSA registered indication(s)
Orthopaedics | Spine - Occipito-cervical (OC) surgery | OC fusion and fixation implant | Cervical pedicle/lateral mass screw - Shank, tulip | K2M | YUKON POSTERIOR-CERVICAL SPINE SYSTEM Polyaxial Screw D3.5x22 mm | 7601-03522 | Standalone | DE0502861 | As per HSA registered indication(s)
Orthopaedics | Spine - Occipito-cervical (OC) surgery | OC fusion and fixation implant | Cervical pedicle/lateral mass screw - Shank, tulip | K2M | YUKON POSTERIOR-CERVICAL SPINE SYSTEM Polyaxial Screw D3.5x24 mm | 7601-03524 | Standalone | DE0502861 | As per HSA registered indication(s)
Orthopaedics | Spine - Occipito-cervical (OC) surgery | OC fusion and fixation implant | Cervical pedicle/lateral mass screw - Shank, tulip | K2M | YUKON POSTERIOR-CERVICAL SPINE SYSTEM Polyaxial Screw D3.5x26 mm | 7601-03526 | Standalone | DE0502861 | As per HSA registered indication(s)
Orthopaedics | Spine - Occipito-cervical (OC) surgery | OC fusion and fixation implant | Cervical pedicle/lateral mass screw - Shank, tulip | K2M | YUKON POSTERIOR-CERVICAL SPINE SYSTEM Polyaxial Screw D3.5x28 mm | 7601-03528 | Standalone | DE0502861 | As per HSA registered indication(s)
Orthopaedics | Spine - Occipito-cervical (OC) surgery | OC fusion and fixation implant | Cervical pedicle/lateral mass screw - Shank, tulip | K2M | YUKON POSTERIOR-CERVICAL SPINE SYSTEM Polyaxial Screw D3.5x30 mm | 7601-03530 | Standalone | DE0502861 | As per HSA registered indication(s)
Orthopaedics | Spine - Occipito-cervical (OC) surgery | OC fusion and fixation implant | Cervical pedicle/lateral mass screw - Shank, tulip | K2M | YUKON POSTERIOR-CERVICAL SPINE SYSTEM Polyaxial Screw D3.5x32 mm | 7601-03532 | Standalone | DE0502861 | As per HSA registered indication(s)
Orthopaedics | Spine - Occipito-cervical (OC) surgery | OC fusion and fixation implant | Cervical pedicle/lateral mass screw - Shank, tulip | K2M | YUKON POSTERIOR-CERVICAL SPINE SYSTEM Polyaxial Screw D3.5x34 mm | 7601-03534 | Standalone | DE0502861 | As per HSA registered indication(s)
Orthopaedics | Spine - Occipito-cervical (OC) surgery | OC fusion and fixation implant | Cervical pedicle/lateral mass screw - Shank, tulip | K2M | YUKON POSTERIOR-CERVICAL SPINE SYSTEM Polyaxial Screw D3.5x36 mm | 7601-03536 | Standalone | DE0502861 | As per HSA registered indication(s)
Orthopaedics | Spine - Occipito-cervical (OC) surgery | OC fusion and fixation implant | Cervical pedicle/lateral mass screw - Shank, tulip | K2M | YUKON POSTERIOR-CERVICAL SPINE SYSTEM Polyaxial Screw D4.0x10 mm | 7601-04010 | Standalone | DE0502861 | As per HSA registered indication(s)
Orthopaedics | Spine - Occipito-cervical (OC) surgery | OC fusion and fixation implant | Cervical pedicle/lateral mass screw - Shank, tulip | K2M | YUKON POSTERIOR-CERVICAL SPINE SYSTEM Polyaxial Screw D4.0x12 mm | 7601-04012 | Standalone | DE0502861 | As per HSA registered indication(s)
Orthopaedics | Spine - Occipito-cervical (OC) surgery | OC fusion and fixation implant | Cervical pedicle/lateral mass screw - Shank, tulip | K2M | YUKON POSTERIOR-CERVICAL SPINE SYSTEM Polyaxial Screw D4.0x14 mm | 7601-04014 | Standalone | DE0502861 | As per HSA registered indication(s)
Orthopaedics | Spine - Occipito-cervical (OC) surgery | OC fusion and fixation implant | Cervical pedicle/lateral mass screw - Shank, tulip | K2M | YUKON POSTERIOR-CERVICAL SPINE SYSTEM Polyaxial Screw D4.0x16 mm | 7601-04016 | Standalone | DE0502861 | As per HSA registered indication(s)
Orthopaedics | Spine - Occipito-cervical (OC) surgery | OC fusion and fixation implant | Cervical pedicle/lateral mass screw - Shank, tulip | K2M | YUKON POSTERIOR-CERVICAL SPINE SYSTEM Polyaxial Screw D4.0x18 mm | 7601-04018 | Standalone | DE0502861 | As per HSA registered indication(s)
Orthopaedics | Spine - Occipito-cervical (OC) surgery | OC fusion and fixation implant | Cervical pedicle/lateral mass screw - Shank, tulip | K2M | YUKON POSTERIOR-CERVICAL SPINE SYSTEM Polyaxial Screw D4.0x20 mm | 7601-04020 | Standalone | DE0502861 | As per HSA registered indication(s)
Orthopaedics | Spine - Occipito-cervical (OC) surgery | OC fusion and fixation implant | Cervical pedicle/lateral mass screw - Shank, tulip | K2M | YUKON POSTERIOR-CERVICAL SPINE SYSTEM Polyaxial Screw D4.0x22 mm | 7601-04022 | Standalone | DE0502861 | As per HSA registered indication(s)
Orthopaedics | Spine - Occipito-cervical (OC) surgery | OC fusion and fixation implant | Cervical pedicle/lateral mass screw - Shank, tulip | K2M | YUKON POSTERIOR-CERVICAL SPINE SYSTEM Polyaxial Screw D4.0x24 mm | 7601-04024 | Standalone | DE0502861 | As per HSA registered indication(s)
Orthopaedics | Spine - Occipito-cervical (OC) surgery | OC fusion and fixation implant | Cervical pedicle/lateral mass screw - Shank, tulip | K2M | YUKON POSTERIOR-CERVICAL SPINE SYSTEM Polyaxial Screw D4.0x26 mm | 7601-04026 | Standalone | DE0502861 | As per HSA registered indication(s)
Orthopaedics | Spine - Occipito-cervical (OC) surgery | OC fusion and fixation implant | Cervical pedicle/lateral mass screw - Shank, tulip | K2M | YUKON POSTERIOR-CERVICAL SPINE SYSTEM Polyaxial Screw D4.0x28 mm | 7601-04028 | Standalone | DE0502861 | As per HSA registered indication(s)
Orthopaedics | Spine - Occipito-cervical (OC) surgery | OC fusion and fixation implant | Cervical pedicle/lateral mass screw - Shank, tulip | K2M | YUKON POSTERIOR-CERVICAL SPINE SYSTEM Polyaxial Screw D4.0x30 mm | 7601-04030 | Standalone | DE0502861 | As per HSA registered indication(s)
Orthopaedics | Spine - Occipito-cervical (OC) surgery | OC fusion and fixation implant | Cervical pedicle/lateral mass screw - Shank, tulip | K2M | YUKON POSTERIOR-CERVICAL SPINE SYSTEM Polyaxial Screw D4.0x32 mm | 7601-04032 | Standalone | DE0502861 | As per HSA registered indication(s)
Orthopaedics | Spine - Occipito-cervical (OC) surgery | OC fusion and fixation implant | Cervical pedicle/lateral mass screw - Shank, tulip | K2M | YUKON POSTERIOR-CERVICAL SPINE SYSTEM Polyaxial Screw D4.0x34 mm | 7601-04034 | Standalone | DE0502861 | As per HSA registered indication(s)
Orthopaedics | Spine - Occipito-cervical (OC) surgery | OC fusion and fixation implant | Cervical pedicle/lateral mass screw - Shank, tulip | K2M | YUKON POSTERIOR-CERVICAL SPINE SYSTEM Polyaxial Screw D4.5x20 mm | 7601-04520 | Standalone | DE0502861 | As per HSA registered indication(s)
Orthopaedics | Spine - Occipito-cervical (OC) surgery | OC fusion and fixation implant | Cervical pedicle/lateral mass screw - Shank, tulip | K2M | YUKON POSTERIOR-CERVICAL SPINE SYSTEM Polyaxial Screw D4.5x22 mm | 7601-04522 | Standalone | DE0502861 | As per HSA registered indication(s)
Orthopaedics | Spine - Occipito-cervical (OC) surgery | OC fusion and fixation implant | Cervical pedicle/lateral mass screw - Shank, tulip | K2M | YUKON POSTERIOR-CERVICAL SPINE SYSTEM Polyaxial Screw D4.5x24 mm | 7601-04524 | Standalone | DE0502861 | As per HSA registered indication(s)
Orthopaedics | Spine - Occipito-cervical (OC) surgery | OC fusion and fixation implant | Cervical pedicle/lateral mass screw - Shank, tulip | K2M | YUKON POSTERIOR-CERVICAL SPINE SYSTEM Polyaxial Screw D4.5x26 mm | 7601-04526 | Standalone | DE0502861 | As per HSA registered indication(s)
Orthopaedics | Spine - Occipito-cervical (OC) surgery | OC fusion and fixation implant | Cervical pedicle/lateral mass screw - Shank, tulip | K2M | YUKON POSTERIOR-CERVICAL SPINE SYSTEM Polyaxial Screw D4.5x28 mm | 7601-04528 | Standalone | DE0502861 | As per HSA registered indication(s)
Orthopaedics | Spine - Occipito-cervical (OC) surgery | OC fusion and fixation implant | Cervical pedicle/lateral mass screw - Shank, tulip | K2M | YUKON POSTERIOR-CERVICAL SPINE SYSTEM Polyaxial Screw D5.0x20 mm | 7601-05020 | Standalone | DE0502861 | As per HSA registered indication(s)
Orthopaedics | Spine - Occipito-cervical (OC) surgery | OC fusion and fixation implant | Cervical pedicle/lateral mass screw - Shank, tulip | K2M | YUKON POSTERIOR-CERVICAL SPINE SYSTEM Polyaxial Screw D5.0x22 mm | 7601-05022 | Standalone | DE0502861 | As per HSA registered indication(s)
Orthopaedics | Spine - Occipito-cervical (OC) surgery | OC fusion and fixation implant | Cervical pedicle/lateral mass screw - Shank, tulip | K2M | YUKON POSTERIOR-CERVICAL SPINE SYSTEM Polyaxial Screw D5.0x24 mm | 7601-05024 | Standalone | DE0502861 | As per HSA registered indication(s)
Orthopaedics | Spine - Occipito-cervical (OC) surgery | OC fusion and fixation implant | Cervical pedicle/lateral mass screw - Shank, tulip | K2M | YUKON POSTERIOR-CERVICAL SPINE SYSTEM Polyaxial Screw D5.0x26 mm | 7601-05026 | Standalone | DE0502861 | As per HSA registered indication(s)
Orthopaedics | Spine - Occipito-cervical (OC) surgery | OC fusion and fixation implant | Cervical pedicle/lateral mass screw - Shank, tulip | K2M | YUKON POSTERIOR-CERVICAL SPINE SYSTEM Polyaxial Screw D5.0x28 mm | 7601-05028 | Standalone | DE0502861 | As per HSA registered indication(s)
Orthopaedics | Spine - Occipito-cervical (OC) surgery | OC fusion and fixation implant | Cervical pedicle/lateral mass screw - Shank, tulip | K2M | YUKON POSTERIOR-CERVICAL SPINE SYSTEM Polyaxial Screw D5.0x30 mm | 7601-05030 | Standalone | DE0502861 | As per HSA registered indication(s)
Orthopaedics | Spine - Occipito-cervical (OC) surgery | OC fusion and fixation implant | Cervical pedicle/lateral mass screw - Shank, tulip | K2M | YUKON POSTERIOR-CERVICAL SPINE SYSTEM Polyaxial Screw, Long Shank D3.5x24 mm | 7601-03524L | Standalone | DE0502861 | As per HSA registered indication(s)
Orthopaedics | Spine - Occipito-cervical (OC) surgery | OC fusion and fixation implant | Cervical pedicle/lateral mass screw - Shank, tulip | K2M | YUKON POSTERIOR-CERVICAL SPINE SYSTEM Polyaxial Screw, Long Shank D3.5x26 mm | 7601-03526L | Standalone | DE0502861 | As per HSA registered indication(s)
Orthopaedics | Spine - Occipito-cervical (OC) surgery | OC fusion and fixation implant | Cervical pedicle/lateral mass screw - Shank, tulip | K2M | YUKON POSTERIOR-CERVICAL SPINE SYSTEM Polyaxial Screw, Long Shank D3.5x28 mm | 7601-03528L | Standalone | DE0502861 | As per HSA registered indication(s)
Orthopaedics | Spine - Occipito-cervical (OC) surgery | OC fusion and fixation implant | Cervical pedicle/lateral mass screw - Shank, tulip | K2M | YUKON POSTERIOR-CERVICAL SPINE SYSTEM Polyaxial Screw, Long Shank D3.5x30 mm | 7601-03530L | Standalone | DE0502861 | As per HSA registered indication(s)
Orthopaedics | Spine - Occipito-cervical (OC) surgery | OC fusion and fixation implant | Cervical pedicle/lateral mass screw - Shank, tulip | K2M | YUKON POSTERIOR-CERVICAL SPINE SYSTEM Polyaxial Screw, Long Shank D3.5x32 mm | 7601-03532L | Standalone | DE0502861 | As per HSA registered indication(s)
Orthopaedics | Spine - Occipito-cervical (OC) surgery | OC fusion and fixation implant | Cervical pedicle/lateral mass screw - Shank, tulip | K2M | YUKON POSTERIOR-CERVICAL SPINE SYSTEM Polyaxial Screw, Long Shank D3.5x34 mm | 7601-03534L | Standalone | DE0502861 | As per HSA registered indication(s)
Orthopaedics | Spine - Occipito-cervical (OC) surgery | OC fusion and fixation implant | Cervical pedicle/lateral mass screw - Shank, tulip | K2M | YUKON POSTERIOR-CERVICAL SPINE SYSTEM Polyaxial Screw, Long Shank D3.5x36 mm | 7601-03536L | Standalone | DE0502861 | As per HSA registered indication(s)
Orthopaedics | Spine - Occipito-cervical (OC) surgery | OC fusion and fixation implant | Cervical pedicle/lateral mass screw - Shank, tulip | K2M | YUKON POSTERIOR-CERVICAL SPINE SYSTEM Polyaxial Screw, Long Shank D3.5x38 mm | 7601-03538L | Standalone | DE0502861 | As per HSA registered indication(s)
Orthopaedics | Spine - Occipito-cervical (OC) surgery | OC fusion and fixation implant | Cervical pedicle/lateral mass screw - Shank, tulip | K2M | YUKON POSTERIOR-CERVICAL SPINE SYSTEM Polyaxial Screw, Long Shank D3.5x40 mm | 7601-03540L | Standalone | DE0502861 | As per HSA registered indication(s)
Orthopaedics | Spine - Occipito-cervical (OC) surgery | OC fusion and fixation implant | Cervical pedicle/lateral mass screw - Shank, tulip | K2M | YUKON POSTERIOR-CERVICAL SPINE SYSTEM Polyaxial Screw, Long Shank D3.5x42 mm | 7601-03542L | Standalone | DE0502861 | As per HSA registered indication(s)
Orthopaedics | Spine - Occipito-cervical (OC) surgery | OC fusion and fixation implant | Cervical pedicle/lateral mass screw - Shank, tulip | K2M | YUKON POSTERIOR-CERVICAL SPINE SYSTEM Polyaxial Screw, Long Shank D3.5x44 mm | 7601-03544L | Standalone | DE0502861 | As per HSA registered indication(s)
Orthopaedics | Spine - Occipito-cervical (OC) surgery | OC fusion and fixation implant | Cervical pedicle/lateral mass screw - Shank, tulip | K2M | YUKON POSTERIOR-CERVICAL SPINE SYSTEM Polyaxial Screw, ML D3.5x12 mm | 7601-03512M | Standalone | DE0502861 | As per HSA registered indication(s)
Orthopaedics | Spine - Occipito-cervical (OC) surgery | OC fusion and fixation implant | Cervical pedicle/lateral mass screw - Shank, tulip | K2M | YUKON POSTERIOR-CERVICAL SPINE SYSTEM Polyaxial Screw, ML D3.5x14 mm | 7601-03514M | Standalone | DE0502861 | As per HSA registered indication(s)
Orthopaedics | Spine - Occipito-cervical (OC) surgery | OC fusion and fixation implant | Cervical pedicle/lateral mass screw - Shank, tulip | K2M | YUKON POSTERIOR-CERVICAL SPINE SYSTEM Polyaxial Screw, ML D3.5x16 mm | 7601-03516M | Standalone | DE0502861 | As per HSA registered indication(s)
Orthopaedics | Spine - Occipito-cervical (OC) surgery | OC fusion and fixation implant | Cervical pedicle/lateral mass screw - Shank, tulip | K2M | YUKON POSTERIOR-CERVICAL SPINE SYSTEM Polyaxial Screw, ML D3.5x18 mm | 7601-03518M | Standalone | DE0502861 | As per HSA registered indication(s)
Orthopaedics | Spine - Occipito-cervical (OC) surgery | OC fusion and fixation implant | Cervical pedicle/lateral mass screw - Shank, tulip | K2M | YUKON POSTERIOR-CERVICAL SPINE SYSTEM Polyaxial Screw, ML D3.5x20 mm | 7601-03520M | Standalone | DE0502861 | As per HSA registered indication(s)
Orthopaedics | Spine - Occipito-cervical (OC) surgery | OC fusion and fixation implant | Cervical pedicle/lateral mass screw - Shank, tulip | K2M | YUKON POSTERIOR-CERVICAL SPINE SYSTEM Polyaxial Screw, ML D3.5x22 mm | 7601-03522M | Standalone | DE0502861 | As per HSA registered indication(s)
Orthopaedics | Spine - Occipito-cervical (OC) surgery | OC fusion and fixation implant | Cervical pedicle/lateral mass screw - Shank, tulip | K2M | YUKON POSTERIOR-CERVICAL SPINE SYSTEM Polyaxial Screw, ML D3.5x24 mm | 7601-03524M | Standalone | DE0502861 | As per HSA registered indication(s)
Orthopaedics | Spine - Occipito-cervical (OC) surgery | OC fusion and fixation implant | Cervical pedicle/lateral mass screw - Shank, tulip | K2M | YUKON POSTERIOR-CERVICAL SPINE SYSTEM Polyaxial Screw, ML D4.0x12 mm | 7601-04012M | Standalone | DE0502861 | As per HSA registered indication(s)
Orthopaedics | Spine - Occipito-cervical (OC) surgery | OC fusion and fixation implant | Cervical pedicle/lateral mass screw - Shank, tulip | K2M | YUKON POSTERIOR-CERVICAL SPINE SYSTEM Polyaxial Screw, ML D4.0x14 mm | 7601-04014M | Standalone | DE0502861 | As per HSA registered indication(s)
Orthopaedics | Spine - Occipito-cervical (OC) surgery | OC fusion and fixation implant | Cervical pedicle/lateral mass screw - Shank, tulip | K2M | YUKON POSTERIOR-CERVICAL SPINE SYSTEM Polyaxial Screw, ML D4.0x16 mm | 7601-04016M | Standalone | DE0502861 | As per HSA registered indication(s)
Orthopaedics | Spine - Occipito-cervical (OC) surgery | OC fusion and fixation implant | Cervical pedicle/lateral mass screw - Shank, tulip | K2M | YUKON POSTERIOR-CERVICAL SPINE SYSTEM Polyaxial Screw, ML D4.0x18 mm | 7601-04018M | Standalone | DE0502861 | As per HSA registered indication(s)
Orthopaedics | Spine - Occipito-cervical (OC) surgery | OC fusion and fixation implant | Cervical pedicle/lateral mass screw - Shank, tulip | K2M | YUKON POSTERIOR-CERVICAL SPINE SYSTEM Polyaxial Screw, ML D4.0x20 mm | 7601-04020M | Standalone | DE0502861 | As per HSA registered indication(s)
Orthopaedics | Spine - Occipito-cervical (OC) surgery | OC fusion and fixation implant | Cervical pedicle/lateral mass screw - Shank, tulip | K2M | YUKON POSTERIOR-CERVICAL SPINE SYSTEM Polyaxial Screw, ML D4.0x22 mm | 7601-04022M | Standalone | DE0502861 | As per HSA registered indication(s)
Orthopaedics | Spine - Occipito-cervical (OC) surgery | OC fusion and fixation implant | Cervical pedicle/lateral mass screw - Shank, tulip | K2M | YUKON POSTERIOR-CERVICAL SPINE SYSTEM Polyaxial Screw, ML D4.0x24 mm | 7601-04024M | Standalone | DE0502861 | As per HSA registered indication(s)
Orthopaedics | Spine - Occipito-cervical (OC) surgery | OC fusion and fixation implant | Cervical pedicle/lateral mass screw - Shank, tulip | K2M | YUKON POSTERIOR-CERVICAL SPINE SYSTEM Polyaxial Screw, ML D4.0x26 mm | 7601-04026M | Standalone | DE0502861 | As per HSA registered indication(s)
Orthopaedics | Spine - Occipito-cervical (OC) surgery | OC fusion and fixation implant | Cervical pedicle/lateral mass screw - Shank, tulip | K2M | YUKON POSTERIOR-CERVICAL SPINE SYSTEM Polyaxial Screw, ML D4.5x20 mm | 7601-04520M | Standalone | DE0502861 | As per HSA registered indication(s)
Orthopaedics | Spine - Occipito-cervical (OC) surgery | OC fusion and fixation implant | Cervical pedicle/lateral mass screw - Shank, tulip | K2M | YUKON POSTERIOR-CERVICAL SPINE SYSTEM Polyaxial Screw, ML D4.5x24 mm | 7601-04524M | Standalone | DE0502861 | As per HSA registered indication(s)
Orthopaedics | Spine - Occipito-cervical (OC) surgery | OC fusion and fixation implant | Cervical pedicle/lateral mass screw - Shank, tulip | K2M | YUKON POSTERIOR-CERVICAL SPINE SYSTEM Polyaxial Screw, ML D4.5x30 mm | 7601-04530M | Standalone | DE0502861 | As per HSA registered indication(s)
Orthopaedics | Spine - Occipito-cervical (OC) surgery | OC fusion and fixation implant | Cervical pedicle/lateral mass screw - Shank, tulip | K2M | YUKON POSTERIOR-CERVICAL SPINE SYSTEM Polyaxial Screw, ML D4.5x34 mm | 7601-04534M | Standalone | DE0502861 | As per HSA registered indication(s)
Orthopaedics | Spine - Occipito-cervical (OC) surgery | OC fusion and fixation implant | Cervical pedicle/lateral mass screw - Shank, tulip | K2M | YUKON POSTERIOR-CERVICAL SPINE SYSTEM Polyaxial Screw, ML D4.5x40 mm | 7601-04540M | Standalone | DE0502861 | As per HSA registered indication(s)
Orthopaedics | Spine - Occipito-cervical (OC) surgery | OC fusion and fixation implant | Cervical pedicle/lateral mass screw - Shank, tulip | K2M | YUKON POSTERIOR-CERVICAL SPINE SYSTEM Polyaxial Screw, ML D4.5x44 mm | 7601-04544M | Standalone | DE0502861 | As per HSA registered indication(s)
Orthopaedics | Spine - Occipito-cervical (OC) surgery | OC fusion and fixation implant | OC rod connector system excluding locking screw | K2M | YUKON POSTERIOR-CERVICAL SPINE SYSTEM Posterior Cervical Hook 3.5x6.0 mm, Laminar | 7601-80002 | Standalone | DE0502861 | As per HSA registered indication(s)
Orthopaedics | Spine - Occipito-cervical (OC) surgery | OC fusion and fixation implant | OC hook set, clamp, staple, staple locking screw | K2M | YUKON POSTERIOR-CERVICAL SPINE SYSTEM Posterior Cervical Hook 3.5x6.0 mm, ML Laminar | 7601-80028 | Standalone | DE0502861 | As per HSA registered indication(s)
Orthopaedics | Spine - Occipito-cervical (OC) surgery | OC fusion and fixation implant | Cervical pedicle/lateral mass screw - Locking screw | K2M | YUKON POSTERIOR-CERVICAL SPINE SYSTEM Set Screw | 7601-10001 | Standalone | DE0502861 | As per HSA registered indication(s)
Orthopaedics | Spine - Occipito-cervical (OC) surgery | OC fusion and fixation implant | OC rod | K2M | YUKON POSTERIOR-CERVICAL SPINE SYSTEM Straight Rod D3.5x120 mm | 1101-535120 | Standalone | DE0502861 | As per HSA registered indication(s)
Orthopaedics | Spine - Occipito-cervical (OC) surgery | OC fusion and fixation implant | OC rod | K2M | YUKON POSTERIOR-CERVICAL SPINE SYSTEM Straight Rod D3.5x240 mm | 1101-535240 | Standalone | DE0502861 | As per HSA registered indication(s)
Orthopaedics | Spine - Occipito-cervical (OC) surgery | OC fusion and fixation implant | OC rod | K2M | YUKON POSTERIOR-CERVICAL SPINE SYSTEM Straight Rod D3.5x500 mm Dual Hex CoCr | 1111-B35500 | Standalone | DE0502861 | As per HSA registered indication(s)
Orthopaedics | Spine - Occipito-cervical (OC) surgery | OC fusion and fixation implant | OC rod | K2M | YUKON POSTERIOR-CERVICAL SPINE SYSTEM Straight Rod D3.5x80 mm | 1101-53580 | Standalone | DE0502861 | As per HSA registered indication(s)
Orthopaedics | Spine - Occipito-cervical (OC) surgery | OC fusion and fixation implant | OC rod | K2M | YUKON POSTERIOR-CERVICAL SPINE SYSTEM Straight Rod D4.0x120 mm Ti | 7601-540120 | Standalone | DE0502861 | As per HSA registered indication(s)
Orthopaedics | Spine - Occipito-cervical (OC) surgery | OC fusion and fixation implant | OC rod | K2M | YUKON POSTERIOR-CERVICAL SPINE SYSTEM Straight Rod D4.0x240 mm Ti | 7601-540240 | Standalone | DE0502861 | As per HSA registered indication(s)
Orthopaedics | Spine - Occipito-cervical (OC) surgery | OC fusion and fixation implant | OC rod | K2M | YUKON POSTERIOR-CERVICAL SPINE SYSTEM Straight Rod D4.0x80 mm Ti | 7601-54080 | Standalone | DE0502861 | As per HSA registered indication(s)
Orthopaedics | Spine - Occipito-cervical (OC) surgery | OC fusion and fixation implant | OC rod | K2M | YUKON POSTERIOR-CERVICAL SPINE SYSTEM Transition Rod D3.5-5.5 mm x300 mm Ti | 1101-535300-55 | Standalone | DE0014119 | As per HSA registered indication(s)
Orthopaedics | Spine - Occipito-cervical (OC) surgery | OC fusion and fixation implant | OC rod | K2M | YUKON POSTERIOR-CERVICAL SPINE SYSTEM Transition Rod D3.5-5.5 mm x500 mm Ti | 1101-535500-55 | Standalone | DE0014119 | As per HSA registered indication(s)
Orthopaedics | Spine - Occipito-cervical (OC) surgery | OC fusion and fixation implant | OC rod | K2M | YUKON POSTERIOR-CERVICAL SPINE SYSTEM Transitional Rod D4.0-5.5 mm x300 mm Ti | 7601-540300-55 | Standalone | DE0014119 | As per HSA registered indication(s)
Orthopaedics | Spine - Occipito-cervical (OC) surgery | OC fusion and fixation implant | OC rod | K2M | YUKON POSTERIOR-CERVICAL SPINE SYSTEM Transitional Rod D4.0-5.5 mm x500 mm Ti | 7601-540500-55 | Standalone | DE0014119 | As per HSA registered indication(s)
Orthopaedics | Spine - Occipito-cervical (OC) surgery | OC fusion and fixation implant | OC rod connector system excluding locking screw | K2M | YUKON POSTERIOR-CERVICAL SPINE SYSTEM Transverse Connector T-Bar, 30 mm | 7601-70001 | Standalone | DE0502861 | As per HSA registered indication(s)
Orthopaedics | Spine - Occipito-cervical (OC) surgery | OC fusion and fixation implant | OC rod connector system excluding locking screw | K2M | YUKON POSTERIOR-CERVICAL SPINE SYSTEM Transverse Connector T-Bar, 60 mm | 7601-70004 | Standalone | DE0502861 | As per HSA registered indication(s)
Orthopaedics | Spine - Occipito-cervical (OC) surgery | OC fusion and fixation implant | OC rod | K2M | Yukon Pre-Bent Rod D4.0x80-125 mm 115DEG | 7601-640125-115 | Standalone | DE0502861 | As per HSA registered indication(s)
Orthopaedics | Spine - Occipito-cervical (OC) surgery | OC fusion and fixation implant | OC rod | K2M | Yukon Pre-Bent Rod D4.0x80-215 mm 115DEG | 7601-640215-115 | Standalone | DE0502861 | As per HSA registered indication(s)
Orthopaedics | Spine - Occipito-cervical (OC) surgery | OC fusion and fixation implant | OC rod | K2M | Yukon Pre-Bent Rod D4.0x80-215 mm 115DEG, CoCr | 7611-640215-115 | Standalone | DE0502861 | As per HSA registered indication(s)
Orthopaedics | Spine - Thoracolumbar (TL) and sacral surgery | TL interbody cage | TL interbody core - Non-integrated | Zimmer Biomet | ZYSTON STR SPACER 7HX25X10X8 | 14-534247 | Standalone | DE0501560 | As per HSA registered indication(s)
Orthopaedics | Spine - Thoracolumbar (TL) and sacral surgery | TL interbody cage | TL interbody core - Non-integrated | Zimmer Biomet | ZYSTON STR SPACER 8HX25X10X8 | 14-534248 | Standalone | DE0501560 | As per HSA registered indication(s)
Orthopaedics | Spine - Thoracolumbar (TL) and sacral surgery | TL interbody cage | TL interbody core - Non-integrated | Zimmer Biomet | ZYSTON STR SPACER 9HX25X10X8 | 14-534249 | Standalone | DE0501560 | As per HSA registered indication(s)
Orthopaedics | Spine - Thoracolumbar (TL) and sacral surgery | TL interbody cage | TL interbody core - Non-integrated | Zimmer Biomet | ZYSTON STR SPCR 10HX25X10 CNVX | 14-534070 | Standalone | DE0501560 | As per HSA registered indication(s)
Orthopaedics | Spine - Thoracolumbar (TL) and sacral surgery | TL interbody cage | TL interbody core - Non-integrated | Zimmer Biomet | ZYSTON STR SPCR 10HX30X10 CNVX | 14-534130 | Standalone | DE0501560 | As per HSA registered indication(s)
Orthopaedics | Spine - Thoracolumbar (TL) and sacral surgery | TL interbody cage | TL interbody core - Non-integrated | Zimmer Biomet | ZYSTON STR SPCR 10X25X10X8 DEG | 14-534250 | Standalone | DE0501560 | As per HSA registered indication(s)
Orthopaedics | Spine - Thoracolumbar (TL) and sacral surgery | TL interbody cage | TL interbody core - Non-integrated | Zimmer Biomet | ZYSTON STR SPCR 11HX25X10 CNVX | 14-534071 | Standalone | DE0501560 | As per HSA registered indication(s)
Orthopaedics | Spine - Thoracolumbar (TL) and sacral surgery | TL interbody cage | TL interbody core - Non-integrated | Zimmer Biomet | ZYSTON STR SPCR 11HX30X10 CNVX | 14-534131 | Standalone | DE0501560 | As per HSA registered indication(s)
Orthopaedics | Spine - Thoracolumbar (TL) and sacral surgery | TL interbody cage | TL interbody core - Non-integrated | Zimmer Biomet | ZYSTON STR SPCR 11X25X10X8 DEG | 14-534251 | Standalone | DE0501560 | As per HSA registered indication(s)
Orthopaedics | Spine - Thoracolumbar (TL) and sacral surgery | TL interbody cage | TL interbody core - Non-integrated | Zimmer Biomet | ZYSTON STR SPCR 12HX25X10 CNVX | 14-534072 | Standalone | DE0501560 | As per HSA registered indication(s)
Orthopaedics | Spine - Thoracolumbar (TL) and sacral surgery | TL interbody cage | TL interbody core - Non-integrated | Zimmer Biomet | ZYSTON STR SPCR 12HX30X10 CNVX | 14-534132 | Standalone | DE0501560 | As per HSA registered indication(s)
Orthopaedics | Spine - Thoracolumbar (TL) and sacral surgery | TL interbody cage | TL interbody core - Non-integrated | Zimmer Biomet | ZYSTON STR SPCR 12X25X10X8 DEG | 14-534252 | Standalone | DE0501560 | As per HSA registered indication(s)
Orthopaedics | Spine - Thoracolumbar (TL) and sacral surgery | TL interbody cage | TL interbody core - Non-integrated | Zimmer Biomet | ZYSTON STR SPCR 13HX30X11 CNVX | 14-534153 | Standalone | DE0501560 | As per HSA registered indication(s)
Orthopaedics | Spine - Thoracolumbar (TL) and sacral surgery | TL interbody cage | TL interbody core - Non-integrated | Zimmer Biomet | ZYSTON STR SPCR 13X25X11 CNVX | 14-534093 | Standalone | DE0501560 | As per HSA registered indication(s)
Orthopaedics | Spine - Thoracolumbar (TL) and sacral surgery | TL interbody cage | TL interbody core - Non-integrated | Zimmer Biomet | ZYSTON STR SPCR 13X25X11X8 DEG | 14-534273 | Standalone | DE0501560 | As per HSA registered indication(s)
Orthopaedics | Spine - Thoracolumbar (TL) and sacral surgery | TL interbody cage | TL interbody core - Non-integrated | Zimmer Biomet | ZYSTON STR SPCR 14HX25X11 CNVX | 14-534094 | Standalone | DE0501560 | As per HSA registered indication(s)
Orthopaedics | Spine - Thoracolumbar (TL) and sacral surgery | TL interbody cage | TL interbody core - Non-integrated | Zimmer Biomet | ZYSTON STR SPCR 14HX30X11 CNVX | 14-534154 | Standalone | DE0501560 | As per HSA registered indication(s)
Orthopaedics | Spine - Thoracolumbar (TL) and sacral surgery | TL interbody cage | TL interbody core - Non-integrated | Zimmer Biomet | ZYSTON STR SPCR 14X25X11X8 DEG | 14-534274 | Standalone | DE0501560 | As per HSA registered indication(s)
Orthopaedics | Spine - Thoracolumbar (TL) and sacral surgery | TL interbody cage | TL interbody core - Non-integrated | Zimmer Biomet | ZYSTON STR SPCR 15HX25X11 CNVX | 14-534095 | Standalone | DE0501560 | As per HSA registered indication(s)
Orthopaedics | Spine - Thoracolumbar (TL) and sacral surgery | TL interbody cage | TL interbody core - Non-integrated | Zimmer Biomet | ZYSTON STR SPCR 15HX30X11 CNVX | 14-534155 | Standalone | DE0501560 | As per HSA registered indication(s)
Orthopaedics | Spine - Thoracolumbar (TL) and sacral surgery | TL interbody cage | TL interbody core - Non-integrated | Zimmer Biomet | ZYSTON STR SPCR 15X25X11X8 DEG | 14-534275 | Standalone | DE0501560 | As per HSA registered indication(s)
Orthopaedics | Spine - Thoracolumbar (TL) and sacral surgery | TL interbody cage | TL interbody core - Non-integrated | Zimmer Biomet | ZYSTON STR SPCR 7HX25X10 CNVX | 14-534067 | Standalone | DE0501560 | As per HSA registered indication(s)
Orthopaedics | Spine - Thoracolumbar (TL) and sacral surgery | TL interbody cage | TL interbody core - Non-integrated | Zimmer Biomet | ZYSTON STR SPCR 7HX30X10 CNVX | 14-534127 | Standalone | DE0501560 | As per HSA registered indication(s)
Orthopaedics | Spine - Thoracolumbar (TL) and sacral surgery | TL interbody cage | TL interbody core - Non-integrated | Zimmer Biomet | ZYSTON STR SPCR 8HX25X10 CNVX | 14-534068 | Standalone | DE0501560 | As per HSA registered indication(s)
Orthopaedics | Spine - Thoracolumbar (TL) and sacral surgery | TL interbody cage | TL interbody core - Non-integrated | Zimmer Biomet | ZYSTON STR SPCR 8HX30X10 CNVX | 14-534128 | Standalone | DE0501560 | As per HSA registered indication(s)
Orthopaedics | Spine - Thoracolumbar (TL) and sacral surgery | TL interbody cage | TL interbody core - Non-integrated | Zimmer Biomet | ZYSTON STR SPCR 9HX25X10 CNVX | 14-534069 | Standalone | DE0501560 | As per HSA registered indication(s)
Orthopaedics | Spine - Thoracolumbar (TL) and sacral surgery | TL interbody cage | TL interbody core - Non-integrated | Zimmer Biomet | ZYSTON STR SPCR 9HX30X10 CNVX | 14-534129 | Standalone | DE0501560 | As per HSA registered indication(s)
Cardiac | Structural heart | Transcatheter heart valve implantation system | Transcatheter aortic valve implantation (TAVI) | St Jude Medical | Navitor | NVTR-FNAV | Package | DE0507130 | 1. Patient selection should be carried out by a multidisciplinary heart team, which must at minimum include an interventional cardiologist and a cardiac surgeon. The team should determine the surgical mortality risk for each patient based on: a. An estimated mortality risk of 8% or greater within 30 days of surgery according to the Society of Thoracic Surgeons Predicted Risk of Mortality (STS-PROM) risk assessment; OR b. Other patient characteristics where these conditions are clinically equivalent to inoperable risk (STS-PROM score of 8% or greater). These examples could include but are not limited to: i. Frailty ii. Cognitive function iii. Porcelain aorta iv. Advanced cancer diagnosis but not debilitating v. Prior radiation therapy vi. Prior open-heart surgery (e.g. coronary artery bypass graft [CABG]) Where appropriate, objective tools should be used to assess these characteristics. 2. TAVI should be conducted by a multidisciplinary heart team that has met the applicable TAVI training and accreditation standards set by the institution. 3. The TAVI procedure should be performed via transfemoral delivery, unless it is contraindicated or not feasible, in catheterisation labs or hybrid operating theatres equipped with early in-hospital access to cardiac and vascular surgical support for the emergency treatment of complications and subsequent patient care. 4. Properly record details of final surgical risk assessments of all patients who receive TAVI including STS-PROM score, type of TAVI device and clinical outcomes. This is consistent with the standard arrangements in place for clinical governance and audit. 5. TAVI should not be subsidised if the patient has received a prior SAVR or TAVI implant.
Urogenital | Urinary obstruction treatment | Prostatic device | Prostatic retractor | Neotract | UroLift System | UL400-4 | Standalone | DE0502717 | As per HSA registered indication(s)
Cardiothoracic | Open or hybrid surgery aortic repair | Aortic valve graft | Aortic valve graft - Mechanical valve | On-X Life Technologies Inc | On-X Ascending Aortic Prosthesis with the Vascutek Gelweave Valsalva Graft | ONXAAP-19 | Standalone | DE0506553 | As per HSA registered indication(s)
Cardiothoracic | Open or hybrid surgery aortic repair | Aortic valve graft | Aortic valve graft - Mechanical valve | On-X Life Technologies Inc | On-X Ascending Aortic Prosthesis with the Vascutek Gelweave Valsalva Graft | ONXAAP-21 | Standalone | DE0506553 | As per HSA registered indication(s)
Cardiothoracic | Open or hybrid surgery aortic repair | Aortic valve graft | Aortic valve graft - Mechanical valve | On-X Life Technologies Inc | On-X Ascending Aortic Prosthesis with the Vascutek Gelweave Valsalva Graft | ONXAAP-23 | Standalone | DE0506553 | As per HSA registered indication(s)
Cardiothoracic | Open or hybrid surgery aortic repair | Aortic valve graft | Aortic valve graft - Mechanical valve | On-X Life Technologies Inc | On-X Ascending Aortic Prosthesis with the Vascutek Gelweave Valsalva Graft | ONXAAP-25 | Standalone | DE0506553 | As per HSA registered indication(s)
Cardiothoracic | Open or hybrid surgery aortic repair | Aortic valve graft | Aortic valve graft - Mechanical valve | On-X Life Technologies Inc | On-X Ascending Aortic Prosthesis with the Vascutek Gelweave Valsalva Graft | ONXAAP-27/29 | Standalone | DE0506553 | As per HSA registered indication(s)
Cardiac | Heart rhythm device | Pacemaker | Single chamber leadless pacemaker | Abbott | Aveir VR (without Retrieval) | LSP112V | Package | DE0508897 | - Leadless pacing should be considered in patients with a clear indication for bradycardia pacing or cardiac resynchronisation, and could be a reasonable option for patients with intermittent symptomatic bradycardia due to sick sinus syndrome since it can remove the need for atrial pacing lead; - Patient should have a clear and explicit reason such as prior CIED-related infections or poor vascular access documented for choice of single chamber leadless pacemaker over conventional transvenous pacemakers; and - Single chamber leadless pacemaker should not be used in patients who are contraindicated for leadless pacing, such as patient habitus and venous abnormalities likely to result in difficulties or complications from large sheaths required for device delivery.
Cardiac | Heart rhythm electrode | Heart rhythm electrode | Left-heart lead and His-bundle pacing lead | Centrepoint | LBBP lead replacement - with CPS Locator 3D | LBBPset | Package | DE0509027 | As per HSA registered indication(s)
Gastroenterology | Gastrointestinal (GI) tract obstruction treatment | Gastrointestinal (GI) stent | Metal stent - Non-lumen-apposing | Taewoong Medical | Taewoong Esophageal Covered Stent (Through the Scope) | TW-EST1806F | Standalone | DE0007272 | As per HSA registered indication(s)
Gastroenterology | Gastrointestinal (GI) tract obstruction treatment | Gastrointestinal (GI) stent | Metal stent - Non-lumen-apposing | Taewoong Medical | Taewoong Esophageal Covered Stent (Through the Scope) | TW-EST1808F | Standalone | DE0007272 | As per HSA registered indication(s)
Gastroenterology | Gastrointestinal (GI) tract obstruction treatment | Gastrointestinal (GI) stent | Metal stent - Non-lumen-apposing | Taewoong Medical | Taewoong Esophageal Covered Stent (Through the Scope) | TW-EST1810F | Standalone | DE0007272 | As per HSA registered indication(s)
Gastroenterology | Gastrointestinal (GI) tract obstruction treatment | Gastrointestinal (GI) stent | Metal stent - Non-lumen-apposing | Taewoong Medical | Taewoong Esophageal Covered Stent (Through the Scope) | TW-EST1812F | Standalone | DE0007272 | As per HSA registered indication(s)
Gastroenterology | Gastrointestinal (GI) tract obstruction treatment | Gastrointestinal (GI) stent | Metal stent - Non-lumen-apposing | Taewoong Medical | Taewoong Esophageal Covered Stent (Through the Scope) | TW-EST1814F | Standalone | DE0007272 | As per HSA registered indication(s)
Gastroenterology | Gastrointestinal (GI) tract obstruction treatment | Gastrointestinal (GI) stent | Metal stent - Non-lumen-apposing | Taewoong Medical | Taewoong Esophageal Covered Stent (Through the Scope) | TW-EST1815F | Standalone | DE0007272 | As per HSA registered indication(s)
Gastroenterology | Gastrointestinal (GI) tract obstruction treatment | Gastrointestinal (GI) stent | Metal stent - Non-lumen-apposing | Taewoong Medical | Taewoong Esophageal Covered Stent (Anti-Reflux) | TW-EA2006FD | Standalone | DE0007486 | As per HSA registered indication(s)
Gastroenterology | Gastrointestinal (GI) tract obstruction treatment | Gastrointestinal (GI) stent | Metal stent - Non-lumen-apposing | Taewoong Medical | Taewoong Esophageal Covered Stent (Anti-Reflux) | TW-EA2008FD | Standalone | DE0007486 | As per HSA registered indication(s)
Gastroenterology | Gastrointestinal (GI) tract obstruction treatment | Gastrointestinal (GI) stent | Metal stent - Non-lumen-apposing | Taewoong Medical | Taewoong Esophageal Covered Stent (Anti-Reflux) | TW-EA2010FD | Standalone | DE0007486 | As per HSA registered indication(s)
Gastroenterology | Gastrointestinal (GI) tract obstruction treatment | Gastrointestinal (GI) stent | Metal stent - Non-lumen-apposing | Taewoong Medical | Taewoong Esophageal Covered Stent (Anti-Reflux) | TW-EA2012FD | Standalone | DE0007486 | As per HSA registered indication(s)
Gastroenterology | Gastrointestinal (GI) tract obstruction treatment | Gastrointestinal (GI) stent | Metal stent - Non-lumen-apposing | Taewoong Medical | Taewoong Esophageal Covered Stent (Anti-Reflux) | TW-EA2014FD | Standalone | DE0007486 | As per HSA registered indication(s)
Gastroenterology | Gastrointestinal (GI) tract obstruction treatment | Gastrointestinal (GI) stent | Metal stent - Non-lumen-apposing | Taewoong Medical | Taewoong Esophageal Covered Stent (Anti-Reflux) | TW-EA2015FD | Standalone | DE0007486 | As per HSA registered indication(s)
Orthopaedics | Partial knee replacement (PKR) | PKR femoral component | PKR femoral component - Hypoallergenic | Smith+Nephew | JUK RESEC OX FEMUR 1 LM/RL | 74026021 | Standalone | DE0505715 | Patients with a known or suspected metal allergy
Orthopaedics | Partial knee replacement (PKR) | PKR femoral component | PKR femoral component - Hypoallergenic | Smith+Nephew | JUK RESEC OX FEMUR 2 LM/RL | 74026022 | Standalone | DE0505715 | Patients with a known or suspected metal allergy
Orthopaedics | Partial knee replacement (PKR) | PKR femoral component | PKR femoral component - Hypoallergenic | Smith+Nephew | JUK RESEC OX FEMUR 3 LM/RL | 74026023 | Standalone | DE0505715 | Patients with a known or suspected metal allergy
Orthopaedics | Partial knee replacement (PKR) | PKR femoral component | PKR femoral component - Hypoallergenic | Smith+Nephew | JUK RESEC OX FEMUR 4 LM/RL | 74026024 | Standalone | DE0505715 | Patients with a known or suspected metal allergy
Orthopaedics | Partial knee replacement (PKR) | PKR femoral component | PKR femoral component - Hypoallergenic | Smith+Nephew | JUK RESEC OX FEMUR 5 LM/RL | 74026025 | Standalone | DE0505715 | Patients with a known or suspected metal allergy
Orthopaedics | Partial knee replacement (PKR) | PKR femoral component | PKR femoral component - Hypoallergenic | Smith+Nephew | JUK RESEC OX FEMUR 6 LM/RL | 74026026 | Standalone | DE0505715 | Patients with a known or suspected metal allergy
Orthopaedics | Partial knee replacement (PKR) | PKR femoral component | PKR femoral component - Hypoallergenic | Smith+Nephew | JUK RESEC OX FEMUR 7 LM/RL | 74026027 | Standalone | DE0505715 | Patients with a known or suspected metal allergy
Orthopaedics | Partial knee replacement (PKR) | PKR femoral component | PKR femoral component - Hypoallergenic | Smith+Nephew | JUK RESEC OX FEMUR 8 LM/RL | 74026028 | Standalone | DE0505715 | Patients with a known or suspected metal allergy
Orthopaedics | Partial knee replacement (PKR) | PKR femoral component | PKR femoral component - Hypoallergenic | Smith+Nephew | JUK RESEC OX FEMUR 9 LM/RL | 74026029 | Standalone | DE0505715 | Patients with a known or suspected metal allergy
Orthopaedics | Partial knee replacement (PKR) | PKR femoral component | PKR femoral component - Hypoallergenic | Smith+Nephew | JUK RESEC OX FEMUR 10 LM/RL | 74026030 | Standalone | DE0505715 | Patients with a known or suspected metal allergy
Orthopaedics | Partial knee replacement (PKR) | PKR femoral component | PKR femoral component - Hypoallergenic | Smith+Nephew | JUK RESEC OX FEMUR 1 RM/LL | 74026031 | Standalone | DE0505715 | Patients with a known or suspected metal allergy
Orthopaedics | Partial knee replacement (PKR) | PKR femoral component | PKR femoral component - Hypoallergenic | Smith+Nephew | JUK RESEC OX FEMUR 2 RM/LL | 74026032 | Standalone | DE0505715 | Patients with a known or suspected metal allergy
Orthopaedics | Partial knee replacement (PKR) | PKR femoral component | PKR femoral component - Hypoallergenic | Smith+Nephew | JUK RESEC OX FEMUR 3 RM/LL | 74026033 | Standalone | DE0505715 | Patients with a known or suspected metal allergy
Orthopaedics | Partial knee replacement (PKR) | PKR femoral component | PKR femoral component - Hypoallergenic | Smith+Nephew | JUK RESEC OX FEMUR 4 RM/LL | 74026034 | Standalone | DE0505715 | Patients with a known or suspected metal allergy
Orthopaedics | Partial knee replacement (PKR) | PKR femoral component | PKR femoral component - Hypoallergenic | Smith+Nephew | JUK RESEC OX FEMUR 5 RM/LL | 74026035 | Standalone | DE0505715 | Patients with a known or suspected metal allergy
Orthopaedics | Partial knee replacement (PKR) | PKR femoral component | PKR femoral component - Hypoallergenic | Smith+Nephew | JUK RESEC OX FEMUR 6 RM/LL | 74026036 | Standalone | DE0505715 | Patients with a known or suspected metal allergy
Orthopaedics | Partial knee replacement (PKR) | PKR femoral component | PKR femoral component - Hypoallergenic | Smith+Nephew | JUK RESEC OX FEMUR 7 RM/LL | 74026037 | Standalone | DE0505715 | Patients with a known or suspected metal allergy
Orthopaedics | Partial knee replacement (PKR) | PKR femoral component | PKR femoral component - Hypoallergenic | Smith+Nephew | JUK RESEC OX FEMUR 8 RM/LL | 74026038 | Standalone | DE0505715 | Patients with a known or suspected metal allergy
Orthopaedics | Partial knee replacement (PKR) | PKR femoral component | PKR femoral component - Hypoallergenic | Smith+Nephew | JUK RESEC OX FEMUR 9 RM/LL | 74026039 | Standalone | DE0505715 | Patients with a known or suspected metal allergy
Orthopaedics | Partial knee replacement (PKR) | PKR femoral component | PKR femoral component - Hypoallergenic | Smith+Nephew | JUK RESEC OX FEMUR 10 RM/LL | 74026040 | Standalone | DE0505715 | Patients with a known or suspected metal allergy
Plastic and reconstructive | Soft tissue reconstruction | Dermal substitute | Dermal substitute | Polynovo Biomaterial Pty Ltd | NovoSorb BTM 5cm x 5cm | BTM-0505 | Standalone | DE0503444 | As per HSA registered indication(s)
Plastic and reconstructive | Soft tissue reconstruction | Dermal substitute | Dermal substitute | Polynovo Biomaterial Pty Ltd | NovoSorb BTM 10 X 10 cm | BTM-1010 | Standalone | DE0503444 | As per HSA registered indication(s)
Plastic and reconstructive | Soft tissue reconstruction | Dermal substitute | Dermal substitute | Polynovo Biomaterial Pty Ltd | NovoSorb BTM 10 x 20 cm | BTM-1020 | Standalone | DE0503444 | As per HSA registered indication(s)
Plastic and reconstructive | Soft tissue reconstruction | Dermal substitute | Dermal substitute | Polynovo Biomaterial Pty Ltd | NovoSorb BTM 20cm x 40cm | BTM-2040 | Standalone | DE0503444 | As per HSA registered indication(s)
Plastic and reconstructive | Soft tissue reconstruction | Dermal substitute | Dermal substitute | MedSkin Solutions | MatriDerm Dermal Matrix A9, 37 x 52 x1mm | 83405-200 | Standalone | DE0508759 | As per HSA registered indication(s)
Plastic and reconstructive | Soft tissue reconstruction | Dermal substitute | Dermal substitute | MedSkin Solutions | MatriDerm Dermal Matrix A8, 52 x 74 x1mm | 83404-200 | Standalone | DE0508759 | As per HSA registered indication(s)
Plastic and reconstructive | Soft tissue reconstruction | Dermal substitute | Dermal substitute | MedSkin Solutions | MatriDerm Fenestrated Dermal Matrix A9, 37 x 52 x1mm | 83413-200 | Standalone | DE0508759 | As per HSA registered indication(s)
Plastic and reconstructive | Soft tissue reconstruction | Dermal substitute | Dermal substitute | MedSkin Solutions | MatriDerm Fenestrated Dermal Matrix A9, 37 x 52 x2mm | 83423-200 | Standalone | DE0508759 | As per HSA registered indication(s)
Plastic and reconstructive | Soft tissue reconstruction | Dermal substitute | Dermal substitute | MedSkin Solutions | MatriDerm Fenestrated Dermal Matrix A9, 37 x 52 x3mm | 83433-200 | Standalone | DE0508759 | As per HSA registered indication(s)
Plastic and reconstructive | Soft tissue reconstruction | Dermal substitute | Dermal substitute | MedSkin Solutions | MatriDerm Fenestrated Dermal Matrix A8, 52 x 74 x1mm | 83412-200 | Standalone | DE0508759 | As per HSA registered indication(s)
Plastic and reconstructive | Soft tissue reconstruction | Dermal substitute | Dermal substitute | MedSkin Solutions | MatriDerm Fenestrated Dermal Matrix A8, 52 x 74 x2mm | 83422-200 | Standalone | DE0508759 | As per HSA registered indication(s)
Plastic and reconstructive | Soft tissue reconstruction | Dermal substitute | Dermal substitute | MedSkin Solutions | MatriDerm Fenestrated Dermal Matrix A8, 52 x 74 x3mm | 83432-200 | Standalone | DE0508759 | As per HSA registered indication(s)
Plastic and reconstructive | Soft tissue reconstruction | Dermal substitute | Dermal substitute | MedSkin Solutions | MatriDerm Flex Dermal Matrix A9, 37 x 52 x1mm | 83443-200 | Standalone | DE0508759 | As per HSA registered indication(s)
Plastic and reconstructive | Soft tissue reconstruction | Dermal substitute | Dermal substitute | MedSkin Solutions | MatriDerm Flex Dermal Matrix A9, 37 x 52 x2mm | 83463-200 | Standalone | DE0508759 | As per HSA registered indication(s)
Plastic and reconstructive | Soft tissue reconstruction | Dermal substitute | Dermal substitute | MedSkin Solutions | MatriDerm Flex Dermal Matrix A9, 37 x 52 x3mm | 83473-200 | Standalone | DE0508759 | As per HSA registered indication(s)
Plastic and reconstructive | Soft tissue reconstruction | Dermal substitute | Dermal substitute | MedSkin Solutions | MatriDerm Flex Dermal Matrix A8, 52 x 74 x1mm | 83442-200 | Standalone | DE0508759 | As per HSA registered indication(s)
Plastic and reconstructive | Soft tissue reconstruction | Dermal substitute | Dermal substitute | MedSkin Solutions | MatriDerm Flex Dermal Matrix A8, 52 x 74 x2mm | 83462-200 | Standalone | DE0508759 | As per HSA registered indication(s)
Plastic and reconstructive | Soft tissue reconstruction | Dermal substitute | Dermal substitute | MedSkin Solutions | MatriDerm Flex Dermal Matrix A8, 52 x 74 x3mm | 83472-200 | Standalone | DE0508759 | As per HSA registered indication(s)
Plastic and reconstructive | Soft tissue reconstruction | Dermal substitute | Dermal substitute | Intellimed Healthcare | Myriad Matrix Soft Tissue Bioscaffold | SR03LG0505WC | Standalone | DE0507266 | As per HSA registered indication(s)
Plastic and reconstructive | Soft tissue reconstruction | Dermal substitute | Dermal substitute | Integra LifeSciences Corporation | Integra Dermal Regeneration Template | 84051 | Standalone | DE0011255 | As per HSA registered indication(s)
Plastic and reconstructive | Soft tissue reconstruction | Dermal substitute | Dermal substitute | Integra LifeSciences Corporation | Integra Meshed Dermal Regeneration Template | M84051 | Standalone | DE0011255 | As per HSA registered indication(s)
Plastic and reconstructive | Soft tissue reconstruction | Dermal substitute | Dermal substitute | Integra LifeSciences Corporation | Integra Dermal Regeneration Template Single Layer Thin | 64051T | Standalone | DE0011255 | As per HSA registered indication(s)
Plastic and reconstructive | Soft tissue reconstruction | Dermal substitute | Dermal substitute | Integra LifeSciences Corporation | Integra Dermal Regeneration Template Single Layer | 64051 | Standalone | DE0011255 | As per HSA registered indication(s)
Plastic and reconstructive | Soft tissue reconstruction | Dermal substitute | Dermal substitute | MedSkin Solutions | MatriDerm Dermal Matrix A6, 105 x 148 x1mm | 83403-200 | Standalone | DE0508759 | As per HSA registered indication(s)
Plastic and reconstructive | Soft tissue reconstruction | Dermal substitute | Dermal substitute | MedSkin Solutions | MatriDerm Dermal Matrix A6, 105 x 148 x 2mm | 83401-200 | Standalone | DE0508759 | As per HSA registered indication(s)
Plastic and reconstructive | Soft tissue reconstruction | Dermal substitute | Dermal substitute | MedSkin Solutions | MatriDerm Fenestrated Dermal Matrix A6, 105 x 148 x1mm | 83411-200 | Standalone | DE0508759 | As per HSA registered indication(s)
Plastic and reconstructive | Soft tissue reconstruction | Dermal substitute | Dermal substitute | MedSkin Solutions | MatriDerm Fenestrated Dermal Matrix A6, 105 x 148 x2mm | 83421-200 | Standalone | DE0508759 | As per HSA registered indication(s)
Plastic and reconstructive | Soft tissue reconstruction | Dermal substitute | Dermal substitute | MedSkin Solutions | MatriDerm Flex Dermal Matrix A6, 105 x 148 x1mm | 83441-200 | Standalone | DE0508759 | As per HSA registered indication(s)
Plastic and reconstructive | Soft tissue reconstruction | Dermal substitute | Dermal substitute | MedSkin Solutions | MatriDerm Flex Dermal Matrix A6, 105 x 148 x2mm | 83461-200 | Standalone | DE0508759 | As per HSA registered indication(s)
Plastic and reconstructive | Soft tissue reconstruction | Dermal substitute | Dermal substitute | Intellimed Healthcare | Myriad Matrix Soft Tissue Bioscaffold | SR03LG1010WC | Standalone | DE0507266 | As per HSA registered indication(s)
Plastic and reconstructive | Soft tissue reconstruction | Dermal substitute | Dermal substitute | Intellimed Healthcare | Myriad Matrix Soft Tissue Bioscaffold | SR03LG1020WC | Standalone | DE0507266 | As per HSA registered indication(s)
Plastic and reconstructive | Soft tissue reconstruction | Dermal substitute | Dermal substitute | MedSkin Solutions | MatriDerm Dermal Matrix A4, 210 x 297 x1mm | 83500-200 | Standalone | DE0508759 | As per HSA registered indication(s)
Plastic and reconstructive | Soft tissue reconstruction | Dermal substitute | Dermal substitute | MedSkin Solutions | MatriDerm Fenestrated Dermal Matrix A4, 210 x 297 x1mm | 83410-200 | Standalone | DE0508759 | As per HSA registered indication(s)
Plastic and reconstructive | Soft tissue reconstruction | Dermal substitute | Dermal substitute | MedSkin Solutions | MatriDerm Flex Dermal Matrix A4, 210 x 297 x1mm | 83440-200 | Standalone | DE0508759 | As per HSA registered indication(s)
Plastic and reconstructive | CMF reconstruction | CMF fixation | Fixation mesh - Non-resorbable polymer | Stryker | MEDPOR BARRIER Implants | 8305 | Standalone | DE0004635 | As per HSA registered indication(s) for medically necessary purposes
Plastic and reconstructive | CMF reconstruction | CMF fixation | Fixation mesh - Composite | Stryker | MEDPOR TITAN Orbital Floor and Wall (MTM) 41mm x 42mm x 0.85mm | 81030 | Standalone | DE0004607 | As per HSA registered indication(s) for medically necessary purposes
Plastic and reconstructive | CMF reconstruction | CMF fixation | Fixation mesh - Composite | Stryker | MEDPOR TITAN Orbital Floor and Wall (MTB-left) 41mm x 42mm x 1.0mm | 81031 | Standalone | DE0004607 | As per HSA registered indication(s) for medically necessary purposes
Plastic and reconstructive | CMF reconstruction | CMF fixation | Fixation mesh - Composite | Stryker | MEDPOR TITAN Orbital Floor and Wall (MTB-right) 41mm x 42mm x 1.0mm | 81032 | Standalone | DE0004607 | As per HSA registered indication(s) for medically necessary purposes
Plastic and reconstructive | CMF reconstruction | CMF fixation | Fixation mesh - Composite | Stryker | MEDPOR TITAN Orbital Floor and Wall (BTB) 41mm x 42mm x 0.6mm | 81033 | Standalone | DE0004607 | As per HSA registered indication(s) for medically necessary purposes
Plastic and reconstructive | CMF reconstruction | CMF fixation | Fixation mesh - Composite | Stryker | MDEPOR TITAN MAX Orbital Floor and Wall (MTM-Left) 41mm x 42mm x 1.0mm | 81035 | Standalone | DE0004607 | As per HSA registered indication(s) for medically necessary purposes
Plastic and reconstructive | CMF reconstruction | CMF fixation | Fixation mesh - Composite | Stryker | MEDPOR TITAN MAX Orbital Floor and Wall (MTB-Right) 41mm x 42mm x 1.0mm | 81036 | Standalone | DE0004607 | As per HSA registered indication(s) for medically necessary purposes
Plastic and reconstructive | CMF reconstruction | CMF fixation | Fixation mesh - Non-resorbable polymer | Stryker | MEDPOR Ultra Thin Sheets | 7210 | Standalone | DE0004635 | As per HSA registered indication(s) for medically necessary purposes
Plastic and reconstructive | CMF reconstruction | CMF fixation | Fixation mesh - Composite | Stryker | MEDPOR TITAN Barrier (MTB) 38mm x 50mm x 1.0mm | 81026 | Standalone | DE0004607 | As per HSA registered indication(s) for medically necessary purposes
Plastic and reconstructive | CMF reconstruction | CMF fixation | Fixation mesh - Resorbable polymer | Osteopore International | Osteoplug 8mm diameter | PC22(8,8,4) | Standalone | DE0004184 | As per HSA registered indication(s) for medically necessary purposes
Plastic and reconstructive | CMF reconstruction | CMF fixation | Fixation mesh - Resorbable polymer | Osteopore International | Osteoplug 9mm diameter | PC22(9,9,4) | Standalone | DE0004184 | As per HSA registered indication(s) for medically necessary purposes
Plastic and reconstructive | CMF reconstruction | CMF fixation | Fixation mesh - Resorbable polymer | Osteopore International | Osteopolug 10mm diameter | PC22(10,10,4) | Standalone | DE0004184 | As per HSA registered indication(s) for medically necessary purposes
Plastic and reconstructive | CMF reconstruction | CMF fixation | Fixation mesh - Resorbable polymer | Osteopore International | Ostoeplug 11m diameter | PC22(11,11,4) | Standalone | DE0004184 | As per HSA registered indication(s) for medically necessary purposes
Plastic and reconstructive | CMF reconstruction | CMF fixation | Fixation mesh - Resorbable polymer | Osteopore International | Osteoplug 12mm diameter | PC22(12,12,4) | Standalone | DE0004184 | As per HSA registered indication(s) for medically necessary purposes
Plastic and reconstructive | CMF reconstruction | CMF fixation | Fixation mesh - Resorbable polymer | Osteopore International | Osteoplug 13mm diameter | PC22(13,13,4) | Standalone | DE0004184 | As per HSA registered indication(s) for medically necessary purposes
Plastic and reconstructive | CMF reconstruction | CMF fixation | Fixation mesh - Resorbable polymer | Osteopore International | Osteoplug 14mm diameter | PC22(14,14,4) | Standalone | DE0004184 | As per HSA registered indication(s) for medically necessary purposes
Plastic and reconstructive | CMF reconstruction | CMF fixation | Fixation mesh - Resorbable polymer | Osteopore International | Osteoplug 15mm diameter | PC22(15,15,4) | Standalone | DE0004184 | As per HSA registered indication(s) for medically necessary purposes
Plastic and reconstructive | CMF reconstruction | CMF fixation | Fixation mesh - Resorbable polymer | Osteopore International | Osteoplug (drain type) 8mm diameter | PC23(8,8,4) | Standalone | DE0004184 | As per HSA registered indication(s) for medically necessary purposes
Plastic and reconstructive | CMF reconstruction | CMF fixation | Fixation mesh - Resorbable polymer | Osteopore International | Osteoplug (drain type) 9mm diameter | PC23(9,9,4) | Standalone | DE0004184 | As per HSA registered indication(s) for medically necessary purposes
Plastic and reconstructive | CMF reconstruction | CMF fixation | Fixation mesh - Resorbable polymer | Osteopore International | Osteoplug (drain type) 10mm diameter | PC23(10,10,4) | Standalone | DE0004184 | As per HSA registered indication(s) for medically necessary purposes
Plastic and reconstructive | CMF reconstruction | CMF fixation | Fixation mesh - Resorbable polymer | Osteopore International | Osteoplug (drain type) 11mm diameter | PC23(11,11,4) | Standalone | DE0004184 | As per HSA registered indication(s) for medically necessary purposes
Plastic and reconstructive | CMF reconstruction | CMF fixation | Fixation mesh - Resorbable polymer | Osteopore International | Osteoplug (drain type) 12mm diameter | PC23(12,12,4) | Standalone | DE0004184 | As per HSA registered indication(s) for medically necessary purposes
Plastic and reconstructive | CMF reconstruction | CMF fixation | Fixation mesh - Resorbable polymer | Osteopore International | Osteoplug (drain type) 13mm diameter | PC23(13,13,4) | Standalone | DE0004184 | As per HSA registered indication(s) for medically necessary purposes
Plastic and reconstructive | CMF reconstruction | CMF fixation | Fixation mesh - Resorbable polymer | Osteopore International | Osteoplug (drain type) 14mm diameter | PC23(14,14,4) | Standalone | DE0004184 | As per HSA registered indication(s) for medically necessary purposes
Plastic and reconstructive | CMF reconstruction | CMF fixation | Fixation mesh - Resorbable polymer | Osteopore International | Osteoplug (drain type) 15mm diameter | PC23(15,15,4) | Standalone | DE0004184 | As per HSA registered indication(s) for medically necessary purposes
Plastic and reconstructive | CMF reconstruction | CMF fixation | Fixation mesh - Resorbable polymer | Osteopore International | Osteoplug (shunt type) 10mm diameter | PC24(10,10,4) | Standalone | DE0004184 | As per HSA registered indication(s) for medically necessary purposes
Plastic and reconstructive | CMF reconstruction | CMF fixation | Fixation mesh - Resorbable polymer | Osteopore International | Osteoplug (shunt type) 11mm diameter | PC24(11,11,4) | Standalone | DE0004184 | As per HSA registered indication(s) for medically necessary purposes
Plastic and reconstructive | CMF reconstruction | CMF fixation | Fixation mesh - Resorbable polymer | Osteopore International | Osteoplug (shunt type) 12mm diameter | PC24(12,12,4) | Standalone | DE0004184 | As per HSA registered indication(s) for medically necessary purposes
Plastic and reconstructive | CMF reconstruction | CMF fixation | Fixation mesh - Resorbable polymer | Osteopore International | Osteoplug (shunt type) 13mm diameter | PC24(13,13,4) | Standalone | DE0004184 | As per HSA registered indication(s) for medically necessary purposes
Plastic and reconstructive | CMF reconstruction | CMF fixation | Fixation mesh - Resorbable polymer | Osteopore International | Osteoplug (shunt type) 14mm diameter | PC24(14,14,4) | Standalone | DE0004184 | As per HSA registered indication(s) for medically necessary purposes
Plastic and reconstructive | CMF reconstruction | CMF fixation | Fixation mesh - Resorbable polymer | Osteopore International | Osteoplug (shunt type) 15mm diameter | PC24(15,15,4) | Standalone | DE0004184 | As per HSA registered indication(s) for medically necessary purposes
Plastic and reconstructive | CMF reconstruction | CMF fixation | Fixation mesh - Resorbable polymer | Osteopore International | Osteoplug (strip type) 2mm | PC17(100,2,4) | Standalone | DE0004184 | As per HSA registered indication(s) for medically necessary purposes
Plastic and reconstructive | CMF reconstruction | CMF fixation | Fixation mesh - Resorbable polymer | Osteopore International | Osteoplug (strip type) 4mm | PC17(100,3.5,4) | Standalone | DE0004184 | As per HSA registered indication(s) for medically necessary purposes
Plastic and reconstructive | CMF reconstruction | CMF fixation | Fixation mesh - Resorbable polymer | Osteopore International | Osteomesh 25x25x1mm | PC11(25,25,1) | Standalone | DE0004184 | As per HSA registered indication(s) for medically necessary purposes
Plastic and reconstructive | CMF reconstruction | CMF fixation | Fixation mesh - Resorbable polymer | Osteopore International | Osteomesh 25x25x1.25mm | PC11(25,25,1.25) | Standalone | DE0004184 | As per HSA registered indication(s) for medically necessary purposes
Plastic and reconstructive | CMF reconstruction | CMF fixation | Fixation mesh - Resorbable polymer | Osteopore International | Osteomesh 25x25x1.5mm | PC11(25,25,1.5) | Standalone | DE0004184 | As per HSA registered indication(s) for medically necessary purposes
Plastic and reconstructive | CMF reconstruction | CMF fixation | Fixation mesh - Resorbable polymer | Osteopore International | Osteomesh 25x25x2mm | PC11(25,25,2) | Standalone | DE0004184 | As per HSA registered indication(s) for medically necessary purposes
Plastic and reconstructive | CMF reconstruction | CMF fixation | Fixation mesh - Resorbable polymer | Osteopore International | Osteomesh 50x50x1mm | PC11(50,50,1) | Standalone | DE0004184 | As per HSA registered indication(s) for medically necessary purposes
Plastic and reconstructive | CMF reconstruction | CMF fixation | Fixation mesh - Resorbable polymer | Osteopore International | Osteomesh 50x50x1.25mm | PC11(50,50,1.25) | Standalone | DE0004184 | As per HSA registered indication(s) for medically necessary purposes
Plastic and reconstructive | CMF reconstruction | CMF fixation | Fixation mesh - Resorbable polymer | Osteopore International | Osteomesh 50x50x1.5mm | PC11(50,50,1.5) | Standalone | DE0004184 | As per HSA registered indication(s) for medically necessary purposes
Plastic and reconstructive | CMF reconstruction | CMF fixation | Fixation mesh - Resorbable polymer | Osteopore International | Osteomesh 50x50x2mm | PC11(50,50,2) | Standalone | DE0004184 | As per HSA registered indication(s) for medically necessary purposes
Plastic and reconstructive | CMF reconstruction | CMF fixation | Fixation mesh - Resorbable polymer | Osteopore International | Craniofacial custom, Small | PC60(99,99,29,39) | Standalone | DE0004184 | As per HSA registered indication(s) for medically necessary purposes
Plastic and reconstructive | CMF reconstruction | CMF fixation | Fixation mesh - Resorbable polymer | Osteopore International | Osteomesh (rhinoplasty) 39x10x1mm | PC12(39,10,1) | Standalone | DE0004184 | As per HSA registered indication(s) for medically necessary purposes
Plastic and reconstructive | CMF reconstruction | CMF fixation | Fixation mesh - Resorbable polymer | Osteopore International | Osteomesh (rhinoplasty) 39x10x1.25mm | PC12(39,10,1.25) | Standalone | DE0004184 | As per HSA registered indication(s) for medically necessary purposes
Plastic and reconstructive | CMF reconstruction | CMF fixation | Fixation mesh - Resorbable polymer | Osteopore International | Osteomesh (rhinoplasty) 40x10x0.8mm | PC12(40,10,0.8) | Standalone | DE0004184 | As per HSA registered indication(s) for medically necessary purposes
Plastic and reconstructive | CMF reconstruction | CMF fixation | Fixation mesh - Resorbable polymer | Osteopore International | Osteomesh (rhinoplasty trapezium) 25x20x12mm | PC56(25,20,12,1) | Standalone | DE0004184 | As per HSA registered indication(s) for medically necessary purposes
Orthopaedics | Total knee replacement (TKR) | TKR tibial insert | TKR tibial insert - Unconstrained - Crosslinked polyethylene | Smith+Nephew | JOURNEY II Deep Dished INSERT LEFT SZ 1-2 9MM | 74025721 | Standalone | DE0500840 | Active patients aged 65 years and younger
Orthopaedics | Total knee replacement (TKR) | TKR tibial insert | TKR tibial insert - Unconstrained - Crosslinked polyethylene | Smith+Nephew | JOURNEY II Deep Dished INSERT LEFT SZ 1-2 10MM | 74025722 | Standalone | DE0500840 | Active patients aged 65 years and younger
Orthopaedics | Total knee replacement (TKR) | TKR tibial insert | TKR tibial insert - Unconstrained - Crosslinked polyethylene | Smith+Nephew | JOURNEY II Deep Dished INSERT LEFT SZ 1-2 11MM | 74025723 | Standalone | DE0500840 | Active patients aged 65 years and younger
Orthopaedics | Total knee replacement (TKR) | TKR tibial insert | TKR tibial insert - Unconstrained - Crosslinked polyethylene | Smith+Nephew | JOURNEY II Deep Dished INSERT LEFT SZ 1-2 12MM | 74025724 | Standalone | DE0500840 | Active patients aged 65 years and younger
Orthopaedics | Total knee replacement (TKR) | TKR tibial insert | TKR tibial insert - Unconstrained - Crosslinked polyethylene | Smith+Nephew | JOURNEY II Deep Dished INSERT LEFT SZ 1-2 13MM | 74025725 | Standalone | DE0500840 | Active patients aged 65 years and younger
Orthopaedics | Total knee replacement (TKR) | TKR tibial insert | TKR tibial insert - Unconstrained - Crosslinked polyethylene | Smith+Nephew | JOURNEY II Deep Dished INSERT LEFT SZ 1-2 15MM | 74025726 | Standalone | DE0500840 | Active patients aged 65 years and younger
Orthopaedics | Total knee replacement (TKR) | TKR tibial insert | TKR tibial insert - Unconstrained - Crosslinked polyethylene | Smith+Nephew | JOURNEY II Deep Dished INSERT LEFT SZ 1-2 18MM | 74025727 | Standalone | DE0500840 | Active patients aged 65 years and younger
Orthopaedics | Total knee replacement (TKR) | TKR tibial insert | TKR tibial insert - Unconstrained - Crosslinked polyethylene | Smith+Nephew | JOURNEY II Deep Dished INSERT LEFT SZ 1-2 21MM | 74025728 | Standalone | DE0500840 | Active patients aged 65 years and younger
Orthopaedics | Total knee replacement (TKR) | TKR tibial insert | TKR tibial insert - Unconstrained - Crosslinked polyethylene | Smith+Nephew | JOURNEY II Deep Dished INSERT Right SZ 1-2 9MM | 74025711 | Standalone | DE0500840 | Active patients aged 65 years and younger
Orthopaedics | Total knee replacement (TKR) | TKR tibial insert | TKR tibial insert - Unconstrained - Crosslinked polyethylene | Smith+Nephew | JOURNEY II Deep Dished INSERT Right SZ 1-2 10MM | 74025712 | Standalone | DE0500840 | Active patients aged 65 years and younger
Orthopaedics | Total knee replacement (TKR) | TKR tibial insert | TKR tibial insert - Unconstrained - Crosslinked polyethylene | Smith+Nephew | JOURNEY II Deep Dished INSERT Right SZ 1-2 11MM | 74025713 | Standalone | DE0500840 | Active patients aged 65 years and younger
Orthopaedics | Total knee replacement (TKR) | TKR tibial insert | TKR tibial insert - Unconstrained - Crosslinked polyethylene | Smith+Nephew | JOURNEY II Deep Dished INSERT Right SZ 1-2 12MM | 74025714 | Standalone | DE0500840 | Active patients aged 65 years and younger
Orthopaedics | Total knee replacement (TKR) | TKR tibial insert | TKR tibial insert - Unconstrained - Crosslinked polyethylene | Smith+Nephew | JOURNEY II Deep Dished INSERT Right SZ 1-2 13MM | 74025715 | Standalone | DE0500840 | Active patients aged 65 years and younger
Orthopaedics | Total knee replacement (TKR) | TKR tibial insert | TKR tibial insert - Unconstrained - Crosslinked polyethylene | Smith+Nephew | JOURNEY II Deep Dished INSERT Right SZ 1-2 15MM | 74025716 | Standalone | DE0500840 | Active patients aged 65 years and younger
Orthopaedics | Total knee replacement (TKR) | TKR tibial insert | TKR tibial insert - Unconstrained - Crosslinked polyethylene | Smith+Nephew | JOURNEY II Deep Dished INSERT Right SZ 1-2 18MM | 74025717 | Standalone | DE0500840 | Active patients aged 65 years and younger
Orthopaedics | Total knee replacement (TKR) | TKR tibial insert | TKR tibial insert - Unconstrained - Crosslinked polyethylene | Smith+Nephew | JOURNEY II Deep Dished INSERT Right SZ 1-2 21MM | 74025718 | Standalone | DE0500840 | Active patients aged 65 years and younger
Orthopaedics | Total knee replacement (TKR) | TKR tibial insert | TKR tibial insert - Unconstrained - Crosslinked polyethylene | Smith+Nephew | JOURNEY II Deep Dished INSERT LEFT SZ 3-4 9MM | 74025741 | Standalone | DE0500840 | Active patients aged 65 years and younger
Orthopaedics | Total knee replacement (TKR) | TKR tibial insert | TKR tibial insert - Unconstrained - Crosslinked polyethylene | Smith+Nephew | JOURNEY II Deep Dished INSERT LEFT SZ 3-4 10MM | 74025742 | Standalone | DE0500840 | Active patients aged 65 years and younger
Orthopaedics | Total knee replacement (TKR) | TKR tibial insert | TKR tibial insert - Unconstrained - Crosslinked polyethylene | Smith+Nephew | JOURNEY II Deep Dished INSERT LEFT SZ 3-4 11MM | 74025743 | Standalone | DE0500840 | Active patients aged 65 years and younger
Orthopaedics | Total knee replacement (TKR) | TKR tibial insert | TKR tibial insert - Unconstrained - Crosslinked polyethylene | Smith+Nephew | JOURNEY II Deep Dished INSERT LEFT SZ 3-4 12MM | 74025744 | Standalone | DE0500840 | Active patients aged 65 years and younger
Orthopaedics | Total knee replacement (TKR) | TKR tibial insert | TKR tibial insert - Unconstrained - Crosslinked polyethylene | Smith+Nephew | JOURNEY II Deep Dished INSERT LEFT SZ 3-4 13MM | 74025745 | Standalone | DE0500840 | Active patients aged 65 years and younger
Orthopaedics | Total knee replacement (TKR) | TKR tibial insert | TKR tibial insert - Unconstrained - Crosslinked polyethylene | Smith+Nephew | JOURNEY II Deep Dished INSERT LEFT SZ 3-4 15MM | 74025746 | Standalone | DE0500840 | Active patients aged 65 years and younger
Orthopaedics | Total knee replacement (TKR) | TKR tibial insert | TKR tibial insert - Unconstrained - Crosslinked polyethylene | Smith+Nephew | JOURNEY II Deep Dished INSERT LEFT SZ 3-4 18MM | 74025747 | Standalone | DE0500840 | Active patients aged 65 years and younger
Orthopaedics | Total knee replacement (TKR) | TKR tibial insert | TKR tibial insert - Unconstrained - Crosslinked polyethylene | Smith+Nephew | JOURNEY II Deep Dished INSERT LEFT SZ 3-4 21MM | 74025748 | Standalone | DE0500840 | Active patients aged 65 years and younger
Orthopaedics | Total knee replacement (TKR) | TKR tibial insert | TKR tibial insert - Unconstrained - Crosslinked polyethylene | Smith+Nephew | JOURNEY II Deep Dished INSERT Right SZ 3-4 9MM | 74025731 | Standalone | DE0500840 | Active patients aged 65 years and younger
Orthopaedics | Total knee replacement (TKR) | TKR tibial insert | TKR tibial insert - Unconstrained - Crosslinked polyethylene | Smith+Nephew | JOURNEY II Deep Dished INSERT Right SZ 3-4 10MM | 74025732 | Standalone | DE0500840 | Active patients aged 65 years and younger
Orthopaedics | Total knee replacement (TKR) | TKR tibial insert | TKR tibial insert - Unconstrained - Crosslinked polyethylene | Smith+Nephew | JOURNEY II Deep Dished INSERT Right SZ 3-4 11MM | 74025733 | Standalone | DE0500840 | Active patients aged 65 years and younger
Orthopaedics | Total knee replacement (TKR) | TKR tibial insert | TKR tibial insert - Unconstrained - Crosslinked polyethylene | Smith+Nephew | JOURNEY II Deep Dished INSERT Right SZ 3-4 12MM | 74025734 | Standalone | DE0500840 | Active patients aged 65 years and younger
Orthopaedics | Total knee replacement (TKR) | TKR tibial insert | TKR tibial insert - Unconstrained - Crosslinked polyethylene | Smith+Nephew | JOURNEY II Deep Dished INSERT Right SZ 3-4 13MM | 74025735 | Standalone | DE0500840 | Active patients aged 65 years and younger
Orthopaedics | Total knee replacement (TKR) | TKR tibial insert | TKR tibial insert - Unconstrained - Crosslinked polyethylene | Smith+Nephew | JOURNEY II Deep Dished INSERT Right SZ 3-4 15MM | 74025736 | Standalone | DE0500840 | Active patients aged 65 years and younger
Orthopaedics | Total knee replacement (TKR) | TKR tibial insert | TKR tibial insert - Unconstrained - Crosslinked polyethylene | Smith+Nephew | JOURNEY II Deep Dished INSERT Right SZ 3-4 18MM | 74025737 | Standalone | DE0500840 | Active patients aged 65 years and younger
Orthopaedics | Total knee replacement (TKR) | TKR tibial insert | TKR tibial insert - Unconstrained - Crosslinked polyethylene | Smith+Nephew | JOURNEY II Deep Dished INSERT Right SZ 3-4 21MM | 74025738 | Standalone | DE0500840 | Active patients aged 65 years and younger
Orthopaedics | Total knee replacement (TKR) | TKR tibial insert | TKR tibial insert - Unconstrained - Crosslinked polyethylene | Smith+Nephew | JOURNEY II Deep Dished INSERT LEFT SZ 5-6 9MM | 74025761 | Standalone | DE0500840 | Active patients aged 65 years and younger
Orthopaedics | Total knee replacement (TKR) | TKR tibial insert | TKR tibial insert - Unconstrained - Crosslinked polyethylene | Smith+Nephew | JOURNEY II Deep Dished INSERT LEFT SZ 5-6 10MM | 74025762 | Standalone | DE0500840 | Active patients aged 65 years and younger
Orthopaedics | Total knee replacement (TKR) | TKR tibial insert | TKR tibial insert - Unconstrained - Crosslinked polyethylene | Smith+Nephew | JOURNEY II Deep Dished INSERT LEFT SZ 5-6 11MM | 74025763 | Standalone | DE0500840 | Active patients aged 65 years and younger
Orthopaedics | Total knee replacement (TKR) | TKR tibial insert | TKR tibial insert - Unconstrained - Crosslinked polyethylene | Smith+Nephew | JOURNEY II Deep Dished INSERT LEFT SZ 5-6 12MM | 74025764 | Standalone | DE0500840 | Active patients aged 65 years and younger
Orthopaedics | Total knee replacement (TKR) | TKR tibial insert | TKR tibial insert - Unconstrained - Crosslinked polyethylene | Smith+Nephew | JOURNEY II Deep Dished INSERT LEFT SZ 5-6 13MM | 74025765 | Standalone | DE0500840 | Active patients aged 65 years and younger
Orthopaedics | Total knee replacement (TKR) | TKR tibial insert | TKR tibial insert - Unconstrained - Crosslinked polyethylene | Smith+Nephew | JOURNEY II Deep Dished INSERT LEFT SZ 5-6 15MM | 74025766 | Standalone | DE0500840 | Active patients aged 65 years and younger
Orthopaedics | Total knee replacement (TKR) | TKR tibial insert | TKR tibial insert - Unconstrained - Crosslinked polyethylene | Smith+Nephew | JOURNEY II Deep Dished INSERT LEFT SZ 5-6 18MM | 74025767 | Standalone | DE0500840 | Active patients aged 65 years and younger
Orthopaedics | Total knee replacement (TKR) | TKR tibial insert | TKR tibial insert - Unconstrained - Crosslinked polyethylene | Smith+Nephew | JOURNEY II Deep Dished INSERT LEFT SZ 5-6 21MM | 74025768 | Standalone | DE0500840 | Active patients aged 65 years and younger
Orthopaedics | Total knee replacement (TKR) | TKR tibial insert | TKR tibial insert - Unconstrained - Crosslinked polyethylene | Smith+Nephew | JOURNEY II Deep Dished INSERT Right SZ 5-6 9MM | 74025751 | Standalone | DE0500840 | Active patients aged 65 years and younger
Orthopaedics | Total knee replacement (TKR) | TKR tibial insert | TKR tibial insert - Unconstrained - Crosslinked polyethylene | Smith+Nephew | JOURNEY II Deep Dished INSERT Right SZ 5-6 10MM | 74025752 | Standalone | DE0500840 | Active patients aged 65 years and younger
Orthopaedics | Total knee replacement (TKR) | TKR tibial insert | TKR tibial insert - Unconstrained - Crosslinked polyethylene | Smith+Nephew | JOURNEY II Deep Dished INSERT Right SZ 5-6 11MM | 74025753 | Standalone | DE0500840 | Active patients aged 65 years and younger
Orthopaedics | Total knee replacement (TKR) | TKR tibial insert | TKR tibial insert - Unconstrained - Crosslinked polyethylene | Smith+Nephew | JOURNEY II Deep Dished INSERT Right SZ 5-6 12MM | 74025754 | Standalone | DE0500840 | Active patients aged 65 years and younger
Orthopaedics | Total knee replacement (TKR) | TKR tibial insert | TKR tibial insert - Unconstrained - Crosslinked polyethylene | Smith+Nephew | JOURNEY II Deep Dished INSERT Right SZ 5-6 13MM | 74025755 | Standalone | DE0500840 | Active patients aged 65 years and younger
Orthopaedics | Total knee replacement (TKR) | TKR tibial insert | TKR tibial insert - Unconstrained - Crosslinked polyethylene | Smith+Nephew | JOURNEY II Deep Dished INSERT Right SZ 5-6 15MM | 74025756 | Standalone | DE0500840 | Active patients aged 65 years and younger
Orthopaedics | Total knee replacement (TKR) | TKR tibial insert | TKR tibial insert - Unconstrained - Crosslinked polyethylene | Smith+Nephew | JOURNEY II Deep Dished INSERT Right SZ 5-6 18MM | 74025757 | Standalone | DE0500840 | Active patients aged 65 years and younger
Orthopaedics | Total knee replacement (TKR) | TKR tibial insert | TKR tibial insert - Unconstrained - Crosslinked polyethylene | Smith+Nephew | JOURNEY II Deep Dished INSERT Right SZ 5-6 21MM | 74025758 | Standalone | DE0500840 | Active patients aged 65 years and younger
Orthopaedics | Total knee replacement (TKR) | TKR tibial insert | TKR tibial insert - Unconstrained - Crosslinked polyethylene | Smith+Nephew | JOURNEY II Deep Dished INSERT LEFT SZ 7-8 9MM | 74025781 | Standalone | DE0500840 | Active patients aged 65 years and younger
Orthopaedics | Total knee replacement (TKR) | TKR tibial insert | TKR tibial insert - Unconstrained - Crosslinked polyethylene | Smith+Nephew | JOURNEY II Deep Dished INSERT LEFT SZ 7-8 10MM | 74025782 | Standalone | DE0500840 | Active patients aged 65 years and younger
Orthopaedics | Total knee replacement (TKR) | TKR tibial insert | TKR tibial insert - Unconstrained - Crosslinked polyethylene | Smith+Nephew | JOURNEY II Deep Dished INSERT LEFT SZ 7-8 11MM | 74025783 | Standalone | DE0500840 | Active patients aged 65 years and younger
Orthopaedics | Total knee replacement (TKR) | TKR tibial insert | TKR tibial insert - Unconstrained - Crosslinked polyethylene | Smith+Nephew | JOURNEY II Deep Dished INSERT LEFT SZ 7-8 12MM | 74025784 | Standalone | DE0500840 | Active patients aged 65 years and younger
Orthopaedics | Total knee replacement (TKR) | TKR tibial insert | TKR tibial insert - Unconstrained - Crosslinked polyethylene | Smith+Nephew | JOURNEY II Deep Dished INSERT LEFT SZ 7-8 13MM | 74025785 | Standalone | DE0500840 | Active patients aged 65 years and younger
Orthopaedics | Total knee replacement (TKR) | TKR tibial insert | TKR tibial insert - Unconstrained - Crosslinked polyethylene | Smith+Nephew | JOURNEY II Deep Dished INSERT LEFT SZ 7-8 15MM | 74025786 | Standalone | DE0500840 | Active patients aged 65 years and younger
Orthopaedics | Total knee replacement (TKR) | TKR tibial insert | TKR tibial insert - Unconstrained - Crosslinked polyethylene | Smith+Nephew | JOURNEY II Deep Dished INSERT LEFT SZ 7-8 18MM | 74025787 | Standalone | DE0500840 | Active patients aged 65 years and younger
Orthopaedics | Total knee replacement (TKR) | TKR tibial insert | TKR tibial insert - Unconstrained - Crosslinked polyethylene | Smith+Nephew | JOURNEY II Deep Dished INSERT LEFT SZ 7-8 21MM | 74025788 | Standalone | DE0500840 | Active patients aged 65 years and younger
Orthopaedics | Total knee replacement (TKR) | TKR tibial insert | TKR tibial insert - Unconstrained - Crosslinked polyethylene | Smith+Nephew | JOURNEY II Deep Dished INSERT Right SZ 7-8 9MM | 74025771 | Standalone | DE0500840 | Active patients aged 65 years and younger
Orthopaedics | Total knee replacement (TKR) | TKR tibial insert | TKR tibial insert - Unconstrained - Crosslinked polyethylene | Smith+Nephew | JOURNEY II Deep Dished INSERT Right SZ 7-8 10MM | 74025772 | Standalone | DE0500840 | Active patients aged 65 years and younger
Orthopaedics | Total knee replacement (TKR) | TKR tibial insert | TKR tibial insert - Unconstrained - Crosslinked polyethylene | Smith+Nephew | JOURNEY II Deep Dished INSERT Right SZ 7-8 11MM | 74025773 | Standalone | DE0500840 | Active patients aged 65 years and younger
Orthopaedics | Total knee replacement (TKR) | TKR tibial insert | TKR tibial insert - Unconstrained - Crosslinked polyethylene | Smith+Nephew | JOURNEY II Deep Dished INSERT Right SZ 7-8 12MM | 74025774 | Standalone | DE0500840 | Active patients aged 65 years and younger
Orthopaedics | Total knee replacement (TKR) | TKR tibial insert | TKR tibial insert - Unconstrained - Crosslinked polyethylene | Smith+Nephew | JOURNEY II Deep Dished INSERT Right SZ 7-8 13MM | 74025775 | Standalone | DE0500840 | Active patients aged 65 years and younger
Orthopaedics | Total knee replacement (TKR) | TKR tibial insert | TKR tibial insert - Unconstrained - Crosslinked polyethylene | Smith+Nephew | JOURNEY II Deep Dished INSERT Right SZ 7-8 15MM | 74025776 | Standalone | DE0500840 | Active patients aged 65 years and younger
Orthopaedics | Total knee replacement (TKR) | TKR tibial insert | TKR tibial insert - Unconstrained - Crosslinked polyethylene | Smith+Nephew | JOURNEY II Deep Dished INSERT Right SZ 7-8 18MM | 74025777 | Standalone | DE0500840 | Active patients aged 65 years and younger
Orthopaedics | Total knee replacement (TKR) | TKR tibial insert | TKR tibial insert - Unconstrained - Crosslinked polyethylene | Smith+Nephew | JOURNEY II Deep Dished INSERT Right SZ 7-8 21MM | 74025778 | Standalone | DE0500840 | Active patients aged 65 years and younger
Gastroenterology | Brachytherapy (Gastroenterology) | Brachytherapy radiation source (Gastroenterology) | Brachytherapy microsphere | Sirtex Medical Pte Ltd | Sir-Spheres Microspheres | SIR-Y001 | Package | DE0008979 | As per HSA registered indication(s)
Gastroenterology | Brachytherapy (Gastroenterology) | Brachytherapy radiation source (Gastroenterology) | Brachytherapy microsphere | Biocompatibles UK Ltd | TheraSphere Yttrium-90 Glass Microspheres Injection | OTT-SPE-FP-700 (990700.SPE) | Package | DE0012722 | As per HSA registered indication(s)
Urogenital | Brachytherapy (Urogenital) | Brachytherapy radiation source (Urogenital) | Brachytherapy seed | Theragenics Corporation | Therastrand with AgX100 I-125 Custom Loaded in Needles 1 seed, 1 spacer | TG721i | Standalone | DE0503539 | As per HSA registered indication(s)
Urogenital | Brachytherapy (Urogenital) | Brachytherapy radiation source (Urogenital) | Brachytherapy seed | Theragenics Corporation | Therastrand with AgX100 I-125 Custom Loaded in Needles 2 seeds, 2 spacer | TG722i | Standalone | DE0503539 | As per HSA registered indication(s)
Urogenital | Brachytherapy (Urogenital) | Brachytherapy radiation source (Urogenital) | Brachytherapy seed | Theragenics Corporation | Therastrand with AgX100 I-125 Custom Loaded in Needles 3 seeds, 3 spacers | TG723i | Standalone | DE0503539 | As per HSA registered indication(s)
Urogenital | Brachytherapy (Urogenital) | Brachytherapy radiation source (Urogenital) | Brachytherapy seed | Theragenics Corporation | Therastrand with AgX100 I-125 Custom Loaded in Needles 4 seeds, 4 spacers | TG724i | Standalone | DE0503539 | As per HSA registered indication(s)
Urogenital | Brachytherapy (Urogenital) | Brachytherapy radiation source (Urogenital) | Brachytherapy seed | Theragenics Corporation | Therastrand with AgX100 I-125 Custom Loaded in Needles 5 seeds, 5 spacers | TG725i | Standalone | DE0503539 | As per HSA registered indication(s)
Urogenital | Brachytherapy (Urogenital) | Brachytherapy radiation source (Urogenital) | Brachytherapy seed | Theragenics Corporation | Therastrand with AgX100 I-125 Custom Loaded in Needles 6 seeds, 6 spacers | TG726i | Standalone | DE0503539 | As per HSA registered indication(s)
Neurosurgery | Neurovascular flow diversion | Neurovascular occlusion or flow disruption device | Aneurysm clip | Aesculap AG | YASARGIL TI PERM CLIP 3.5MM FEN 3/8.1 | FT597T | Standalone | DE0003016 | As per HSA registered indication(s)
Neurosurgery | Neurovascular flow diversion | Neurovascular occlusion or flow disruption device | Aneurysm clip | Aesculap AG | YASARGIL TI PERM CLIP 3.5MM FEN 4/9.1 | FT598T | Standalone | DE0003016 | As per HSA registered indication(s)
Neurosurgery | Neurovascular flow diversion | Neurovascular occlusion or flow disruption device | Aneurysm clip | Aesculap AG | YASARGIL TI PERM CLIP 3.5MM FEN 5/10.1 | FT599T | Standalone | DE0003016 | As per HSA registered indication(s)
Neurosurgery | Neurovascular flow diversion | Neurovascular occlusion or flow disruption device | Aneurysm clip | Aesculap AG | YASARGIL TI PERM STD-CLIP3.5FENSTR6MM | FT600T | Standalone | DE0003016 | As per HSA registered indication(s)
Neurosurgery | Neurovascular flow diversion | Neurovascular occlusion or flow disruption device | Aneurysm clip | Aesculap AG | YASARGIL TIPERM STD-CLIP3.5FENFDANG5MM | FT602T | Standalone | DE0003016 | As per HSA registered indication(s)
Neurosurgery | Neurovascular flow diversion | Neurovascular occlusion or flow disruption device | Aneurysm clip | Aesculap AG | YASARGIL TI PERM STD-CLIP FWD-ANG6.1MM | FT603T | Standalone | DE0003016 | As per HSA registered indication(s)
Neurosurgery | Neurovascular flow diversion | Neurovascular occlusion or flow disruption device | Aneurysm clip | Aesculap AG | YASARGIL TIPERM STD-CLIP3.5FENFDANG5MM | FT604T | Standalone | DE0003016 | As per HSA registered indication(s)
Neurosurgery | Neurovascular flow diversion | Neurovascular occlusion or flow disruption device | Aneurysm clip | Aesculap AG | YASARGIL TI PERM STD-CLIP3.5FENSTR9MM | FT610T | Standalone | DE0003016 | As per HSA registered indication(s)
Neurosurgery | Neurovascular flow diversion | Neurovascular occlusion or flow disruption device | Aneurysm clip | Aesculap AG | YASARGIL TI PERM STD3.5FENFDANG 7.5MM | FT612T | Standalone | DE0003016 | As per HSA registered indication(s)
Neurosurgery | Neurovascular flow diversion | Neurovascular occlusion or flow disruption device | Aneurysm clip | Aesculap AG | YASARGIL TI PERM STD-CLIP FWD-ANG 8MM | FT613T | Standalone | DE0003016 | As per HSA registered indication(s)
Neurosurgery | Neurovascular flow diversion | Neurovascular occlusion or flow disruption device | Aneurysm clip | Aesculap AG | YASARGIL TIPERM STDCLIP3.5FENRTANG7.5MM | FT614T | Standalone | DE0003016 | As per HSA registered indication(s)
Neurosurgery | Neurovascular flow diversion | Neurovascular occlusion or flow disruption device | Aneurysm clip | Aesculap AG | YASARGIL TIPERM STD-CLIP 3.5FENSTR 12MM | FT620T | Standalone | DE0003016 | As per HSA registered indication(s)
Neurosurgery | Neurovascular flow diversion | Neurovascular occlusion or flow disruption device | Aneurysm clip | Aesculap AG | YASARGIL TIPERM STDCLIP3.5FENFDANG10MM | FT622T | Standalone | DE0003016 | As per HSA registered indication(s)
Neurosurgery | Neurovascular flow diversion | Neurovascular occlusion or flow disruption device | Aneurysm clip | Aesculap AG | YASARGIL TI PERM STD-CLIPFWD-ANG10.6MM | FT623T | Standalone | DE0003016 | As per HSA registered indication(s)
Neurosurgery | Neurovascular flow diversion | Neurovascular occlusion or flow disruption device | Aneurysm clip | Aesculap AG | YASARGIL TI PERM CLIP 5.0MM FEN 3/98 | FT637T | Standalone | DE0003016 | As per HSA registered indication(s)
Neurosurgery | Neurovascular flow diversion | Neurovascular occlusion or flow disruption device | Aneurysm clip | Aesculap AG | YASARGIL TI PERM CLIP 5.0MM FEN 4/10.8 | FT638T | Standalone | DE0003016 | As per HSA registered indication(s)
Neurosurgery | Neurovascular flow diversion | Neurovascular occlusion or flow disruption device | Aneurysm clip | Aesculap AG | YASARGIL TI PERM CLIP 5.0MM FEN 5/11.8 | FT639T | Standalone | DE0003016 | As per HSA registered indication(s)
Neurosurgery | Neurovascular flow diversion | Neurovascular occlusion or flow disruption device | Aneurysm clip | Aesculap AG | YASARGIL TI PERM STD-CLIP5.0FENSTR6MM | FT640T | Standalone | DE0003016 | As per HSA registered indication(s)
Neurosurgery | Neurovascular flow diversion | Neurovascular occlusion or flow disruption device | Aneurysm clip | Aesculap AG | YASARGIL TI STD-CLIP 45DG 5.0FEN 5MM | FT642T | Standalone | DE0003016 | As per HSA registered indication(s)
Neurosurgery | Neurovascular flow diversion | Neurovascular occlusion or flow disruption device | Aneurysm clip | Aesculap AG | YASARGIL TIPERM STDCLIP5.0FENRTANG 5MM | FT644T | Standalone | DE0003016 | As per HSA registered indication(s)
Neurosurgery | Neurovascular flow diversion | Neurovascular occlusion or flow disruption device | Aneurysm clip | Aesculap AG | YASARGIL TI PERM STD-CLIP5.0FENSTR9MM | FT650T | Standalone | DE0003016 | As per HSA registered indication(s)
Neurosurgery | Neurovascular flow diversion | Neurovascular occlusion or flow disruption device | Aneurysm clip | Aesculap AG | YASARGIL TIPERM STDCLIP5.0FENFDANG7.5MM | FT652T | Standalone | DE0003016 | As per HSA registered indication(s)
Neurosurgery | Neurovascular flow diversion | Neurovascular occlusion or flow disruption device | Aneurysm clip | Aesculap AG | YASARGIL TIPERM STDCLIP5.0FENRTANG7.5MM | FT654T | Standalone | DE0003016 | As per HSA registered indication(s)
Neurosurgery | Neurovascular flow diversion | Neurovascular occlusion or flow disruption device | Aneurysm clip | Aesculap AG | YASARGIL TIPERM STDCLIP5.0FENFDANG 10MM | FT662T | Standalone | DE0003016 | As per HSA registered indication(s)
Neurosurgery | Neurovascular flow diversion | Neurovascular occlusion or flow disruption device | Aneurysm clip | Aesculap AG | YASARGIL TI PERM MINI-CLIP STRNARR3MM | FT680T | Standalone | DE0003016 | As per HSA registered indication(s)
Neurosurgery | Neurovascular flow diversion | Neurovascular occlusion or flow disruption device | Aneurysm clip | Aesculap AG | YASARGIL TI PERM MINI-CLIPSLT-CVDNARR | FT682T | Standalone | DE0003016 | As per HSA registered indication(s)
Neurosurgery | Neurovascular flow diversion | Neurovascular occlusion or flow disruption device | Aneurysm clip | Aesculap AG | YASARGIL TI PERM MINI-CLIP STRNARR5MM | FT690T | Standalone | DE0003016 | As per HSA registered indication(s)
Neurosurgery | Neurovascular flow diversion | Neurovascular occlusion or flow disruption device | Aneurysm clip | Aesculap AG | YASARGIL TI PERM MINISLT-CVDNARR4.7MM | FT692T | Standalone | DE0003016 | As per HSA registered indication(s)
Neurosurgery | Neurovascular flow diversion | Neurovascular occlusion or flow disruption device | Aneurysm clip | Aesculap AG | YASARGIL TI PERM MINI-CLIP CVDNARR4MM | FT694T | Standalone | DE0003016 | As per HSA registered indication(s)
Neurosurgery | Neurovascular flow diversion | Neurovascular occlusion or flow disruption device | Aneurysm clip | Aesculap AG | YASARGIL TI PERM MINI-CLIP STR 3MM | FT700T | Standalone | DE0003016 | As per HSA registered indication(s)
Neurosurgery | Neurovascular flow diversion | Neurovascular occlusion or flow disruption device | Aneurysm clip | Aesculap AG | YASARGIL TI PERM MINI-CLIP STR 5MM | FT710T | Standalone | DE0003016 | As per HSA registered indication(s)
Neurosurgery | Neurovascular flow diversion | Neurovascular occlusion or flow disruption device | Aneurysm clip | Aesculap AG | YASARGIL TI PERM MINI-CLIP SLT-CVD 4MM | FT711T | Standalone | DE0003016 | As per HSA registered indication(s)
Neurosurgery | Neurovascular flow diversion | Neurovascular occlusion or flow disruption device | Aneurysm clip | Aesculap AG | YASARGIL TI PERM MINI-CLIPSLT-CVD4.7MM | FT712T | Standalone | DE0003016 | As per HSA registered indication(s)
Neurosurgery | Neurovascular flow diversion | Neurovascular occlusion or flow disruption device | Aneurysm clip | Aesculap AG | YASARGIL TI PERM MINI-CLIPLGT-CVD4.0MM | FT713T | Standalone | DE0003016 | As per HSA registered indication(s)
Neurosurgery | Neurovascular flow diversion | Neurovascular occlusion or flow disruption device | Aneurysm clip | Aesculap AG | YASARGIL TI PERM MINI-CLIP CVD 3.9MM | FT714T | Standalone | DE0003016 | As per HSA registered indication(s)
Neurosurgery | Neurovascular flow diversion | Neurovascular occlusion or flow disruption device | Aneurysm clip | Aesculap AG | YASARGIL TI PERM MINI-CLIP LAT-ANG 5MM | FT716T | Standalone | DE0003016 | As per HSA registered indication(s)
Neurosurgery | Neurovascular flow diversion | Neurovascular occlusion or flow disruption device | Aneurysm clip | Aesculap AG | YASARGIL TI PERM MINI-CLIPLAT-CVD6.3MM | FT717T | Standalone | DE0003016 | As per HSA registered indication(s)
Neurosurgery | Neurovascular flow diversion | Neurovascular occlusion or flow disruption device | Aneurysm clip | Aesculap AG | YASARGIL TI PERM MINI-CLIP STR 7MM | FT720T | Standalone | DE0003016 | As per HSA registered indication(s)
Neurosurgery | Neurovascular flow diversion | Neurovascular occlusion or flow disruption device | Aneurysm clip | Aesculap AG | YASARGIL TI PERM MINI-CLIPLGT-CVD6.6MM | FT722T | Standalone | DE0003016 | As per HSA registered indication(s)
Neurosurgery | Neurovascular flow diversion | Neurovascular occlusion or flow disruption device | Aneurysm clip | Aesculap AG | YASARGIL TI PERM MINI-CLIP CVD 5MM | FT724T | Standalone | DE0003016 | As per HSA registered indication(s)
Neurosurgery | Neurovascular flow diversion | Neurovascular occlusion or flow disruption device | Aneurysm clip | Aesculap AG | YASARGIL TI PERM MINI-CLIPLGT-CVD5.2MM | FT726T | Standalone | DE0003016 | As per HSA registered indication(s)
Neurosurgery | Neurovascular flow diversion | Neurovascular occlusion or flow disruption device | Aneurysm clip | Aesculap AG | YASARGIL TI PERM MINI-CLIP BAYO 4MM | FT727T | Standalone | DE0003016 | As per HSA registered indication(s)
Neurosurgery | Neurovascular flow diversion | Neurovascular occlusion or flow disruption device | Aneurysm clip | Aesculap AG | YASARGIL TI PERM MINI-CLIP BAYO 7MM | FT728D | Standalone | DE0003016 | As per HSA registered indication(s)
Neurosurgery | Neurovascular flow diversion | Neurovascular occlusion or flow disruption device | Aneurysm clip | Aesculap AG | YASARGIL TI PERM STD-CLIP STR 7MM | FT740T | Standalone | DE0003016 | As per HSA registered indication(s)
Neurosurgery | Neurovascular flow diversion | Neurovascular occlusion or flow disruption device | Aneurysm clip | Aesculap AG | YASARGIL TI PERM STD-CLIPSLT-CVD 6.5MM | FT742T | Standalone | DE0003016 | As per HSA registered indication(s)
Neurosurgery | Neurovascular flow diversion | Neurovascular occlusion or flow disruption device | Aneurysm clip | Aesculap AG | YASARGIL TI PERM STD-CLIP CVD 5.4MM | FT744T | Standalone | DE0003016 | As per HSA registered indication(s)
Neurosurgery | Neurovascular flow diversion | Neurovascular occlusion or flow disruption device | Aneurysm clip | Aesculap AG | YASARGIL TI PERM STD-CLIP LAT-ANG 7MM | FT746T | Standalone | DE0003016 | As per HSA registered indication(s)
Neurosurgery | Neurovascular flow diversion | Neurovascular occlusion or flow disruption device | Aneurysm clip | Aesculap AG | YASARGIL TI PERM STD-CLIPLAT-CVD 8.6MM | FT747T | Standalone | DE0003016 | As per HSA registered indication(s)
Neurosurgery | Neurovascular flow diversion | Neurovascular occlusion or flow disruption device | Aneurysm clip | Aesculap AG | YASARGIL TI PERM STD-CLIP BAYO 7MM | FT748T | Standalone | DE0003016 | As per HSA registered indication(s)
Neurosurgery | Neurovascular flow diversion | Neurovascular occlusion or flow disruption device | Aneurysm clip | Aesculap AG | YASARGIL TI PERM STD-CLIP STR 9MM | FT750T | Standalone | DE0003016 | As per HSA registered indication(s)
Neurosurgery | Neurovascular flow diversion | Neurovascular occlusion or flow disruption device | Aneurysm clip | Aesculap AG | YASARGIL TI PERM STD-CLIPSLT-CVD 8.3MM | FT752T | Standalone | DE0003016 | As per HSA registered indication(s)
Neurosurgery | Neurovascular flow diversion | Neurovascular occlusion or flow disruption device | Aneurysm clip | Aesculap AG | YASARGIL TI PERM STD-CLIP CVD 6.4MM | FT754T | Standalone | DE0003016 | As per HSA registered indication(s)
Neurosurgery | Neurovascular flow diversion | Neurovascular occlusion or flow disruption device | Aneurysm clip | Aesculap AG | YASARGIL TI PERM STD-CLIP BAYO 9MM | FT758T | Standalone | DE0003016 | As per HSA registered indication(s)
Neurosurgery | Neurovascular flow diversion | Neurovascular occlusion or flow disruption device | Aneurysm clip | Aesculap AG | YASARGIL TI PERM STD-CLIP BAYO 12MM | FT759T | Standalone | DE0003016 | As per HSA registered indication(s)
Neurosurgery | Neurovascular flow diversion | Neurovascular occlusion or flow disruption device | Aneurysm clip | Aesculap AG | YASARGIL TI PERM STD-CLIP STR 11MM | FT760T | Standalone | DE0003016 | As per HSA registered indication(s)
Neurosurgery | Neurovascular flow diversion | Neurovascular occlusion or flow disruption device | Aneurysm clip | Aesculap AG | YASARGIL TI PERM STD-CLIPLAT-ANG11.4MM | FT761T | Standalone | DE0003016 | As per HSA registered indication(s)
Neurosurgery | Neurovascular flow diversion | Neurovascular occlusion or flow disruption device | Aneurysm clip | Aesculap AG | YASARGIL TI PERM STD-CLIPSLT-CVD10.2MM | FT762T | Standalone | DE0003016 | As per HSA registered indication(s)
Neurosurgery | Neurovascular flow diversion | Neurovascular occlusion or flow disruption device | Aneurysm clip | Aesculap AG | YASARGIL TI PERM STD-CLIPFWD-ANG11.8MM | FT763T | Standalone | DE0003016 | As per HSA registered indication(s)
Neurosurgery | Neurovascular flow diversion | Neurovascular occlusion or flow disruption device | Aneurysm clip | Aesculap AG | YASARGIL TI PERM STD-CLIP CVD 8MM | FT764T | Standalone | DE0003016 | As per HSA registered indication(s)
Neurosurgery | Neurovascular flow diversion | Neurovascular occlusion or flow disruption device | Aneurysm clip | Aesculap AG | YASARGIL TI PERM STDRT ANG 2.5BAYO 5MM | FT770T | Standalone | DE0003016 | As per HSA registered indication(s)
Neurosurgery | Neurovascular flow diversion | Neurovascular occlusion or flow disruption device | Aneurysm clip | Aesculap AG | YASARGIL TI PERM STDRT ANG 3.5BAYO 5MM | FT771T | Standalone | DE0003016 | As per HSA registered indication(s)
Neurosurgery | Neurovascular flow diversion | Neurovascular occlusion or flow disruption device | Aneurysm clip | Aesculap AG | YASARGIL TI PERM STDRT ANG 4.5BAYO 5MM | FT772T | Standalone | DE0003016 | As per HSA registered indication(s)
Neurosurgery | Neurovascular flow diversion | Neurovascular occlusion or flow disruption device | Aneurysm clip | Aesculap AG | YASARGIL TI PERM STE-CLIP LAT-ANG7.8MM | FT773T | Standalone | DE0003016 | As per HSA registered indication(s)
Neurosurgery | Neurovascular flow diversion | Neurovascular occlusion or flow disruption device | Aneurysm clip | Aesculap AG | YASARGIL TI PERM STD-CLIP STR 15MM | FT780D | Standalone | DE0003016 | As per HSA registered indication(s)
Neurosurgery | Neurovascular flow diversion | Neurovascular occlusion or flow disruption device | Aneurysm clip | Aesculap AG | YASARGIL TI PERM STD-CLIPSLT-CVD13.7MM | FT782T | Standalone | DE0003016 | As per HSA registered indication(s)
Neurosurgery | Neurovascular flow diversion | Neurovascular occlusion or flow disruption device | Aneurysm clip | Aesculap AG | YASARGIL TI PERM STD-CLIP CVD 10.3MM | FT784T | Standalone | DE0003016 | As per HSA registered indication(s)
Neurosurgery | Neurovascular flow diversion | Neurovascular occlusion or flow disruption device | Aneurysm clip | Aesculap AG | YASARGIL TI PERM STD-CLIPSLT-CVD15.3MM | FT786T | Standalone | DE0003016 | As per HSA registered indication(s)
Neurosurgery | Neurovascular flow diversion | Neurovascular occlusion or flow disruption device | Aneurysm clip | Aesculap AG | YASARGIL TI PERM STD-CLIP STR 20MM | FT790D | Standalone | DE0003016 | As per HSA registered indication(s)
Neurosurgery | Neurovascular flow diversion | Neurovascular occlusion or flow disruption device | Aneurysm clip | Aesculap AG | YASARGIL TI PERM STD-CLIP STR 17.5MM | FT792D | Standalone | DE0003016 | As per HSA registered indication(s)
Neurosurgery | Neurovascular flow diversion | Neurovascular occlusion or flow disruption device | Aneurysm clip | Aesculap AG | YASARGIL TI PERM MINI-CLIP FWD-ANG 7MM | FT806T | Standalone | DE0003016 | As per HSA registered indication(s)
Neurosurgery | Neurovascular flow diversion | Neurovascular occlusion or flow disruption device | Aneurysm clip | Aesculap AG | YASARGIL TI PERM MINI-CLIPLAT-ANG4.7MM | FT807T | Standalone | DE0003016 | As per HSA registered indication(s)
Neurosurgery | Neurovascular flow diversion | Neurovascular occlusion or flow disruption device | Aneurysm clip | Aesculap AG | YASARGIL TI PERM STD-CLIPFWD-ANG 9MM | FT810T | Standalone | DE0003016 | As per HSA registered indication(s)
Neurosurgery | Neurovascular flow diversion | Neurovascular occlusion or flow disruption device | Aneurysm clip | Aesculap AG | YASARGIL TI PERM STD-CLIP RT-ANG 5MM | FT819T | Standalone | DE0003016 | As per HSA registered indication(s)
Neurosurgery | Neurovascular flow diversion | Neurovascular occlusion or flow disruption device | Aneurysm clip | Aesculap AG | YASARGIL TI PERM STD-CLIP RT-ANG 7MM | FT820T | Standalone | DE0003016 | As per HSA registered indication(s)
Neurosurgery | Neurovascular flow diversion | Neurovascular occlusion or flow disruption device | Aneurysm clip | Aesculap AG | YASARGIL TI PERM STD-CLIP RT-ANG 10MM | FT822T | Standalone | DE0003016 | As per HSA registered indication(s)
Neurosurgery | Neurovascular flow diversion | Neurovascular occlusion or flow disruption device | Aneurysm clip | Aesculap AG | YASARGIL TI PERM STD-CLIPSTRG-CVD7.4MM | FT823T | Standalone | DE0003016 | As per HSA registered indication(s)
Neurosurgery | Neurovascular flow diversion | Neurovascular occlusion or flow disruption device | Aneurysm clip | Aesculap AG | YASARGIL TI PERM STD-CLIPSTRG-CVD8.4MM | FT824T | Standalone | DE0003016 | As per HSA registered indication(s)
Neurosurgery | Neurovascular flow diversion | Neurovascular occlusion or flow disruption device | Aneurysm clip | Aesculap AG | YASARGIL TI PERM STD STRG-CVD 10.5MM | FT825T | Standalone | DE0003016 | As per HSA registered indication(s)
Neurosurgery | Neurovascular flow diversion | Neurovascular occlusion or flow disruption device | Aneurysm clip | Aesculap AG | YASARGIL TI PERM STD-CLIP OVER-ANG 7MM | FT830T | Standalone | DE0003016 | As per HSA registered indication(s)
Neurosurgery | Neurovascular flow diversion | Neurovascular occlusion or flow disruption device | Aneurysm clip | Aesculap AG | YASARGIL TI PERM STD-CLIP SPOON 9.3MM | FT832T | Standalone | DE0003016 | As per HSA registered indication(s)
Neurosurgery | Neurovascular flow diversion | Neurovascular occlusion or flow disruption device | Aneurysm clip | Aesculap AG | YASARGIL TI PERM STD-CLIP SPOON 11.3MM | FT833T | Standalone | DE0003016 | As per HSA registered indication(s)
Neurosurgery | Neurovascular flow diversion | Neurovascular occlusion or flow disruption device | Aneurysm clip | Aesculap AG | YASARGIL CLIP STD.PERMANENT 6.7MM | FT850T | Standalone | DE0003016 | As per HSA registered indication(s)
Neurosurgery | Neurovascular flow diversion | Neurovascular occlusion or flow disruption device | Aneurysm clip | Aesculap AG | YASARGIL CLIP STD.PERMANENT 9.0MM | FT851T | Standalone | DE0003016 | As per HSA registered indication(s)
Neurosurgery | Neurovascular flow diversion | Neurovascular occlusion or flow disruption device | Aneurysm clip | Aesculap AG | YASARGIL TI BOOSTER CLIP | FT900T | Standalone | DE0003016 | As per HSA registered indication(s)
Neurosurgery | Neurovascular flow diversion | Neurovascular occlusion or flow disruption device | Aneurysm clip | Aesculap AG | YASARGIL CLIP STD.PERM.WINDOW 3.5/3MM | FT902T | Standalone | DE0003016 | As per HSA registered indication(s)
Neurosurgery | Neurovascular flow diversion | Neurovascular occlusion or flow disruption device | Aneurysm clip | Aesculap AG | YASARGIL CLIP STD.PERM.FENESTRATED 3.0MM | FT904T | Standalone | DE0003016 | As per HSA registered indication(s)
Neurosurgery | Neural defects repair | Dural defects repair device | Dural sealant | Integra LifeSciences Corporation | (new art # (202050-SP) Duraseal Cranial Sealant System 5 ml, 1 ea | 202050 | Package | DE0005925 | As per HSA registered indication(s)
Neurosurgery | Neural defects repair | Dural defects repair device | Dural sealant | Integra LifeSciences Corporation | Duraseal Exact Spine Sealant System 5ml, 1 pc | 206520 | Package | DE0005925 | As per HSA registered indication(s)
Neurosurgery | Neural defects repair | Dural defects repair device | Dural patch | Aesculap AG | NEURO-PATCH 1.5X3CM | 1064061 | Package | DE0003006 | As per HSA registered indication(s)
Neurosurgery | Neural defects repair | Dural defects repair device | Dural patch | Tutogen Medical GmbH | Tutopatch 20 x 30 mm | 68350 | Standalone | DE0002496 | As per HSA registered indication(s)
Neurosurgery | Neural defects repair | Dural defects repair device | Dural patch | Tutogen Medical GmbH | Tutopatch 15 x20mm | 68356 | Standalone | DE0002496 | As per HSA registered indication(s)
Neurosurgery | Neural defects repair | Dural defects repair device | Dural patch | Aesculap AG | LYOPLANT ONLAY 7.5X7.5CM | 1067040 | Standalone | DE0502433 | As per HSA registered indication(s)
Neurosurgery | Neural defects repair | Dural defects repair device | Dural patch | Aesculap AG | LYOPLANT ONLAY 10.0X12.5CM | 1067050 | Standalone | DE0502433 | As per HSA registered indication(s)
Neurosurgery | Neural defects repair | Dural defects repair device | Dural patch | Synovis Life Technologies, Inc. (USA) | DURA-GUARD 6X8CM | DG0608SN | Standalone | DE0003911 | As per HSA registered indication(s)
Neurosurgery | Neural defects repair | Dural defects repair device | Dural patch | Synovis Life Technologies, Inc. (USA) | DURA-GUARD 8X14CM | DG0814SN | Standalone | DE0003911 | As per HSA registered indication(s)
Neurosurgery | Neural defects repair | Dural defects repair device | Dural patch | Synovis Life Technologies, Inc. (USA) | DURA-GUARD 10X16CM | DG1016SN | Standalone | DE0003911 | As per HSA registered indication(s)
Neurosurgery | Neural defects repair | Dural defects repair device | Dural patch | Cook Medical | ENT-CBD-7X8.5 Biodesign Duraplasty Graft | ENT-CBD-7X8.5 | Standalone | DE0501056 | As per HSA registered indication(s)
Neurosurgery | Neural defects repair | Dural defects repair device | Dural patch | Integra LifeSciences Corporation | Duragen Plus (12.5cm x 17.5cm) (5 x 7), ea | DP-1057I | Standalone | DE0007246 | As per HSA registered indication(s)
Neurosurgery | Neural defects repair | Dural defects repair device | Dural patch | Aesculap AG | NEURO-PATCH 12X14CM | 1064002 | Standalone | DE0003006 | As per HSA registered indication(s)
Neurosurgery | Neural defects repair | Dural defects repair device | Dural patch | Aesculap AG | NEURO-PATCH 6X14CM | 1064010 | Standalone | DE0003006 | As per HSA registered indication(s)
Neurosurgery | Neural defects repair | Dural defects repair device | Dural patch | Aesculap AG | NEURO-PATCH 8X9CM | 1064020 | Standalone | DE0003006 | As per HSA registered indication(s)
Neurosurgery | Neural defects repair | Dural defects repair device | Dural patch | Aesculap AG | NEURO-PATCH 6X8CM | 1064029 | Standalone | DE0003006 | As per HSA registered indication(s)
Neurosurgery | Neural defects repair | Dural defects repair device | Dural patch | Aesculap AG | NEURO-PATCH 4X10CM | 1064037 | Standalone | DE0003006 | As per HSA registered indication(s)
Neurosurgery | Neural defects repair | Dural defects repair device | Dural patch | Aesculap AG | NEURO-PATCH 5X6CM | 1064040 | Standalone | DE0003006 | As per HSA registered indication(s)
Neurosurgery | Neural defects repair | Dural defects repair device | Dural patch | Tutogen Medical GmbH | Tutopatch 40 x 50mm | 68351 | Standalone | DE0002496 | As per HSA registered indication(s)
Neurosurgery | Neural defects repair | Dural defects repair device | Dural patch | Tutogen Medical GmbH | Tutopatch 40 x 100mm | 68352 | Standalone | DE0002496 | As per HSA registered indication(s)
Neurosurgery | Neural defects repair | Dural defects repair device | Dural patch | Tutogen Medical GmbH | Tutopatch 60 x80mm | 68353 | Standalone | DE0002496 | As per HSA registered indication(s)
Neurosurgery | Neural defects repair | Dural defects repair device | Dural patch | Tutogen Medical GmbH | Tutopatch 120 x 160mm | 68355 | Standalone | DE0002496 | As per HSA registered indication(s)
Neurosurgery | Neural defects repair | Dural defects repair device | Dural patch | Tutogen Medical GmbH | Tutopatch 20 x100mm | 68357 | Standalone | DE0002496 | As per HSA registered indication(s)
Neurosurgery | Neural defects repair | Dural defects repair device | Dural patch | Tutogen Medical GmbH | Tutopatch 30 x40mm | 68358 | Standalone | DE0002496 | As per HSA registered indication(s)
Neurosurgery | Neural defects repair | Dural defects repair device | Dural patch | Tutogen Medical GmbH | Tutopatch 80 x110mm | 68367 | Standalone | DE0002496 | As per HSA registered indication(s)
Neurosurgery | Neural defects repair | Dural defects repair device | Dural patch | Aesculap AG | NEURO-PATCH 4X5CM | 1064045 | Package | DE0003006 | As per HSA registered indication(s)
Neurosurgery | Neural defects repair | Dural defects repair device | Dural patch | Aesculap AG | NEURO-PATCH 2X10CM | 1064053 | Package | DE0003006 | As per HSA registered indication(s)
Neurosurgery | Neural defects repair | Dural defects repair device | Dural patch | Integra LifeSciences Corporation | Duragen Plus (5cm x 5cm) (2 x 2), ea | DP-1022I | Package | DE0007246 | As per HSA registered indication(s)
Neurosurgery | Neural defects repair | Dural defects repair device | Dural patch | Integra LifeSciences Corporation | Duragen Plus (7.5cm x 7.5cm) (3 x 3), ea | DP-1033I | Package | DE0007246 | As per HSA registered indication(s)
Neurosurgery | Neural defects repair | Dural defects repair device | Dural patch | Integra LifeSciences Corporation | Duragen Plus (10cm x 12.5cm) (4 x 5), ea | DP-1045I | Package | DE0007246 | As per HSA registered indication(s)
Vascular | Vascular patency | Vascular stent graft | Vascular stent graft | LIFE VASCULAR DEVICES BIOTECH, S.L. | iCover Peripheral balloon expandable PTFE covered stent system | SPCBCC35080050017 | Standalone | DE0508502 | As per HSA registered indication(s)
Vascular | Vascular patency | Vascular stent graft | Vascular stent graft | LIFE VASCULAR DEVICES BIOTECH, S.L. | iCover Peripheral balloon expandable PTFE covered stent system | SPCBCC35080050027 | Standalone | DE0508502 | As per HSA registered indication(s)
Vascular | Vascular patency | Vascular stent graft | Vascular stent graft | LIFE VASCULAR DEVICES BIOTECH, S.L. | iCover Peripheral balloon expandable PTFE covered stent system | SPCBCC35080050037 | Standalone | DE0508502 | As per HSA registered indication(s)
Vascular | Vascular patency | Vascular stent graft | Vascular stent graft | LIFE VASCULAR DEVICES BIOTECH, S.L. | iCover Peripheral balloon expandable PTFE covered stent system | SPCBCC35080050057 | Standalone | DE0508502 | As per HSA registered indication(s)
Vascular | Vascular patency | Vascular stent graft | Vascular stent graft | LIFE VASCULAR DEVICES BIOTECH, S.L. | iCover Peripheral balloon expandable PTFE covered stent system | SPCBCC35080060017 | Standalone | DE0508502 | As per HSA registered indication(s)
Vascular | Vascular patency | Vascular stent graft | Vascular stent graft | LIFE VASCULAR DEVICES BIOTECH, S.L. | iCover Peripheral balloon expandable PTFE covered stent system | SPCBCC35080060027 | Standalone | DE0508502 | As per HSA registered indication(s)
Vascular | Vascular patency | Vascular stent graft | Vascular stent graft | LIFE VASCULAR DEVICES BIOTECH, S.L. | iCover Peripheral balloon expandable PTFE covered stent system | SPCBCC35080060037 | Standalone | DE0508502 | As per HSA registered indication(s)
Vascular | Vascular patency | Vascular stent graft | Vascular stent graft | LIFE VASCULAR DEVICES BIOTECH, S.L. | iCover Peripheral balloon expandable PTFE covered stent system | SPCBCC35080060057 | Standalone | DE0508502 | As per HSA registered indication(s)
Vascular | Vascular patency | Vascular stent graft | Vascular stent graft | LIFE VASCULAR DEVICES BIOTECH, S.L. | iCover Peripheral balloon expandable PTFE covered stent system | SPCBCC35080070017 | Standalone | DE0508502 | As per HSA registered indication(s)
Vascular | Vascular patency | Vascular stent graft | Vascular stent graft | LIFE VASCULAR DEVICES BIOTECH, S.L. | iCover Peripheral balloon expandable PTFE covered stent system | SPCBCC35080070027 | Standalone | DE0508502 | As per HSA registered indication(s)
Vascular | Vascular patency | Vascular stent graft | Vascular stent graft | LIFE VASCULAR DEVICES BIOTECH, S.L. | iCover Peripheral balloon expandable PTFE covered stent system | SPCBCC35080070037 | Standalone | DE0508502 | As per HSA registered indication(s)
Vascular | Vascular patency | Vascular stent graft | Vascular stent graft | LIFE VASCULAR DEVICES BIOTECH, S.L. | iCover Peripheral balloon expandable PTFE covered stent system | SPCBCC35080070057 | Standalone | DE0508502 | As per HSA registered indication(s)
Vascular | Vascular patency | Vascular stent graft | Vascular stent graft | LIFE VASCULAR DEVICES BIOTECH, S.L. | iCover Peripheral balloon expandable PTFE covered stent system | SPCBCC35080080017 | Standalone | DE0508502 | As per HSA registered indication(s)
Vascular | Vascular patency | Vascular stent graft | Vascular stent graft | LIFE VASCULAR DEVICES BIOTECH, S.L. | iCover Peripheral balloon expandable PTFE covered stent system | SPCBCC35080080027 | Standalone | DE0508502 | As per HSA registered indication(s)
Vascular | Vascular patency | Vascular stent graft | Vascular stent graft | LIFE VASCULAR DEVICES BIOTECH, S.L. | iCover Peripheral balloon expandable PTFE covered stent system | SPCBCC35080080037 | Standalone | DE0508502 | As per HSA registered indication(s)
Vascular | Vascular patency | Vascular stent graft | Vascular stent graft | LIFE VASCULAR DEVICES BIOTECH, S.L. | iCover Peripheral balloon expandable PTFE covered stent system | SPCBCC35080080057 | Standalone | DE0508502 | As per HSA registered indication(s)
Vascular | Vascular patency | Vascular stent graft | Vascular stent graft | LIFE VASCULAR DEVICES BIOTECH, S.L. | iCover Peripheral balloon expandable PTFE covered stent system | SPCBCC35080090027 | Standalone | DE0508502 | As per HSA registered indication(s)
Vascular | Vascular patency | Vascular stent graft | Vascular stent graft | LIFE VASCULAR DEVICES BIOTECH, S.L. | iCover Peripheral balloon expandable PTFE covered stent system | SPCBCC35080090037 | Standalone | DE0508502 | As per HSA registered indication(s)
Vascular | Vascular patency | Vascular stent graft | Vascular stent graft | LIFE VASCULAR DEVICES BIOTECH, S.L. | iCover Peripheral balloon expandable PTFE covered stent system | SPCBCC35080090057 | Standalone | DE0508502 | As per HSA registered indication(s)
Vascular | Vascular patency | Vascular stent graft | Vascular stent graft | LIFE VASCULAR DEVICES BIOTECH, S.L. | iCover Peripheral balloon expandable PTFE covered stent system | SPCBCC35080100027 | Standalone | DE0508502 | As per HSA registered indication(s)
Vascular | Vascular patency | Vascular stent graft | Vascular stent graft | LIFE VASCULAR DEVICES BIOTECH, S.L. | iCover Peripheral balloon expandable PTFE covered stent system | SPCBCC35080100037 | Standalone | DE0508502 | As per HSA registered indication(s)
Vascular | Vascular patency | Vascular stent graft | Vascular stent graft | LIFE VASCULAR DEVICES BIOTECH, S.L. | iCover Peripheral balloon expandable PTFE covered stent system | SPCBCC35080100057 | Standalone | DE0508502 | As per HSA registered indication(s)
Vascular | Vascular patency | Vascular stent graft | Vascular stent graft | LIFE VASCULAR DEVICES BIOTECH, S.L. | iCover Peripheral balloon expandable PTFE covered stent system | SPCBCC35140050017 | Standalone | DE0508502 | As per HSA registered indication(s)
Vascular | Vascular patency | Vascular stent graft | Vascular stent graft | LIFE VASCULAR DEVICES BIOTECH, S.L. | iCover Peripheral balloon expandable PTFE covered stent system | SPCBCC35140050027 | Standalone | DE0508502 | As per HSA registered indication(s)
Vascular | Vascular patency | Vascular stent graft | Vascular stent graft | LIFE VASCULAR DEVICES BIOTECH, S.L. | iCover Peripheral balloon expandable PTFE covered stent system | SPCBCC35140050037 | Standalone | DE0508502 | As per HSA registered indication(s)
Vascular | Vascular patency | Vascular stent graft | Vascular stent graft | LIFE VASCULAR DEVICES BIOTECH, S.L. | iCover Peripheral balloon expandable PTFE covered stent system | SPCBCC35140050057 | Standalone | DE0508502 | As per HSA registered indication(s)
Vascular | Vascular patency | Vascular stent graft | Vascular stent graft | LIFE VASCULAR DEVICES BIOTECH, S.L. | iCover Peripheral balloon expandable PTFE covered stent system | SPCBCC35140060017 | Standalone | DE0508502 | As per HSA registered indication(s)
Vascular | Vascular patency | Vascular stent graft | Vascular stent graft | LIFE VASCULAR DEVICES BIOTECH, S.L. | iCover Peripheral balloon expandable PTFE covered stent system | SPCBCC35140060027 | Standalone | DE0508502 | As per HSA registered indication(s)
Vascular | Vascular patency | Vascular stent graft | Vascular stent graft | LIFE VASCULAR DEVICES BIOTECH, S.L. | iCover Peripheral balloon expandable PTFE covered stent system | SPCBCC35140060037 | Standalone | DE0508502 | As per HSA registered indication(s)
Vascular | Vascular patency | Vascular stent graft | Vascular stent graft | LIFE VASCULAR DEVICES BIOTECH, S.L. | iCover Peripheral balloon expandable PTFE covered stent system | SPCBCC35140060057 | Standalone | DE0508502 | As per HSA registered indication(s)
Vascular | Vascular patency | Vascular stent graft | Vascular stent graft | LIFE VASCULAR DEVICES BIOTECH, S.L. | iCover Peripheral balloon expandable PTFE covered stent system | SPCBCC35140070017 | Standalone | DE0508502 | As per HSA registered indication(s)
Vascular | Vascular patency | Vascular stent graft | Vascular stent graft | LIFE VASCULAR DEVICES BIOTECH, S.L. | iCover Peripheral balloon expandable PTFE covered stent system | SPCBCC35140070027 | Standalone | DE0508502 | As per HSA registered indication(s)
Vascular | Vascular patency | Vascular stent graft | Vascular stent graft | LIFE VASCULAR DEVICES BIOTECH, S.L. | iCover Peripheral balloon expandable PTFE covered stent system | SPCBCC35140070037 | Standalone | DE0508502 | As per HSA registered indication(s)
Vascular | Vascular patency | Vascular stent graft | Vascular stent graft | LIFE VASCULAR DEVICES BIOTECH, S.L. | iCover Peripheral balloon expandable PTFE covered stent system | SPCBCC35140070057 | Standalone | DE0508502 | As per HSA registered indication(s)
Vascular | Vascular patency | Vascular stent graft | Vascular stent graft | LIFE VASCULAR DEVICES BIOTECH, S.L. | iCover Peripheral balloon expandable PTFE covered stent system | SPCBCC35140080017 | Standalone | DE0508502 | As per HSA registered indication(s)
Vascular | Vascular patency | Vascular stent graft | Vascular stent graft | LIFE VASCULAR DEVICES BIOTECH, S.L. | iCover Peripheral balloon expandable PTFE covered stent system | SPCBCC35140080027 | Standalone | DE0508502 | As per HSA registered indication(s)
Vascular | Vascular patency | Vascular stent graft | Vascular stent graft | LIFE VASCULAR DEVICES BIOTECH, S.L. | iCover Peripheral balloon expandable PTFE covered stent system | SPCBCC35140080037 | Standalone | DE0508502 | As per HSA registered indication(s)
Vascular | Vascular patency | Vascular stent graft | Vascular stent graft | LIFE VASCULAR DEVICES BIOTECH, S.L. | iCover Peripheral balloon expandable PTFE covered stent system | SPCBCC35140080057 | Standalone | DE0508502 | As per HSA registered indication(s)
Vascular | Vascular patency | Vascular stent graft | Vascular stent graft | LIFE VASCULAR DEVICES BIOTECH, S.L. | iCover Peripheral balloon expandable PTFE covered stent system | SPCBCC35140090027 | Standalone | DE0508502 | As per HSA registered indication(s)
Vascular | Vascular patency | Vascular stent graft | Vascular stent graft | LIFE VASCULAR DEVICES BIOTECH, S.L. | iCover Peripheral balloon expandable PTFE covered stent system | SPCBCC35140090037 | Standalone | DE0508502 | As per HSA registered indication(s)
Vascular | Vascular patency | Vascular stent graft | Vascular stent graft | LIFE VASCULAR DEVICES BIOTECH, S.L. | iCover Peripheral balloon expandable PTFE covered stent system | SPCBCC35140090057 | Standalone | DE0508502 | As per HSA registered indication(s)
Vascular | Vascular patency | Vascular stent graft | Vascular stent graft | LIFE VASCULAR DEVICES BIOTECH, S.L. | iCover Peripheral balloon expandable PTFE covered stent system | SPCBCC35140100027 | Standalone | DE0508502 | As per HSA registered indication(s)
Vascular | Vascular patency | Vascular stent graft | Vascular stent graft | LIFE VASCULAR DEVICES BIOTECH, S.L. | iCover Peripheral balloon expandable PTFE covered stent system | SPCBCC35140100037 | Standalone | DE0508502 | As per HSA registered indication(s)
Vascular | Vascular patency | Vascular stent graft | Vascular stent graft | LIFE VASCULAR DEVICES BIOTECH, S.L. | iCover Peripheral balloon expandable PTFE covered stent system | SPCBCC35140100057 | Standalone | DE0508502 | As per HSA registered indication(s)
Gastroenterology | Gastrointestinal (GI) tract obstruction treatment | Gastrointestinal (GI) stent | Metal stent - Non-lumen-apposing | Boston Scientific | Agile Esophageal Fully Covered RMV OTW | M00517790 | Standalone | DE0509269 | As per HSA registered indication(s)
Gastroenterology | Gastrointestinal (GI) tract obstruction treatment | Gastrointestinal (GI) stent | Metal stent - Non-lumen-apposing | Boston Scientific | Agile Esophageal Fully Covered RMV OTW | M00517800 | Standalone | DE0509269 | As per HSA registered indication(s)
Gastroenterology | Gastrointestinal (GI) tract obstruction treatment | Gastrointestinal (GI) stent | Metal stent - Non-lumen-apposing | Boston Scientific | Agile Esophageal Fully Covered RMV OTW | M00517810 | Standalone | DE0509269 | As per HSA registered indication(s)
Gastroenterology | Gastrointestinal (GI) tract obstruction treatment | Gastrointestinal (GI) stent | Metal stent - Non-lumen-apposing | Boston Scientific | Agile Esophageal Fully Covered RMV OTW | M00517820 | Standalone | DE0509269 | As per HSA registered indication(s)
Gastroenterology | Gastrointestinal (GI) tract obstruction treatment | Gastrointestinal (GI) stent | Metal stent - Non-lumen-apposing | Boston Scientific | Agile Esophageal Partially Covered OTW | M00517710 | Standalone | DE0509232 | As per HSA registered indication(s)
Gastroenterology | Gastrointestinal (GI) tract obstruction treatment | Gastrointestinal (GI) stent | Metal stent - Non-lumen-apposing | Boston Scientific | Agile Esophageal Partially Covered OTW | M00517720 | Standalone | DE0509232 | As per HSA registered indication(s)
Gastroenterology | Gastrointestinal (GI) tract obstruction treatment | Gastrointestinal (GI) stent | Metal stent - Non-lumen-apposing | Boston Scientific | Agile Esophageal Partially Covered OTW | M00517730 | Standalone | DE0509232 | As per HSA registered indication(s)
Gastroenterology | Gastrointestinal (GI) tract obstruction treatment | Gastrointestinal (GI) stent | Metal stent - Non-lumen-apposing | Boston Scientific | Agile Esophageal Partially Covered OTW | M00517740 | Standalone | DE0509232 | As per HSA registered indication(s)
Gastroenterology | Gastrointestinal (GI) tract obstruction treatment | Gastrointestinal (GI) stent | Metal stent - Non-lumen-apposing | Boston Scientific | Agile Esophageal Fully Covered OTW | M00517750 | Standalone | DE0509160 | As per HSA registered indication(s)
Gastroenterology | Gastrointestinal (GI) tract obstruction treatment | Gastrointestinal (GI) stent | Metal stent - Non-lumen-apposing | Boston Scientific | Agile Esophageal Fully Covered OTW | M00517760 | Standalone | DE0509160 | As per HSA registered indication(s)
Gastroenterology | Gastrointestinal (GI) tract obstruction treatment | Gastrointestinal (GI) stent | Metal stent - Non-lumen-apposing | Boston Scientific | Agile Esophageal Fully Covered OTW | M00517770 | Standalone | DE0509160 | As per HSA registered indication(s)
Gastroenterology | Gastrointestinal (GI) tract obstruction treatment | Gastrointestinal (GI) stent | Metal stent - Non-lumen-apposing | Boston Scientific | Agile Esophageal Fully Covered OTW | M00517780 | Standalone | DE0509160 | As per HSA registered indication(s)
Ophthalmic | Intraocular pressure control | Drainage device | Minimally invasive glaucoma surgery (MIGS) implant | Glaukos Corporation | Glaukos iStent infinite Trabecular Micro-Bypass System iS3 | iS3 | Standalone | DE0509464 | MIGS implant is subsidised as a standalone procedure or in conjunction with cataract surgery in patients with mild-moderate primary open angle glaucoma (POAG) who are not adequately responsive to topical anti-glaucoma medications or who are intolerant of anti-glaucoma medication.
Orthopaedics | Sports - Fixation | Soft tissue suture anchor | Suture Anchor | Medos International SARL | 4.9mm Healx Advance Sp Biocomposite Anchor | 228052 | Standalone | DE0508016 | As per HSA registered indication(s)
Orthopaedics | Sports - Fixation | Soft tissue suture anchor | Suture Anchor | Medos International SARL | 5.5mm Healx Advance Sp Biocomposite Anchor | 228053 | Standalone | DE0508016 | As per HSA registered indication(s)
Orthopaedics | Sports - Fixation | Soft tissue suture anchor | Suture Anchor | Medos International SARL | 4.5mm Healix Advance Peek Anchor With Dynatape White | 280717 | Standalone | DE0507465 | As per HSA registered indication(s)
Orthopaedics | Sports - Fixation | Soft tissue suture anchor | Suture Anchor | Medos International SARL | 5.5mm Healix advance PEEK anchor with Dynatape White | 280718 | Standalone | DE0507465 | As per HSA registered indication(s)
Orthopaedics | Sports - Fixation | Soft tissue suture anchor | Suture Anchor | Medos International SARL | 6.5mm Healix Advance Peek Anchor With Dynatape White | 280719 | Standalone | DE0507465 | As per HSA registered indication(s)
Orthopaedics | Sports - Fixation | Soft tissue suture anchor | Suture Anchor | Medos International SARL | 4.5mm Healix Advance Peek Anchor With Dynatape Black | 280729 | Standalone | DE0507465 | As per HSA registered indication(s)
Orthopaedics | Sports - Fixation | Soft tissue suture anchor | Suture Anchor | Medos International SARL | 5.5mm Healix Advance Peek Anchor With Dynatape Black | 280730 | Standalone | DE0507465 | As per HSA registered indication(s)
Orthopaedics | Sports - Fixation | Soft tissue suture anchor | Suture Anchor | Medos International SARL | 6.5mm Healix Advance Peek Anchor With Dynatape Black | 280731 | Standalone | DE0507465 | As per HSA registered indication(s)
Orthopaedics | Sports - Fixation | Soft tissue suture anchor | Suture Anchor | Medos International SARL | PEEK Anchor (1), Blue, Size 2 (5 Metric) DYNACORD Suture, 36 (91cm) | 210122 | Standalone | DE0507740 | As per HSA registered indication(s)
Orthopaedics | Sports - Fixation | Soft tissue suture anchor | Suture Anchor | Medos International SARL | Gryphon-P Peek Anchor With Dual Strand #2 Dynacord Suture | 210123 | Standalone | DE0507740 | As per HSA registered indication(s)
Orthopaedics | Sports - Fixation | Soft tissue suture anchor | Suture Anchor | Medos International SARL | Gryphon P Br Anchor W/ Dynacord | 210120 | Standalone | DE0507206 | As per HSA registered indication(s)
Orthopaedics | Sports - Fixation | Soft tissue suture anchor | Suture Anchor | Medos International SARL | Gryphon P Br Ds Anchor W/Dynacord | 210121 | Standalone | DE0507206 | As per HSA registered indication(s)
Orthopaedics | Sports - Fixation | Soft tissue suture anchor | Suture Anchor | Medos International SARL | 4.75mm Healix Advance Knotless Br Anchor (Double Kite) | 222885 | Standalone | DE0504537 | As per HSA registered indication(s)
Orthopaedics | Sports - Fixation | Soft tissue suture anchor | Suture Anchor | Medos International SARL | 5.5mm Healix Advance Knotless Br Anchor (Double Kite) | 222886 | Standalone | DE0504537 | As per HSA registered indication(s)
Orthopaedics | Sports - Fixation | Soft tissue suture anchor | Suture Anchor | Medos International SARL | 6.5mm Healix Advance Knotless Br Anchor (Double Kite) | 222887 | Standalone | DE0504537 | As per HSA registered indication(s)
Vascular | Vascular occlusion | Vascular coil | Vascular coil - Detachable | Micro Therapeutics, Inc. | Concerto PGLA 3D | PV-2-2-3D | Standalone | DE0017022 | As per HSA registered indication(s)
Vascular | Vascular occlusion | Vascular coil | Vascular coil - Detachable | Micro Therapeutics, Inc. | Concerto PGLA 3D | PV-2-4-3D | Standalone | DE0017022 | As per HSA registered indication(s)
Vascular | Vascular occlusion | Vascular coil | Vascular coil - Detachable | Micro Therapeutics, Inc. | Concerto PGLA 3D | PV-2-6-3D | Standalone | DE0017022 | As per HSA registered indication(s)
Vascular | Vascular occlusion | Vascular coil | Vascular coil - Detachable | Micro Therapeutics, Inc. | Concerto PGLA 3D | PV-3-4-3D | Standalone | DE0017022 | As per HSA registered indication(s)
Vascular | Vascular occlusion | Vascular coil | Vascular coil - Detachable | Micro Therapeutics, Inc. | Concerto PGLA 3D | PV-3-6-3D | Standalone | DE0017022 | As per HSA registered indication(s)
Vascular | Vascular occlusion | Vascular coil | Vascular coil - Detachable | Micro Therapeutics, Inc. | Concerto PGLA 3D | PV-3-8-3D | Standalone | DE0017022 | As per HSA registered indication(s)
Vascular | Vascular occlusion | Vascular coil | Vascular coil - Detachable | Micro Therapeutics, Inc. | Concerto PGLA 3D | PV-4-8-3D | Standalone | DE0017022 | As per HSA registered indication(s)
Vascular | Vascular occlusion | Vascular coil | Vascular coil - Detachable | Micro Therapeutics, Inc. | Concerto PGLA 3D | PV-4-10-3D | Standalone | DE0017022 | As per HSA registered indication(s)
Vascular | Vascular occlusion | Vascular coil | Vascular coil - Detachable | Micro Therapeutics, Inc. | Concerto PGLA 3D | PV-4-12-3D | Standalone | DE0017022 | As per HSA registered indication(s)
Vascular | Vascular occlusion | Vascular coil | Vascular coil - Detachable | Micro Therapeutics, Inc. | Concerto PGLA 3D | PV-5-15-3D | Standalone | DE0017022 | As per HSA registered indication(s)
Vascular | Vascular occlusion | Vascular coil | Vascular coil - Detachable | Micro Therapeutics, Inc. | Concerto PGLA 3D | PV-6-20-3D | Standalone | DE0017022 | As per HSA registered indication(s)
Vascular | Vascular occlusion | Vascular coil | Vascular coil - Detachable | Micro Therapeutics, Inc. | Concerto PGLA 3D | PV-7-30-3D | Standalone | DE0017022 | As per HSA registered indication(s)
Vascular | Vascular occlusion | Vascular coil | Vascular coil - Detachable | Micro Therapeutics, Inc. | Concerto PGLA 3D | PV-8-30-3D | Standalone | DE0017022 | As per HSA registered indication(s)
Vascular | Vascular occlusion | Vascular coil | Vascular coil - Detachable | Micro Therapeutics, Inc. | Concerto PGLA 3D | PV-9-30-3D | Standalone | DE0017022 | As per HSA registered indication(s)
Vascular | Vascular occlusion | Vascular coil | Vascular coil - Detachable | Micro Therapeutics, Inc. | Concerto PGLA 3D | PV-10-30-3D | Standalone | DE0017022 | As per HSA registered indication(s)
Vascular | Vascular occlusion | Vascular coil | Vascular coil - Detachable | Micro Therapeutics, Inc. | Concerto PGLA 3D | PV-12-40-3D | Standalone | DE0017022 | As per HSA registered indication(s)
Vascular | Vascular occlusion | Vascular coil | Vascular coil - Detachable | Micro Therapeutics, Inc. | Concerto PGLA 3D | PV-14-40-3D | Standalone | DE0017022 | As per HSA registered indication(s)
Vascular | Vascular occlusion | Vascular coil | Vascular coil - Detachable | Micro Therapeutics, Inc. | Concerto PGLA 3D | PV-16-40-3D | Standalone | DE0017022 | As per HSA registered indication(s)
Vascular | Vascular occlusion | Vascular coil | Vascular coil - Detachable | Micro Therapeutics, Inc. | Concerto PGLA 3D | PV-18-40-3D | Standalone | DE0017022 | As per HSA registered indication(s)
Cardiac | Interventional cardiology | Coronary stent | Drug eluting coronary stent (DES) | Medtronic Ireland | Resolute Onyx Drug Eluting Stent 2.00X08 mm | RONYX20008X | Standalone | DE0017780 | As per HSA registered indication(s)
Cardiac | Interventional cardiology | Coronary stent | Drug eluting coronary stent (DES) | Medtronic Ireland | Resolute Onyx Drug Eluting Stent 2.00X12 mm | RONYX20012X | Standalone | DE0017780 | As per HSA registered indication(s)
Cardiac | Interventional cardiology | Coronary stent | Drug eluting coronary stent (DES) | Medtronic Ireland | Resolute Onyx Drug Eluting Stent 2.00X15 mm | RONYX20015X | Standalone | DE0017780 | As per HSA registered indication(s)
Cardiac | Interventional cardiology | Coronary stent | Drug eluting coronary stent (DES) | Medtronic Ireland | Resolute Onyx Drug Eluting Stent 2.00X18 mm | RONYX20018X | Standalone | DE0017780 | As per HSA registered indication(s)
Cardiac | Interventional cardiology | Coronary stent | Drug eluting coronary stent (DES) | Medtronic Ireland | Resolute Onyx Drug Eluting Stent 2.00X22 mm | RONYX20022X | Standalone | DE0017780 | As per HSA registered indication(s)
Cardiac | Interventional cardiology | Coronary stent | Drug eluting coronary stent (DES) | Medtronic Ireland | Resolute Onyx Drug Eluting Stent 2.00X26 mm | RONYX20026X | Standalone | DE0017780 | As per HSA registered indication(s)
Cardiac | Interventional cardiology | Coronary stent | Drug eluting coronary stent (DES) | Medtronic Ireland | Resolute Onyx Drug Eluting Stent 2.00X30 mm | RONYX20030X | Standalone | DE0017780 | As per HSA registered indication(s)
Cardiac | Interventional cardiology | Coronary stent | Drug eluting coronary stent (DES) | Medtronic Ireland | Resolute Onyx Drug Eluting Stent 2.25X08 mm | RONYX22508X | Standalone | DE0017780 | As per HSA registered indication(s)
Cardiac | Interventional cardiology | Coronary stent | Drug eluting coronary stent (DES) | Medtronic Ireland | Resolute Onyx Drug Eluting Stent 2.25X12 mm | RONYX22512X | Standalone | DE0017780 | As per HSA registered indication(s)
Cardiac | Interventional cardiology | Coronary stent | Drug eluting coronary stent (DES) | Medtronic Ireland | Resolute Onyx Drug Eluting Stent 2.25X15 mm | RONYX22515X | Standalone | DE0017780 | As per HSA registered indication(s)
Cardiac | Interventional cardiology | Coronary stent | Drug eluting coronary stent (DES) | Medtronic Ireland | Resolute Onyx Drug Eluting Stent 2.25X18 mm | RONYX22518X | Standalone | DE0017780 | As per HSA registered indication(s)
Cardiac | Interventional cardiology | Coronary stent | Drug eluting coronary stent (DES) | Medtronic Ireland | Resolute Onyx Drug Eluting Stent 2.25X22 mm | RONYX22522X | Standalone | DE0017780 | As per HSA registered indication(s)
Cardiac | Interventional cardiology | Coronary stent | Drug eluting coronary stent (DES) | Medtronic Ireland | Resolute Onyx Drug Eluting Stent 2.25X26 mm | RONYX22526X | Standalone | DE0017780 | As per HSA registered indication(s)
Cardiac | Interventional cardiology | Coronary stent | Drug eluting coronary stent (DES) | Medtronic Ireland | Resolute Onyx Drug Eluting Stent 2.25X30 mm | RONYX22530X | Standalone | DE0017780 | As per HSA registered indication(s)
Cardiac | Interventional cardiology | Coronary stent | Drug eluting coronary stent (DES) | Medtronic Ireland | Resolute Onyx Drug Eluting Stent 2.25X34 mm | RONYX22534X | Standalone | DE0017780 | As per HSA registered indication(s)
Cardiac | Interventional cardiology | Coronary stent | Drug eluting coronary stent (DES) | Medtronic Ireland | Resolute Onyx Drug Eluting Stent 2.25X38 mm | RONYX22538X | Standalone | DE0017780 | As per HSA registered indication(s)
Cardiac | Interventional cardiology | Coronary stent | Drug eluting coronary stent (DES) | Medtronic Ireland | Resolute Onyx Drug Eluting Stent 2.50X08 mm | RONYX25008X | Standalone | DE0017780 | As per HSA registered indication(s)
Cardiac | Interventional cardiology | Coronary stent | Drug eluting coronary stent (DES) | Medtronic Ireland | Resolute Onyx Drug Eluting Stent 2.50X12 mm | RONYX25012X | Standalone | DE0017780 | As per HSA registered indication(s)
Cardiac | Interventional cardiology | Coronary stent | Drug eluting coronary stent (DES) | Medtronic Ireland | Resolute Onyx Drug Eluting Stent 2.50X15 mm | RONYX25015X | Standalone | DE0017780 | As per HSA registered indication(s)
Cardiac | Interventional cardiology | Coronary stent | Drug eluting coronary stent (DES) | Medtronic Ireland | Resolute Onyx Drug Eluting Stent 2.50X18 mm | RONYX25018X | Standalone | DE0017780 | As per HSA registered indication(s)
Cardiac | Interventional cardiology | Coronary stent | Drug eluting coronary stent (DES) | Medtronic Ireland | Resolute Onyx Drug Eluting Stent 2.50X22 mm | RONYX25022X | Standalone | DE0017780 | As per HSA registered indication(s)
Cardiac | Interventional cardiology | Coronary stent | Drug eluting coronary stent (DES) | Medtronic Ireland | Resolute Onyx Drug Eluting Stent 2.50X26 mm | RONYX25026X | Standalone | DE0017780 | As per HSA registered indication(s)
Cardiac | Interventional cardiology | Coronary stent | Drug eluting coronary stent (DES) | Medtronic Ireland | Resolute Onyx Drug Eluting Stent 2.50X30 mm | RONYX25030X | Standalone | DE0017780 | As per HSA registered indication(s)
Cardiac | Interventional cardiology | Coronary stent | Drug eluting coronary stent (DES) | Medtronic Ireland | Resolute Onyx Drug Eluting Stent 2.50X34 mm | RONYX25034X | Standalone | DE0017780 | As per HSA registered indication(s)
Cardiac | Interventional cardiology | Coronary stent | Drug eluting coronary stent (DES) | Medtronic Ireland | Resolute Onyx Drug Eluting Stent 2.50X38 mm | RONYX25038X | Standalone | DE0017780 | As per HSA registered indication(s)
Cardiac | Interventional cardiology | Coronary stent | Drug eluting coronary stent (DES) | Medtronic Ireland | Resolute Onyx Drug Eluting Stent 2.75X08 mm | RONYX27508X | Standalone | DE0017780 | As per HSA registered indication(s)
Cardiac | Interventional cardiology | Coronary stent | Drug eluting coronary stent (DES) | Medtronic Ireland | Resolute Onyx Drug Eluting Stent 2.75X12 mm | RONYX27512X | Standalone | DE0017780 | As per HSA registered indication(s)
Cardiac | Interventional cardiology | Coronary stent | Drug eluting coronary stent (DES) | Medtronic Ireland | Resolute Onyx Drug Eluting Stent 2.75X15 mm | RONYX27515X | Standalone | DE0017780 | As per HSA registered indication(s)
Cardiac | Interventional cardiology | Coronary stent | Drug eluting coronary stent (DES) | Medtronic Ireland | Resolute Onyx Drug Eluting Stent 2.75X18 mm | RONYX27518X | Standalone | DE0017780 | As per HSA registered indication(s)
Cardiac | Interventional cardiology | Coronary stent | Drug eluting coronary stent (DES) | Medtronic Ireland | Resolute Onyx Drug Eluting Stent 2.75X22 mm | RONYX27522X | Standalone | DE0017780 | As per HSA registered indication(s)
Cardiac | Interventional cardiology | Coronary stent | Drug eluting coronary stent (DES) | Medtronic Ireland | Resolute Onyx Drug Eluting Stent 2.75X26 mm | RONYX27526X | Standalone | DE0017780 | As per HSA registered indication(s)
Cardiac | Interventional cardiology | Coronary stent | Drug eluting coronary stent (DES) | Medtronic Ireland | Resolute Onyx Drug Eluting Stent 2.75X30 mm | RONYX27530X | Standalone | DE0017780 | As per HSA registered indication(s)
Cardiac | Interventional cardiology | Coronary stent | Drug eluting coronary stent (DES) | Medtronic Ireland | Resolute Onyx Drug Eluting Stent 2.75X34 mm | RONYX27534X | Standalone | DE0017780 | As per HSA registered indication(s)
Cardiac | Interventional cardiology | Coronary stent | Drug eluting coronary stent (DES) | Medtronic Ireland | Resolute Onyx Drug Eluting Stent 2.75X38 mm | RONYX27538X | Standalone | DE0017780 | As per HSA registered indication(s)
Cardiac | Interventional cardiology | Coronary stent | Drug eluting coronary stent (DES) | Medtronic Ireland | Resolute Onyx Drug Eluting Stent 3.00X08 mm | RONYX30008X | Standalone | DE0017780 | As per HSA registered indication(s)
Cardiac | Interventional cardiology | Coronary stent | Drug eluting coronary stent (DES) | Medtronic Ireland | Resolute Onyx Drug Eluting Stent 3.00X12 mm | RONYX30012X | Standalone | DE0017780 | As per HSA registered indication(s)
Cardiac | Interventional cardiology | Coronary stent | Drug eluting coronary stent (DES) | Medtronic Ireland | Resolute Onyx Drug Eluting Stent 3.00X15 mm | RONYX30015X | Standalone | DE0017780 | As per HSA registered indication(s)
Cardiac | Interventional cardiology | Coronary stent | Drug eluting coronary stent (DES) | Medtronic Ireland | Resolute Onyx Drug Eluting Stent 3.00X18 mm | RONYX30018X | Standalone | DE0017780 | As per HSA registered indication(s)
Cardiac | Interventional cardiology | Coronary stent | Drug eluting coronary stent (DES) | Medtronic Ireland | Resolute Onyx Drug Eluting Stent 3.00X22 mm | RONYX30022X | Standalone | DE0017780 | As per HSA registered indication(s)
Cardiac | Interventional cardiology | Coronary stent | Drug eluting coronary stent (DES) | Medtronic Ireland | Resolute Onyx Drug Eluting Stent 3.00X26 mm | RONYX30026X | Standalone | DE0017780 | As per HSA registered indication(s)
Cardiac | Interventional cardiology | Coronary stent | Drug eluting coronary stent (DES) | Medtronic Ireland | Resolute Onyx Drug Eluting Stent 3.00X30 mm | RONYX30030X | Standalone | DE0017780 | As per HSA registered indication(s)
Cardiac | Interventional cardiology | Coronary stent | Drug eluting coronary stent (DES) | Medtronic Ireland | Resolute Onyx Drug Eluting Stent 3.00X34 mm | RONYX30034X | Standalone | DE0017780 | As per HSA registered indication(s)
Cardiac | Interventional cardiology | Coronary stent | Drug eluting coronary stent (DES) | Medtronic Ireland | Resolute Onyx Drug Eluting Stent 3.00X38 mm | RONYX30038X | Standalone | DE0017780 | As per HSA registered indication(s)
Cardiac | Interventional cardiology | Coronary stent | Drug eluting coronary stent (DES) | Medtronic Ireland | Resolute Onyx Drug Eluting Stent 3.50X08 mm | RONYX35008X | Standalone | DE0017780 | As per HSA registered indication(s)
Cardiac | Interventional cardiology | Coronary stent | Drug eluting coronary stent (DES) | Medtronic Ireland | Resolute Onyx Drug Eluting Stent 3.50X12 mm | RONYX35012X | Standalone | DE0017780 | As per HSA registered indication(s)
Cardiac | Interventional cardiology | Coronary stent | Drug eluting coronary stent (DES) | Medtronic Ireland | Resolute Onyx Drug Eluting Stent 3.50X15 mm | RONYX35015X | Standalone | DE0017780 | As per HSA registered indication(s)
Cardiac | Interventional cardiology | Coronary stent | Drug eluting coronary stent (DES) | Medtronic Ireland | Resolute Onyx Drug Eluting Stent 3.50X18 mm | RONYX35018X | Standalone | DE0017780 | As per HSA registered indication(s)
Cardiac | Interventional cardiology | Coronary stent | Drug eluting coronary stent (DES) | Medtronic Ireland | Resolute Onyx Drug Eluting Stent 3.50X22 mm | RONYX35022X | Standalone | DE0017780 | As per HSA registered indication(s)
Cardiac | Interventional cardiology | Coronary stent | Drug eluting coronary stent (DES) | Medtronic Ireland | Resolute Onyx Drug Eluting Stent 3.50X26 mm | RONYX35026X | Standalone | DE0017780 | As per HSA registered indication(s)
Cardiac | Interventional cardiology | Coronary stent | Drug eluting coronary stent (DES) | Medtronic Ireland | Resolute Onyx Drug Eluting Stent 3.50X30 mm | RONYX35030X | Standalone | DE0017780 | As per HSA registered indication(s)
Cardiac | Interventional cardiology | Coronary stent | Drug eluting coronary stent (DES) | Medtronic Ireland | Resolute Onyx Drug Eluting Stent 3.50X34 mm | RONYX35034X | Standalone | DE0017780 | As per HSA registered indication(s)
Cardiac | Interventional cardiology | Coronary stent | Drug eluting coronary stent (DES) | Medtronic Ireland | Resolute Onyx Drug Eluting Stent 3.50X38 mm | RONYX35038X | Standalone | DE0017780 | As per HSA registered indication(s)
Cardiac | Interventional cardiology | Coronary stent | Drug eluting coronary stent (DES) | Medtronic Ireland | Resolute Onyx Drug Eluting Stent 4.00X08 mm | RONYX40008X | Standalone | DE0017780 | As per HSA registered indication(s)
Cardiac | Interventional cardiology | Coronary stent | Drug eluting coronary stent (DES) | Medtronic Ireland | Resolute Onyx Drug Eluting Stent 4.00X12 mm | RONYX40012X | Standalone | DE0017780 | As per HSA registered indication(s)
Cardiac | Interventional cardiology | Coronary stent | Drug eluting coronary stent (DES) | Medtronic Ireland | Resolute Onyx Drug Eluting Stent 4.00X15 mm | RONYX40015X | Standalone | DE0017780 | As per HSA registered indication(s)
Cardiac | Interventional cardiology | Coronary stent | Drug eluting coronary stent (DES) | Medtronic Ireland | Resolute Onyx Drug Eluting Stent 4.00X18 mm | RONYX40018X | Standalone | DE0017780 | As per HSA registered indication(s)
Cardiac | Interventional cardiology | Coronary stent | Drug eluting coronary stent (DES) | Medtronic Ireland | Resolute Onyx Drug Eluting Stent 4.00X22 mm | RONYX40022X | Standalone | DE0017780 | As per HSA registered indication(s)
Cardiac | Interventional cardiology | Coronary stent | Drug eluting coronary stent (DES) | Medtronic Ireland | Resolute Onyx Drug Eluting Stent 4.00X26 mm | RONYX40026X | Standalone | DE0017780 | As per HSA registered indication(s)
Cardiac | Interventional cardiology | Coronary stent | Drug eluting coronary stent (DES) | Medtronic Ireland | Resolute Onyx Drug Eluting Stent 4.00X30 mm | RONYX40030X | Standalone | DE0017780 | As per HSA registered indication(s)
Cardiac | Interventional cardiology | Coronary stent | Drug eluting coronary stent (DES) | Medtronic Ireland | Resolute Onyx Drug Eluting Stent 4.00X34 mm | RONYX40034X | Standalone | DE0017780 | As per HSA registered indication(s)
Cardiac | Interventional cardiology | Coronary stent | Drug eluting coronary stent (DES) | Medtronic Ireland | Resolute Onyx Drug Eluting Stent 4.00X38 mm | RONYX40038X | Standalone | DE0017780 | As per HSA registered indication(s)
Cardiac | Interventional cardiology | Coronary stent | Drug eluting coronary stent (DES) | Medtronic Ireland | Resolute Onyx Drug Eluting Stent 4.50X12 mm | RONYX45012X | Standalone | DE0017780 | As per HSA registered indication(s)
Cardiac | Interventional cardiology | Coronary stent | Drug eluting coronary stent (DES) | Medtronic Ireland | Resolute Onyx Drug Eluting Stent 4.50X15 mm | RONYX45015X | Standalone | DE0017780 | As per HSA registered indication(s)
Cardiac | Interventional cardiology | Coronary stent | Drug eluting coronary stent (DES) | Medtronic Ireland | Resolute Onyx Drug Eluting Stent 4.50X18 mm | RONYX45018X | Standalone | DE0017780 | As per HSA registered indication(s)
Cardiac | Interventional cardiology | Coronary stent | Drug eluting coronary stent (DES) | Medtronic Ireland | Resolute Onyx Drug Eluting Stent 4.50X22 mm | RONYX45022X | Standalone | DE0017780 | As per HSA registered indication(s)
Cardiac | Interventional cardiology | Coronary stent | Drug eluting coronary stent (DES) | Medtronic Ireland | Resolute Onyx Drug Eluting Stent 4.50X26 mm | RONYX45026X | Standalone | DE0017780 | As per HSA registered indication(s)
Cardiac | Interventional cardiology | Coronary stent | Drug eluting coronary stent (DES) | Medtronic Ireland | Resolute Onyx Drug Eluting Stent 4.50X30 mm | RONYX45030X | Standalone | DE0017780 | As per HSA registered indication(s)
Cardiac | Interventional cardiology | Coronary stent | Drug eluting coronary stent (DES) | Medtronic Ireland | Resolute Onyx Drug Eluting Stent 5.00X12 mm | RONYX50012X | Standalone | DE0017780 | As per HSA registered indication(s)
Cardiac | Interventional cardiology | Coronary stent | Drug eluting coronary stent (DES) | Medtronic Ireland | Resolute Onyx Drug Eluting Stent 5.00X15 mm | RONYX50015X | Standalone | DE0017780 | As per HSA registered indication(s)
Cardiac | Interventional cardiology | Coronary stent | Drug eluting coronary stent (DES) | Medtronic Ireland | Resolute Onyx Drug Eluting Stent 5.00X18 mm | RONYX50018X | Standalone | DE0017780 | As per HSA registered indication(s)
Cardiac | Interventional cardiology | Coronary stent | Drug eluting coronary stent (DES) | Medtronic Ireland | Resolute Onyx Drug Eluting Stent 5.00X22 mm | RONYX50022X | Standalone | DE0017780 | As per HSA registered indication(s)
Cardiac | Interventional cardiology | Coronary stent | Drug eluting coronary stent (DES) | Medtronic Ireland | Resolute Onyx Drug Eluting Stent 5.00X26 mm | RONYX50026X | Standalone | DE0017780 | As per HSA registered indication(s)
Cardiac | Interventional cardiology | Coronary stent | Drug eluting coronary stent (DES) | Medtronic Ireland | Resolute Onyx Drug Eluting Stent 5.00X30 mm | RONYX50030X | Standalone | DE0017780 | As per HSA registered indication(s)
Cardiac | Interventional cardiology | Coronary stent | Drug eluting coronary stent (DES) | OrbusNeich Medical B.V | COMBO Plus Dual Therapy Stent | 225-092-11 | Standalone | DE0019084 | As per HSA registered indication(s)
Cardiac | Interventional cardiology | Coronary stent | Drug eluting coronary stent (DES) | OrbusNeich Medical B.V | COMBO Plus Dual Therapy Stent | 225-132-11 | Standalone | DE0019084 | As per HSA registered indication(s)
Cardiac | Interventional cardiology | Coronary stent | Drug eluting coronary stent (DES) | OrbusNeich Medical B.V | COMBO Plus Dual Therapy Stent | 225-152-11 | Standalone | DE0019084 | As per HSA registered indication(s)
Cardiac | Interventional cardiology | Coronary stent | Drug eluting coronary stent (DES) | OrbusNeich Medical B.V | COMBO Plus Dual Therapy Stent | 225-182-11 | Standalone | DE0019084 | As per HSA registered indication(s)
Cardiac | Interventional cardiology | Coronary stent | Drug eluting coronary stent (DES) | OrbusNeich Medical B.V | COMBO Plus Dual Therapy Stent | 225-232-11 | Standalone | DE0019084 | As per HSA registered indication(s)
Cardiac | Interventional cardiology | Coronary stent | Drug eluting coronary stent (DES) | OrbusNeich Medical B.V | COMBO Plus Dual Therapy Stent | 225-282-11 | Standalone | DE0019084 | As per HSA registered indication(s)
Cardiac | Interventional cardiology | Coronary stent | Drug eluting coronary stent (DES) | OrbusNeich Medical B.V | COMBO Plus Dual Therapy Stent | 225-332-11 | Standalone | DE0019084 | As per HSA registered indication(s)
Cardiac | Interventional cardiology | Coronary stent | Drug eluting coronary stent (DES) | OrbusNeich Medical B.V | COMBO Plus Dual Therapy Stent | 227-092-11 | Standalone | DE0019084 | As per HSA registered indication(s)
Cardiac | Interventional cardiology | Coronary stent | Drug eluting coronary stent (DES) | OrbusNeich Medical B.V | COMBO Plus Dual Therapy Stent | 227-132-11 | Standalone | DE0019084 | As per HSA registered indication(s)
Cardiac | Interventional cardiology | Coronary stent | Drug eluting coronary stent (DES) | OrbusNeich Medical B.V | COMBO Plus Dual Therapy Stent | 227-152-11 | Standalone | DE0019084 | As per HSA registered indication(s)
Cardiac | Interventional cardiology | Coronary stent | Drug eluting coronary stent (DES) | OrbusNeich Medical B.V | COMBO Plus Dual Therapy Stent | 227-182-11 | Standalone | DE0019084 | As per HSA registered indication(s)
Cardiac | Interventional cardiology | Coronary stent | Drug eluting coronary stent (DES) | OrbusNeich Medical B.V | COMBO Plus Dual Therapy Stent | 227-232-11 | Standalone | DE0019084 | As per HSA registered indication(s)
Cardiac | Interventional cardiology | Coronary stent | Drug eluting coronary stent (DES) | OrbusNeich Medical B.V | COMBO Plus Dual Therapy Stent | 227-282-11 | Standalone | DE0019084 | As per HSA registered indication(s)
Cardiac | Interventional cardiology | Coronary stent | Drug eluting coronary stent (DES) | OrbusNeich Medical B.V | COMBO Plus Dual Therapy Stent | 227-332-11 | Standalone | DE0019084 | As per HSA registered indication(s)
Cardiac | Interventional cardiology | Coronary stent | Drug eluting coronary stent (DES) | OrbusNeich Medical B.V | COMBO Plus Dual Therapy Stent | 230-092-11 | Standalone | DE0019084 | As per HSA registered indication(s)
Cardiac | Interventional cardiology | Coronary stent | Drug eluting coronary stent (DES) | OrbusNeich Medical B.V | COMBO Plus Dual Therapy Stent | 230-132-11 | Standalone | DE0019084 | As per HSA registered indication(s)
Cardiac | Interventional cardiology | Coronary stent | Drug eluting coronary stent (DES) | OrbusNeich Medical B.V | COMBO Plus Dual Therapy Stent | 230-152-11 | Standalone | DE0019084 | As per HSA registered indication(s)
Cardiac | Interventional cardiology | Coronary stent | Drug eluting coronary stent (DES) | OrbusNeich Medical B.V | COMBO Plus Dual Therapy Stent | 230-182-11 | Standalone | DE0019084 | As per HSA registered indication(s)
Cardiac | Interventional cardiology | Coronary stent | Drug eluting coronary stent (DES) | OrbusNeich Medical B.V | COMBO Plus Dual Therapy Stent | 230-232-11 | Standalone | DE0019084 | As per HSA registered indication(s)
Cardiac | Interventional cardiology | Coronary stent | Drug eluting coronary stent (DES) | OrbusNeich Medical B.V | COMBO Plus Dual Therapy Stent | 230-282-11 | Standalone | DE0019084 | As per HSA registered indication(s)
Cardiac | Interventional cardiology | Coronary stent | Drug eluting coronary stent (DES) | OrbusNeich Medical B.V | COMBO Plus Dual Therapy Stent | 230-332-11 | Standalone | DE0019084 | As per HSA registered indication(s)
Cardiac | Interventional cardiology | Coronary stent | Drug eluting coronary stent (DES) | OrbusNeich Medical B.V | COMBO Plus Dual Therapy Stent | 230-382-11 | Standalone | DE0019084 | As per HSA registered indication(s)
Cardiac | Interventional cardiology | Coronary stent | Drug eluting coronary stent (DES) | OrbusNeich Medical B.V | COMBO Plus Dual Therapy Stent | 235-092-11 | Standalone | DE0019084 | As per HSA registered indication(s)
Cardiac | Interventional cardiology | Coronary stent | Drug eluting coronary stent (DES) | OrbusNeich Medical B.V | COMBO Plus Dual Therapy Stent | 235-132-11 | Standalone | DE0019084 | As per HSA registered indication(s)
Cardiac | Interventional cardiology | Coronary stent | Drug eluting coronary stent (DES) | OrbusNeich Medical B.V | COMBO Plus Dual Therapy Stent | 235-152-11 | Standalone | DE0019084 | As per HSA registered indication(s)
Cardiac | Interventional cardiology | Coronary stent | Drug eluting coronary stent (DES) | OrbusNeich Medical B.V | COMBO Plus Dual Therapy Stent | 235-182-11 | Standalone | DE0019084 | As per HSA registered indication(s)
Cardiac | Interventional cardiology | Coronary stent | Drug eluting coronary stent (DES) | OrbusNeich Medical B.V | COMBO Plus Dual Therapy Stent | 235-232-11 | Standalone | DE0019084 | As per HSA registered indication(s)
Cardiac | Interventional cardiology | Coronary stent | Drug eluting coronary stent (DES) | OrbusNeich Medical B.V | COMBO Plus Dual Therapy Stent | 235-282-11 | Standalone | DE0019084 | As per HSA registered indication(s)
Cardiac | Interventional cardiology | Coronary stent | Drug eluting coronary stent (DES) | OrbusNeich Medical B.V | COMBO Plus Dual Therapy Stent | 235-332-11 | Standalone | DE0019084 | As per HSA registered indication(s)
Cardiac | Interventional cardiology | Coronary stent | Drug eluting coronary stent (DES) | OrbusNeich Medical B.V | COMBO Plus Dual Therapy Stent | 235-382-11 | Standalone | DE0019084 | As per HSA registered indication(s)
Cardiac | Interventional cardiology | Coronary stent | Drug eluting coronary stent (DES) | OrbusNeich Medical B.V | COMBO Plus Dual Therapy Stent | 240-092-11 | Standalone | DE0019084 | As per HSA registered indication(s)
Cardiac | Interventional cardiology | Coronary stent | Drug eluting coronary stent (DES) | OrbusNeich Medical B.V | COMBO Plus Dual Therapy Stent | 240-132-11 | Standalone | DE0019084 | As per HSA registered indication(s)
Cardiac | Interventional cardiology | Coronary stent | Drug eluting coronary stent (DES) | OrbusNeich Medical B.V | COMBO Plus Dual Therapy Stent | 240-152-11 | Standalone | DE0019084 | As per HSA registered indication(s)
Cardiac | Interventional cardiology | Coronary stent | Drug eluting coronary stent (DES) | OrbusNeich Medical B.V | COMBO Plus Dual Therapy Stent | 240-182-11 | Standalone | DE0019084 | As per HSA registered indication(s)
Cardiac | Interventional cardiology | Coronary stent | Drug eluting coronary stent (DES) | OrbusNeich Medical B.V | COMBO Plus Dual Therapy Stent | 240-232-11 | Standalone | DE0019084 | As per HSA registered indication(s)
Cardiac | Interventional cardiology | Coronary stent | Drug eluting coronary stent (DES) | OrbusNeich Medical B.V | COMBO Plus Dual Therapy Stent | 240-282-11 | Standalone | DE0019084 | As per HSA registered indication(s)
Cardiac | Interventional cardiology | Coronary stent | Drug eluting coronary stent (DES) | OrbusNeich Medical B.V | COMBO Plus Dual Therapy Stent | 240-332-11 | Standalone | DE0019084 | As per HSA registered indication(s)
Cardiac | Interventional cardiology | Coronary stent | Drug eluting coronary stent (DES) | OrbusNeich Medical B.V | COMBO Plus Dual Therapy Stent | 240-382-11 | Standalone | DE0019084 | As per HSA registered indication(s)
Vascular | Embolic management | Vascular filter | Vena cava filter | Argon Medical | OPTION ELITE Inferior Vena Cava Filter System | 352506070E | Standalone | DE0018396 | As per HSA registered indication(s)
Vascular | Embolic management | Vascular filter | Vena cava filter | Argon Medical | OPTION ELITE Inferior Vena Cava Filter System | 352506100E | Standalone | DE0018396 | As per HSA registered indication(s)
Vascular | Vascular access | Long-term vascular access device | Venous catheter port | MEDCOMP | 6.6F Dignity CT Port LP w/attachable Polyurethane Catheter | MRCTI66041 | Package | DE0019045 | As per HSA registered indication(s)
Vascular | Vascular access | Long-term vascular access device | Venous catheter port | MEDCOMP | 6.6F Dignity CT Port Mid Sized w/attachable Polyurethane Catheter | MRCTI66001 | Package | DE0019045 | As per HSA registered indication(s)
Vascular | Vascular access | Long-term vascular access device | Venous catheter port | MEDCOMP | 6.6F Dignity Low Profile DMP Port Kit | MRCTI66041DMP | Package | DE0019044 | As per HSA registered indication(s)
Vascular | Vascular access | Long-term vascular access device | Venous catheter port | MEDCOMP | 6.6F Dignity Mini DMP Port Kit | MRCTI66041MDMP | Package | DE0019044 | As per HSA registered indication(s)
Neurosurgery | Neurovascular flow diversion | Neurovascular occlusion or flow disruption device | Intrasaccular flow disruptor | Microvention | WEB SLS 17 Single Layer | W5-7-S | Package | DE0509184 | As per HSA registered indication(s)
Neurosurgery | Neurovascular flow diversion | Neurovascular occlusion or flow disruption device | Intrasaccular flow disruptor | Microvention | WEB SL 17 Single Layer | W5-7-6 | Package | DE0509184 | As per HSA registered indication(s)
Neurosurgery | Neurovascular flow diversion | Neurovascular occlusion or flow disruption device | Intrasaccular flow disruptor | Microvention | WEB SL 17 Single Layer | W5-7-5 | Package | DE0509184 | As per HSA registered indication(s)
Neurosurgery | Neurovascular flow diversion | Neurovascular occlusion or flow disruption device | Intrasaccular flow disruptor | Microvention | WEB SL 17 Single Layer | W5-7-4 | Package | DE0509184 | As per HSA registered indication(s)
Neurosurgery | Neurovascular flow diversion | Neurovascular occlusion or flow disruption device | Intrasaccular flow disruptor | Microvention | WEB SL 17 Single Layer | W5-7-3 | Package | DE0509184 | As per HSA registered indication(s)
Neurosurgery | Neurovascular flow diversion | Neurovascular occlusion or flow disruption device | Intrasaccular flow disruptor | Microvention | WEB SLS 17 Single Layer | W5-6-S | Package | DE0509184 | As per HSA registered indication(s)
Neurosurgery | Neurovascular flow diversion | Neurovascular occlusion or flow disruption device | Intrasaccular flow disruptor | Microvention | WEB SL 17 Single Layer | W5-6-5 | Package | DE0509184 | As per HSA registered indication(s)
Neurosurgery | Neurovascular flow diversion | Neurovascular occlusion or flow disruption device | Intrasaccular flow disruptor | Microvention | WEB SL 17 Single Layer | W5-6-4 | Package | DE0509184 | As per HSA registered indication(s)
Neurosurgery | Neurovascular flow diversion | Neurovascular occlusion or flow disruption device | Intrasaccular flow disruptor | Microvention | WEB SL 17 Single Layer | W5-6-3 | Package | DE0509184 | As per HSA registered indication(s)
Neurosurgery | Neurovascular flow diversion | Neurovascular occlusion or flow disruption device | Intrasaccular flow disruptor | Microvention | WEB SLS 17 Single Layer | W5-5-S | Package | DE0509184 | As per HSA registered indication(s)
Neurosurgery | Neurovascular flow diversion | Neurovascular occlusion or flow disruption device | Intrasaccular flow disruptor | Microvention | WEB SL 17 Single Layer | W5-5-4 | Package | DE0509184 | As per HSA registered indication(s)
Neurosurgery | Neurovascular flow diversion | Neurovascular occlusion or flow disruption device | Intrasaccular flow disruptor | Microvention | WEB SL 17 Single Layer | W5-5-3 | Package | DE0509184 | As per HSA registered indication(s)
Neurosurgery | Neurovascular flow diversion | Neurovascular occlusion or flow disruption device | Intrasaccular flow disruptor | Microvention | WEB SL 17 Single Layer | W5-5-2 | Package | DE0509184 | As per HSA registered indication(s)
Neurosurgery | Neurovascular flow diversion | Neurovascular occlusion or flow disruption device | Intrasaccular flow disruptor | Microvention | WEB SL 17 Single Layer | W5-4-S | Package | DE0509184 | As per HSA registered indication(s)
Neurosurgery | Neurovascular flow diversion | Neurovascular occlusion or flow disruption device | Intrasaccular flow disruptor | Microvention | WEB SL 17 Single Layer | W5-4-3 | Package | DE0509184 | As per HSA registered indication(s)
Neurosurgery | Neurovascular flow diversion | Neurovascular occlusion or flow disruption device | Intrasaccular flow disruptor | Microvention | WEB SL 17 Single Layer | W5-4-2 | Package | DE0509184 | As per HSA registered indication(s)
Neurosurgery | Neurovascular flow diversion | Neurovascular occlusion or flow disruption device | Intrasaccular flow disruptor | Microvention | WEB SL 17 Single Layer | W5-4.5-3 | Package | DE0509184 | As per HSA registered indication(s)
Neurosurgery | Neurovascular flow diversion | Neurovascular occlusion or flow disruption device | Intrasaccular flow disruptor | Microvention | WEB SL 17 Single Layer | W5-4.5-2 | Package | DE0509184 | As per HSA registered indication(s)
Neurosurgery | Neurovascular flow diversion | Neurovascular occlusion or flow disruption device | Intrasaccular flow disruptor | Microvention | WEB SL 17 Single Layer | W5-3.5-2 | Package | DE0509184 | As per HSA registered indication(s)
Neurosurgery | Neurovascular flow diversion | Neurovascular occlusion or flow disruption device | Intrasaccular flow disruptor | Microvention | WEB SL 17 Single Layer | W5-3-2 | Package | DE0509184 | As per HSA registered indication(s)
Neurosurgery | Neurovascular flow diversion | Neurovascular occlusion or flow disruption device | Intrasaccular flow disruptor | Microvention | WEB SL 21 Single Layer | W4-7-3 | Package | DE0509184 | As per HSA registered indication(s)
Neurosurgery | Neurovascular flow diversion | Neurovascular occlusion or flow disruption device | Intrasaccular flow disruptor | Microvention | WEB SL 21 Single Layer | W4-7-4 | Package | DE0509184 | As per HSA registered indication(s)
Neurosurgery | Neurovascular flow diversion | Neurovascular occlusion or flow disruption device | Intrasaccular flow disruptor | Microvention | WEB SL 21 Single Layer | W4-7-5 | Package | DE0509184 | As per HSA registered indication(s)
Neurosurgery | Neurovascular flow diversion | Neurovascular occlusion or flow disruption device | Intrasaccular flow disruptor | Microvention | WEB SL 21 Single Layer | W4-7-6 | Package | DE0509184 | As per HSA registered indication(s)
Neurosurgery | Neurovascular flow diversion | Neurovascular occlusion or flow disruption device | Intrasaccular flow disruptor | Microvention | WEB SL 21 Single Layer | W4-7-7 | Package | DE0509184 | As per HSA registered indication(s)
Neurosurgery | Neurovascular flow diversion | Neurovascular occlusion or flow disruption device | Intrasaccular flow disruptor | Microvention | WEB SLS 21 Single Layer | W4-7-S | Package | DE0509184 | As per HSA registered indication(s)
Neurosurgery | Neurovascular flow diversion | Neurovascular occlusion or flow disruption device | Intrasaccular flow disruptor | Microvention | WEB SL 21 Single Layer | W4-6-3 | Package | DE0509184 | As per HSA registered indication(s)
Neurosurgery | Neurovascular flow diversion | Neurovascular occlusion or flow disruption device | Intrasaccular flow disruptor | Microvention | WEB SL 21 Single Layer | W4-6-4 | Package | DE0509184 | As per HSA registered indication(s)
Neurosurgery | Neurovascular flow diversion | Neurovascular occlusion or flow disruption device | Intrasaccular flow disruptor | Microvention | WEB SL 21 Single Layer | W4-6-5 | Package | DE0509184 | As per HSA registered indication(s)
Neurosurgery | Neurovascular flow diversion | Neurovascular occlusion or flow disruption device | Intrasaccular flow disruptor | Microvention | WEB SL 21 Single Layer | W4-6-6 | Package | DE0509184 | As per HSA registered indication(s)
Neurosurgery | Neurovascular flow diversion | Neurovascular occlusion or flow disruption device | Intrasaccular flow disruptor | Microvention | WEB SLS 21 Single Layer | W4-6-S | Package | DE0509184 | As per HSA registered indication(s)
Neurosurgery | Neurovascular flow diversion | Neurovascular occlusion or flow disruption device | Intrasaccular flow disruptor | Microvention | WEB SL 21 Single Layer | W4-5-3 | Package | DE0509184 | As per HSA registered indication(s)
Neurosurgery | Neurovascular flow diversion | Neurovascular occlusion or flow disruption device | Intrasaccular flow disruptor | Microvention | WEB SL 21 Single Layer | W4-5-4 | Package | DE0509184 | As per HSA registered indication(s)
Neurosurgery | Neurovascular flow diversion | Neurovascular occlusion or flow disruption device | Intrasaccular flow disruptor | Microvention | WEB SL 21 Single Layer | W4-5-5 | Package | DE0509184 | As per HSA registered indication(s)
Neurosurgery | Neurovascular flow diversion | Neurovascular occlusion or flow disruption device | Intrasaccular flow disruptor | Microvention | WEB SLS 21 Single Layer | W4-5-S | Package | DE0509184 | As per HSA registered indication(s)
Neurosurgery | Neurovascular flow diversion | Neurovascular occlusion or flow disruption device | Intrasaccular flow disruptor | Microvention | WEB SL 21 Single Layer | W4-4-3 | Package | DE0509184 | As per HSA registered indication(s)
Neurosurgery | Neurovascular flow diversion | Neurovascular occlusion or flow disruption device | Intrasaccular flow disruptor | Microvention | WEB SL 21 Single Layer | W4-4-4 | Package | DE0509184 | As per HSA registered indication(s)
Neurosurgery | Neurovascular flow diversion | Neurovascular occlusion or flow disruption device | Intrasaccular flow disruptor | Microvention | WEB SLS 21 Single Layer | W4-4-S | Package | DE0509184 | As per HSA registered indication(s)
Neurosurgery | Neurovascular flow diversion | Neurovascular occlusion or flow disruption device | Intrasaccular flow disruptor | Microvention | WEB SL 27 Single Layer | W2-8-3 | Package | DE0509184 | As per HSA registered indication(s)
Neurosurgery | Neurovascular flow diversion | Neurovascular occlusion or flow disruption device | Intrasaccular flow disruptor | Microvention | WEB SL 27 Single Layer | W2-8-4 | Package | DE0509184 | As per HSA registered indication(s)
Neurosurgery | Neurovascular flow diversion | Neurovascular occlusion or flow disruption device | Intrasaccular flow disruptor | Microvention | WEB SL 27 Single Layer | W2-8-5 | Package | DE0509184 | As per HSA registered indication(s)
Neurosurgery | Neurovascular flow diversion | Neurovascular occlusion or flow disruption device | Intrasaccular flow disruptor | Microvention | WEB SL 27 Single Layer | W2-8-6 | Package | DE0509184 | As per HSA registered indication(s)
Neurosurgery | Neurovascular flow diversion | Neurovascular occlusion or flow disruption device | Intrasaccular flow disruptor | Microvention | WEB SLS 27 Single Layer | W2-8-S | Package | DE0509184 | As per HSA registered indication(s)
Neurosurgery | Neurovascular flow diversion | Neurovascular occlusion or flow disruption device | Intrasaccular flow disruptor | Microvention | WEB SL 27 Single Layer | W2-9-4 | Package | DE0509184 | As per HSA registered indication(s)
Neurosurgery | Neurovascular flow diversion | Neurovascular occlusion or flow disruption device | Intrasaccular flow disruptor | Microvention | WEB SL 27 Single Layer | W2-9-5 | Package | DE0509184 | As per HSA registered indication(s)
Neurosurgery | Neurovascular flow diversion | Neurovascular occlusion or flow disruption device | Intrasaccular flow disruptor | Microvention | WEB SL 27 Single Layer | W2-9-6 | Package | DE0509184 | As per HSA registered indication(s)
Neurosurgery | Neurovascular flow diversion | Neurovascular occlusion or flow disruption device | Intrasaccular flow disruptor | Microvention | WEB SL 27 Single Layer | W2-9-7 | Package | DE0509184 | As per HSA registered indication(s)
Neurosurgery | Neurovascular flow diversion | Neurovascular occlusion or flow disruption device | Intrasaccular flow disruptor | Microvention | WEB SL 27 Single Layer | W2-9-8 | Package | DE0509184 | As per HSA registered indication(s)
Neurosurgery | Neurovascular flow diversion | Neurovascular occlusion or flow disruption device | Intrasaccular flow disruptor | Microvention | WEB SLS 27 Single Layer | W2-9-S | Package | DE0509184 | As per HSA registered indication(s)
Neurosurgery | Neurovascular flow diversion | Neurovascular occlusion or flow disruption device | Intrasaccular flow disruptor | Microvention | WEB SL 33 Single Layer | W2-10-5 | Package | DE0509184 | As per HSA registered indication(s)
Neurosurgery | Neurovascular flow diversion | Neurovascular occlusion or flow disruption device | Intrasaccular flow disruptor | Microvention | WEB SL 33 Single Layer | W2-10-6 | Package | DE0509184 | As per HSA registered indication(s)
Neurosurgery | Neurovascular flow diversion | Neurovascular occlusion or flow disruption device | Intrasaccular flow disruptor | Microvention | WEB SL 33 Single Layer | W2-10-7 | Package | DE0509184 | As per HSA registered indication(s)
Neurosurgery | Neurovascular flow diversion | Neurovascular occlusion or flow disruption device | Intrasaccular flow disruptor | Microvention | WEB SL 33 Single Layer | W2-10-8 | Package | DE0509184 | As per HSA registered indication(s)
Neurosurgery | Neurovascular flow diversion | Neurovascular occlusion or flow disruption device | Intrasaccular flow disruptor | Microvention | WEB SLS 33 Single Layer | W2-10-S | Package | DE0509184 | As per HSA registered indication(s)
Neurosurgery | Neurovascular flow diversion | Neurovascular occlusion or flow disruption device | Intrasaccular flow disruptor | Microvention | WEB SL 33 Single Layer | W2-11-6 | Package | DE0509184 | As per HSA registered indication(s)
Neurosurgery | Neurovascular flow diversion | Neurovascular occlusion or flow disruption device | Intrasaccular flow disruptor | Microvention | WEB SL 33 Single Layer | W2-11-7 | Package | DE0509184 | As per HSA registered indication(s)
Neurosurgery | Neurovascular flow diversion | Neurovascular occlusion or flow disruption device | Intrasaccular flow disruptor | Microvention | WEB SL 33 Single Layer | W2-11-8 | Package | DE0509184 | As per HSA registered indication(s)
Neurosurgery | Neurovascular flow diversion | Neurovascular occlusion or flow disruption device | Intrasaccular flow disruptor | Microvention | WEB SL 33 Single Layer | W2-11-9 | Package | DE0509184 | As per HSA registered indication(s)
Neurosurgery | Neurovascular flow diversion | Neurovascular occlusion or flow disruption device | Intrasaccular flow disruptor | Microvention | WEB SLS 33 Single Layer | W2-11-S | Package | DE0509184 | As per HSA registered indication(s)
Cardiac | Interventional cardiology | Coronary stent | Drug eluting coronary stent (DES) | SAHAJANAND MEDICAL TECHNOLOGIES LIMITED | Supraflex Cruz Drug Eluting Stent Sirolimus | FGTZ200008 | Standalone | DE0505855 | As per HSA registered indication(s)
Cardiac | Interventional cardiology | Coronary stent | Drug eluting coronary stent (DES) | SAHAJANAND MEDICAL TECHNOLOGIES LIMITED | Supraflex Cruz Drug Eluting Stent Sirolimus | FGTZ200012 | Standalone | DE0505855 | As per HSA registered indication(s)
Cardiac | Interventional cardiology | Coronary stent | Drug eluting coronary stent (DES) | SAHAJANAND MEDICAL TECHNOLOGIES LIMITED | Supraflex Cruz Drug Eluting Stent Sirolimus | FGTZ200016 | Standalone | DE0505855 | As per HSA registered indication(s)
Cardiac | Interventional cardiology | Coronary stent | Drug eluting coronary stent (DES) | SAHAJANAND MEDICAL TECHNOLOGIES LIMITED | Supraflex Cruz Drug Eluting Stent Sirolimus | FGTZ200020 | Standalone | DE0505855 | As per HSA registered indication(s)
Cardiac | Interventional cardiology | Coronary stent | Drug eluting coronary stent (DES) | SAHAJANAND MEDICAL TECHNOLOGIES LIMITED | Supraflex Cruz Drug Eluting Stent Sirolimus | FGTZ200024 | Standalone | DE0505855 | As per HSA registered indication(s)
Cardiac | Interventional cardiology | Coronary stent | Drug eluting coronary stent (DES) | SAHAJANAND MEDICAL TECHNOLOGIES LIMITED | Supraflex Cruz Drug Eluting Stent Sirolimus | FGTZ200028 | Standalone | DE0505855 | As per HSA registered indication(s)
Cardiac | Interventional cardiology | Coronary stent | Drug eluting coronary stent (DES) | SAHAJANAND MEDICAL TECHNOLOGIES LIMITED | Supraflex Cruz Drug Eluting Stent Sirolimus | FGTZ200032 | Standalone | DE0505855 | As per HSA registered indication(s)
Cardiac | Interventional cardiology | Coronary stent | Drug eluting coronary stent (DES) | SAHAJANAND MEDICAL TECHNOLOGIES LIMITED | Supraflex Cruz Drug Eluting Stent Sirolimus | FGTZ200036 | Standalone | DE0505855 | As per HSA registered indication(s)
Cardiac | Interventional cardiology | Coronary stent | Drug eluting coronary stent (DES) | SAHAJANAND MEDICAL TECHNOLOGIES LIMITED | Supraflex Cruz Drug Eluting Stent Sirolimus | FGTZ200040 | Standalone | DE0505855 | As per HSA registered indication(s)
Cardiac | Interventional cardiology | Coronary stent | Drug eluting coronary stent (DES) | SAHAJANAND MEDICAL TECHNOLOGIES LIMITED | Supraflex Cruz Drug Eluting Stent Sirolimus | FGTZ200044 | Standalone | DE0505855 | As per HSA registered indication(s)
Cardiac | Interventional cardiology | Coronary stent | Drug eluting coronary stent (DES) | SAHAJANAND MEDICAL TECHNOLOGIES LIMITED | Supraflex Cruz Drug Eluting Stent Sirolimus | FGTZ200048 | Standalone | DE0505855 | As per HSA registered indication(s)
Cardiac | Interventional cardiology | Coronary stent | Drug eluting coronary stent (DES) | SAHAJANAND MEDICAL TECHNOLOGIES LIMITED | Supraflex Cruz Drug Eluting Stent Sirolimus | FGTZ225008 | Standalone | DE0505855 | As per HSA registered indication(s)
Cardiac | Interventional cardiology | Coronary stent | Drug eluting coronary stent (DES) | SAHAJANAND MEDICAL TECHNOLOGIES LIMITED | Supraflex Cruz Drug Eluting Stent Sirolimus | FGTZ225012 | Standalone | DE0505855 | As per HSA registered indication(s)
Cardiac | Interventional cardiology | Coronary stent | Drug eluting coronary stent (DES) | SAHAJANAND MEDICAL TECHNOLOGIES LIMITED | Supraflex Cruz Drug Eluting Stent Sirolimus | FGTZ225016 | Standalone | DE0505855 | As per HSA registered indication(s)
Cardiac | Interventional cardiology | Coronary stent | Drug eluting coronary stent (DES) | SAHAJANAND MEDICAL TECHNOLOGIES LIMITED | Supraflex Cruz Drug Eluting Stent Sirolimus | FGTZ225020 | Standalone | DE0505855 | As per HSA registered indication(s)
Cardiac | Interventional cardiology | Coronary stent | Drug eluting coronary stent (DES) | SAHAJANAND MEDICAL TECHNOLOGIES LIMITED | Supraflex Cruz Drug Eluting Stent Sirolimus | FGTZ225024 | Standalone | DE0505855 | As per HSA registered indication(s)
Cardiac | Interventional cardiology | Coronary stent | Drug eluting coronary stent (DES) | SAHAJANAND MEDICAL TECHNOLOGIES LIMITED | Supraflex Cruz Drug Eluting Stent Sirolimus | FGTZ225028 | Standalone | DE0505855 | As per HSA registered indication(s)
Cardiac | Interventional cardiology | Coronary stent | Drug eluting coronary stent (DES) | SAHAJANAND MEDICAL TECHNOLOGIES LIMITED | Supraflex Cruz Drug Eluting Stent Sirolimus | FGTZ225032 | Standalone | DE0505855 | As per HSA registered indication(s)
Cardiac | Interventional cardiology | Coronary stent | Drug eluting coronary stent (DES) | SAHAJANAND MEDICAL TECHNOLOGIES LIMITED | Supraflex Cruz Drug Eluting Stent Sirolimus | FGTZ225036 | Standalone | DE0505855 | As per HSA registered indication(s)
Cardiac | Interventional cardiology | Coronary stent | Drug eluting coronary stent (DES) | SAHAJANAND MEDICAL TECHNOLOGIES LIMITED | Supraflex Cruz Drug Eluting Stent Sirolimus | FGTZ225040 | Standalone | DE0505855 | As per HSA registered indication(s)
Cardiac | Interventional cardiology | Coronary stent | Drug eluting coronary stent (DES) | SAHAJANAND MEDICAL TECHNOLOGIES LIMITED | Supraflex Cruz Drug Eluting Stent Sirolimus | FGTZ225044 | Standalone | DE0505855 | As per HSA registered indication(s)
Cardiac | Interventional cardiology | Coronary stent | Drug eluting coronary stent (DES) | SAHAJANAND MEDICAL TECHNOLOGIES LIMITED | Supraflex Cruz Drug Eluting Stent Sirolimus | FGTZ225048 | Standalone | DE0505855 | As per HSA registered indication(s)
Cardiac | Interventional cardiology | Coronary stent | Drug eluting coronary stent (DES) | SAHAJANAND MEDICAL TECHNOLOGIES LIMITED | Supraflex Cruz Drug Eluting Stent Sirolimus | FGTZ250008 | Standalone | DE0505855 | As per HSA registered indication(s)
Cardiac | Interventional cardiology | Coronary stent | Drug eluting coronary stent (DES) | SAHAJANAND MEDICAL TECHNOLOGIES LIMITED | Supraflex Cruz Drug Eluting Stent Sirolimus | FGTZ250012 | Standalone | DE0505855 | As per HSA registered indication(s)
Cardiac | Interventional cardiology | Coronary stent | Drug eluting coronary stent (DES) | SAHAJANAND MEDICAL TECHNOLOGIES LIMITED | Supraflex Cruz Drug Eluting Stent Sirolimus | FGTZ250016 | Standalone | DE0505855 | As per HSA registered indication(s)
Cardiac | Interventional cardiology | Coronary stent | Drug eluting coronary stent (DES) | SAHAJANAND MEDICAL TECHNOLOGIES LIMITED | Supraflex Cruz Drug Eluting Stent Sirolimus | FGTZ250020 | Standalone | DE0505855 | As per HSA registered indication(s)
Cardiac | Interventional cardiology | Coronary stent | Drug eluting coronary stent (DES) | SAHAJANAND MEDICAL TECHNOLOGIES LIMITED | Supraflex Cruz Drug Eluting Stent Sirolimus | FGTZ250024 | Standalone | DE0505855 | As per HSA registered indication(s)
Cardiac | Interventional cardiology | Coronary stent | Drug eluting coronary stent (DES) | SAHAJANAND MEDICAL TECHNOLOGIES LIMITED | Supraflex Cruz Drug Eluting Stent Sirolimus | FGTZ250028 | Standalone | DE0505855 | As per HSA registered indication(s)
Cardiac | Interventional cardiology | Coronary stent | Drug eluting coronary stent (DES) | SAHAJANAND MEDICAL TECHNOLOGIES LIMITED | Supraflex Cruz Drug Eluting Stent Sirolimus | FGTZ250032 | Standalone | DE0505855 | As per HSA registered indication(s)
Cardiac | Interventional cardiology | Coronary stent | Drug eluting coronary stent (DES) | SAHAJANAND MEDICAL TECHNOLOGIES LIMITED | Supraflex Cruz Drug Eluting Stent Sirolimus | FGTZ250036 | Standalone | DE0505855 | As per HSA registered indication(s)
Cardiac | Interventional cardiology | Coronary stent | Drug eluting coronary stent (DES) | SAHAJANAND MEDICAL TECHNOLOGIES LIMITED | Supraflex Cruz Drug Eluting Stent Sirolimus | FGTZ250040 | Standalone | DE0505855 | As per HSA registered indication(s)
Cardiac | Interventional cardiology | Coronary stent | Drug eluting coronary stent (DES) | SAHAJANAND MEDICAL TECHNOLOGIES LIMITED | Supraflex Cruz Drug Eluting Stent Sirolimus | FGTZ250044 | Standalone | DE0505855 | As per HSA registered indication(s)
Cardiac | Interventional cardiology | Coronary stent | Drug eluting coronary stent (DES) | SAHAJANAND MEDICAL TECHNOLOGIES LIMITED | Supraflex Cruz Drug Eluting Stent Sirolimus | FGTZ250048 | Standalone | DE0505855 | As per HSA registered indication(s)
Cardiac | Interventional cardiology | Coronary stent | Drug eluting coronary stent (DES) | SAHAJANAND MEDICAL TECHNOLOGIES LIMITED | Supraflex Cruz Drug Eluting Stent Sirolimus | FGTZ275008 | Standalone | DE0505855 | As per HSA registered indication(s)
Cardiac | Interventional cardiology | Coronary stent | Drug eluting coronary stent (DES) | SAHAJANAND MEDICAL TECHNOLOGIES LIMITED | Supraflex Cruz Drug Eluting Stent Sirolimus | FGTZ275012 | Standalone | DE0505855 | As per HSA registered indication(s)
Cardiac | Interventional cardiology | Coronary stent | Drug eluting coronary stent (DES) | SAHAJANAND MEDICAL TECHNOLOGIES LIMITED | Supraflex Cruz Drug Eluting Stent Sirolimus | FGTZ275016 | Standalone | DE0505855 | As per HSA registered indication(s)
Cardiac | Interventional cardiology | Coronary stent | Drug eluting coronary stent (DES) | SAHAJANAND MEDICAL TECHNOLOGIES LIMITED | Supraflex Cruz Drug Eluting Stent Sirolimus | FGTZ275020 | Standalone | DE0505855 | As per HSA registered indication(s)
Cardiac | Interventional cardiology | Coronary stent | Drug eluting coronary stent (DES) | SAHAJANAND MEDICAL TECHNOLOGIES LIMITED | Supraflex Cruz Drug Eluting Stent Sirolimus | FGTZ275024 | Standalone | DE0505855 | As per HSA registered indication(s)
Cardiac | Interventional cardiology | Coronary stent | Drug eluting coronary stent (DES) | SAHAJANAND MEDICAL TECHNOLOGIES LIMITED | Supraflex Cruz Drug Eluting Stent Sirolimus | FGTZ275028 | Standalone | DE0505855 | As per HSA registered indication(s)
Cardiac | Interventional cardiology | Coronary stent | Drug eluting coronary stent (DES) | SAHAJANAND MEDICAL TECHNOLOGIES LIMITED | Supraflex Cruz Drug Eluting Stent Sirolimus | FGTZ275032 | Standalone | DE0505855 | As per HSA registered indication(s)
Cardiac | Interventional cardiology | Coronary stent | Drug eluting coronary stent (DES) | SAHAJANAND MEDICAL TECHNOLOGIES LIMITED | Supraflex Cruz Drug Eluting Stent Sirolimus | FGTZ275036 | Standalone | DE0505855 | As per HSA registered indication(s)
Cardiac | Interventional cardiology | Coronary stent | Drug eluting coronary stent (DES) | SAHAJANAND MEDICAL TECHNOLOGIES LIMITED | Supraflex Cruz Drug Eluting Stent Sirolimus | FGTZ275040 | Standalone | DE0505855 | As per HSA registered indication(s)
Cardiac | Interventional cardiology | Coronary stent | Drug eluting coronary stent (DES) | SAHAJANAND MEDICAL TECHNOLOGIES LIMITED | Supraflex Cruz Drug Eluting Stent Sirolimus | FGTZ275044 | Standalone | DE0505855 | As per HSA registered indication(s)
Cardiac | Interventional cardiology | Coronary stent | Drug eluting coronary stent (DES) | SAHAJANAND MEDICAL TECHNOLOGIES LIMITED | Supraflex Cruz Drug Eluting Stent Sirolimus | FGTZ275048 | Standalone | DE0505855 | As per HSA registered indication(s)
Cardiac | Interventional cardiology | Coronary stent | Drug eluting coronary stent (DES) | SAHAJANAND MEDICAL TECHNOLOGIES LIMITED | Supraflex Cruz Drug Eluting Stent Sirolimus | FGTZ300008 | Standalone | DE0505855 | As per HSA registered indication(s)
Cardiac | Interventional cardiology | Coronary stent | Drug eluting coronary stent (DES) | SAHAJANAND MEDICAL TECHNOLOGIES LIMITED | Supraflex Cruz Drug Eluting Stent Sirolimus | FGTZ300012 | Standalone | DE0505855 | As per HSA registered indication(s)
Cardiac | Interventional cardiology | Coronary stent | Drug eluting coronary stent (DES) | SAHAJANAND MEDICAL TECHNOLOGIES LIMITED | Supraflex Cruz Drug Eluting Stent Sirolimus | FGTZ300016 | Standalone | DE0505855 | As per HSA registered indication(s)
Cardiac | Interventional cardiology | Coronary stent | Drug eluting coronary stent (DES) | SAHAJANAND MEDICAL TECHNOLOGIES LIMITED | Supraflex Cruz Drug Eluting Stent Sirolimus | FGTZ300020 | Standalone | DE0505855 | As per HSA registered indication(s)
Cardiac | Interventional cardiology | Coronary stent | Drug eluting coronary stent (DES) | SAHAJANAND MEDICAL TECHNOLOGIES LIMITED | Supraflex Cruz Drug Eluting Stent Sirolimus | FGTZ300024 | Standalone | DE0505855 | As per HSA registered indication(s)
Cardiac | Interventional cardiology | Coronary stent | Drug eluting coronary stent (DES) | SAHAJANAND MEDICAL TECHNOLOGIES LIMITED | Supraflex Cruz Drug Eluting Stent Sirolimus | FGTZ300028 | Standalone | DE0505855 | As per HSA registered indication(s)
Cardiac | Interventional cardiology | Coronary stent | Drug eluting coronary stent (DES) | SAHAJANAND MEDICAL TECHNOLOGIES LIMITED | Supraflex Cruz Drug Eluting Stent Sirolimus | FGTZ300032 | Standalone | DE0505855 | As per HSA registered indication(s)
Cardiac | Interventional cardiology | Coronary stent | Drug eluting coronary stent (DES) | SAHAJANAND MEDICAL TECHNOLOGIES LIMITED | Supraflex Cruz Drug Eluting Stent Sirolimus | FGTZ300036 | Standalone | DE0505855 | As per HSA registered indication(s)
Cardiac | Interventional cardiology | Coronary stent | Drug eluting coronary stent (DES) | SAHAJANAND MEDICAL TECHNOLOGIES LIMITED | Supraflex Cruz Drug Eluting Stent Sirolimus | FGTZ300040 | Standalone | DE0505855 | As per HSA registered indication(s)
Cardiac | Interventional cardiology | Coronary stent | Drug eluting coronary stent (DES) | SAHAJANAND MEDICAL TECHNOLOGIES LIMITED | Supraflex Cruz Drug Eluting Stent Sirolimus | FGTZ300044 | Standalone | DE0505855 | As per HSA registered indication(s)
Cardiac | Interventional cardiology | Coronary stent | Drug eluting coronary stent (DES) | SAHAJANAND MEDICAL TECHNOLOGIES LIMITED | Supraflex Cruz Drug Eluting Stent Sirolimus | FGTZ300048 | Standalone | DE0505855 | As per HSA registered indication(s)
Cardiac | Interventional cardiology | Coronary stent | Drug eluting coronary stent (DES) | SAHAJANAND MEDICAL TECHNOLOGIES LIMITED | Supraflex Cruz Drug Eluting Stent Sirolimus | FGTZ350008 | Standalone | DE0505855 | As per HSA registered indication(s)
Cardiac | Interventional cardiology | Coronary stent | Drug eluting coronary stent (DES) | SAHAJANAND MEDICAL TECHNOLOGIES LIMITED | Supraflex Cruz Drug Eluting Stent Sirolimus | FGTZ350012 | Standalone | DE0505855 | As per HSA registered indication(s)
Cardiac | Interventional cardiology | Coronary stent | Drug eluting coronary stent (DES) | SAHAJANAND MEDICAL TECHNOLOGIES LIMITED | Supraflex Cruz Drug Eluting Stent Sirolimus | FGTZ350016 | Standalone | DE0505855 | As per HSA registered indication(s)
Cardiac | Interventional cardiology | Coronary stent | Drug eluting coronary stent (DES) | SAHAJANAND MEDICAL TECHNOLOGIES LIMITED | Supraflex Cruz Drug Eluting Stent Sirolimus | FGTZ350020 | Standalone | DE0505855 | As per HSA registered indication(s)
Cardiac | Interventional cardiology | Coronary stent | Drug eluting coronary stent (DES) | SAHAJANAND MEDICAL TECHNOLOGIES LIMITED | Supraflex Cruz Drug Eluting Stent Sirolimus | FGTZ350024 | Standalone | DE0505855 | As per HSA registered indication(s)
Cardiac | Interventional cardiology | Coronary stent | Drug eluting coronary stent (DES) | SAHAJANAND MEDICAL TECHNOLOGIES LIMITED | Supraflex Cruz Drug Eluting Stent Sirolimus | FGTZ350028 | Standalone | DE0505855 | As per HSA registered indication(s)
Cardiac | Interventional cardiology | Coronary stent | Drug eluting coronary stent (DES) | SAHAJANAND MEDICAL TECHNOLOGIES LIMITED | Supraflex Cruz Drug Eluting Stent Sirolimus | FGTZ350032 | Standalone | DE0505855 | As per HSA registered indication(s)
Cardiac | Interventional cardiology | Coronary stent | Drug eluting coronary stent (DES) | SAHAJANAND MEDICAL TECHNOLOGIES LIMITED | Supraflex Cruz Drug Eluting Stent Sirolimus | FGTZ350036 | Standalone | DE0505855 | As per HSA registered indication(s)
Cardiac | Interventional cardiology | Coronary stent | Drug eluting coronary stent (DES) | SAHAJANAND MEDICAL TECHNOLOGIES LIMITED | Supraflex Cruz Drug Eluting Stent Sirolimus | FGTZ350040 | Standalone | DE0505855 | As per HSA registered indication(s)
Cardiac | Interventional cardiology | Coronary stent | Drug eluting coronary stent (DES) | SAHAJANAND MEDICAL TECHNOLOGIES LIMITED | Supraflex Cruz Drug Eluting Stent Sirolimus | FGTZ350044 | Standalone | DE0505855 | As per HSA registered indication(s)
Cardiac | Interventional cardiology | Coronary stent | Drug eluting coronary stent (DES) | SAHAJANAND MEDICAL TECHNOLOGIES LIMITED | Supraflex Cruz Drug Eluting Stent Sirolimus | FGTZ350048 | Standalone | DE0505855 | As per HSA registered indication(s)
Cardiac | Interventional cardiology | Coronary stent | Drug eluting coronary stent (DES) | SAHAJANAND MEDICAL TECHNOLOGIES LIMITED | Supraflex Cruz Drug Eluting Stent Sirolimus | FGTZ400008 | Standalone | DE0505855 | As per HSA registered indication(s)
Cardiac | Interventional cardiology | Coronary stent | Drug eluting coronary stent (DES) | SAHAJANAND MEDICAL TECHNOLOGIES LIMITED | Supraflex Cruz Drug Eluting Stent Sirolimus | FGTZ400012 | Standalone | DE0505855 | As per HSA registered indication(s)
Cardiac | Interventional cardiology | Coronary stent | Drug eluting coronary stent (DES) | SAHAJANAND MEDICAL TECHNOLOGIES LIMITED | Supraflex Cruz Drug Eluting Stent Sirolimus | FGTZ400016 | Standalone | DE0505855 | As per HSA registered indication(s)
Cardiac | Interventional cardiology | Coronary stent | Drug eluting coronary stent (DES) | SAHAJANAND MEDICAL TECHNOLOGIES LIMITED | Supraflex Cruz Drug Eluting Stent Sirolimus | FGTZ400020 | Standalone | DE0505855 | As per HSA registered indication(s)
Cardiac | Interventional cardiology | Coronary stent | Drug eluting coronary stent (DES) | SAHAJANAND MEDICAL TECHNOLOGIES LIMITED | Supraflex Cruz Drug Eluting Stent Sirolimus | FGTZ400024 | Standalone | DE0505855 | As per HSA registered indication(s)
Cardiac | Interventional cardiology | Coronary stent | Drug eluting coronary stent (DES) | SAHAJANAND MEDICAL TECHNOLOGIES LIMITED | Supraflex Cruz Drug Eluting Stent Sirolimus | FGTZ400028 | Standalone | DE0505855 | As per HSA registered indication(s)
Cardiac | Interventional cardiology | Coronary stent | Drug eluting coronary stent (DES) | SAHAJANAND MEDICAL TECHNOLOGIES LIMITED | Supraflex Cruz Drug Eluting Stent Sirolimus | FGTZ400032 | Standalone | DE0505855 | As per HSA registered indication(s)
Cardiac | Interventional cardiology | Coronary stent | Drug eluting coronary stent (DES) | SAHAJANAND MEDICAL TECHNOLOGIES LIMITED | Supraflex Cruz Drug Eluting Stent Sirolimus | FGTZ400036 | Standalone | DE0505855 | As per HSA registered indication(s)
Cardiac | Interventional cardiology | Coronary stent | Drug eluting coronary stent (DES) | SAHAJANAND MEDICAL TECHNOLOGIES LIMITED | Supraflex Cruz Drug Eluting Stent Sirolimus | FGTZ400040 | Standalone | DE0505855 | As per HSA registered indication(s)
Cardiac | Interventional cardiology | Coronary stent | Drug eluting coronary stent (DES) | SAHAJANAND MEDICAL TECHNOLOGIES LIMITED | Supraflex Cruz Drug Eluting Stent Sirolimus | FGTZ400044 | Standalone | DE0505855 | As per HSA registered indication(s)
Cardiac | Interventional cardiology | Coronary stent | Drug eluting coronary stent (DES) | SAHAJANAND MEDICAL TECHNOLOGIES LIMITED | Supraflex Cruz Drug Eluting Stent Sirolimus | FGTZ400048 | Standalone | DE0505855 | As per HSA registered indication(s)
Cardiac | Interventional cardiology | Coronary stent | Drug eluting coronary stent (DES) | SAHAJANAND MEDICAL TECHNOLOGIES LIMITED | Supraflex Cruz Drug Eluting Stent Sirolimus | FGTZ450008 | Standalone | DE0505855 | As per HSA registered indication(s)
Cardiac | Interventional cardiology | Coronary stent | Drug eluting coronary stent (DES) | SAHAJANAND MEDICAL TECHNOLOGIES LIMITED | Supraflex Cruz Drug Eluting Stent Sirolimus | FGTZ450012 | Standalone | DE0505855 | As per HSA registered indication(s)
Cardiac | Interventional cardiology | Coronary stent | Drug eluting coronary stent (DES) | SAHAJANAND MEDICAL TECHNOLOGIES LIMITED | Supraflex Cruz Drug Eluting Stent Sirolimus | FGTZ450016 | Standalone | DE0505855 | As per HSA registered indication(s)
Cardiac | Interventional cardiology | Coronary stent | Drug eluting coronary stent (DES) | SAHAJANAND MEDICAL TECHNOLOGIES LIMITED | Supraflex Cruz Drug Eluting Stent Sirolimus | FGTZ450020 | Standalone | DE0505855 | As per HSA registered indication(s)
Cardiac | Interventional cardiology | Coronary stent | Drug eluting coronary stent (DES) | SAHAJANAND MEDICAL TECHNOLOGIES LIMITED | Supraflex Cruz Drug Eluting Stent Sirolimus | FGTZ450024 | Standalone | DE0505855 | As per HSA registered indication(s)
Cardiac | Interventional cardiology | Coronary stent | Drug eluting coronary stent (DES) | SAHAJANAND MEDICAL TECHNOLOGIES LIMITED | Supraflex Cruz Drug Eluting Stent Sirolimus | FGTZ450028 | Standalone | DE0505855 | As per HSA registered indication(s)
Cardiac | Interventional cardiology | Coronary stent | Drug eluting coronary stent (DES) | SAHAJANAND MEDICAL TECHNOLOGIES LIMITED | Supraflex Cruz Drug Eluting Stent Sirolimus | FGTZ450032 | Standalone | DE0505855 | As per HSA registered indication(s)
Cardiac | Interventional cardiology | Coronary stent | Drug eluting coronary stent (DES) | SAHAJANAND MEDICAL TECHNOLOGIES LIMITED | Supraflex Cruz Drug Eluting Stent Sirolimus | FGTZ450036 | Standalone | DE0505855 | As per HSA registered indication(s)
Cardiac | Interventional cardiology | Coronary stent | Drug eluting coronary stent (DES) | SAHAJANAND MEDICAL TECHNOLOGIES LIMITED | Supraflex Cruz Drug Eluting Stent Sirolimus | FGTZ450040 | Standalone | DE0505855 | As per HSA registered indication(s)
Cardiac | Interventional cardiology | Coronary stent | Drug eluting coronary stent (DES) | SAHAJANAND MEDICAL TECHNOLOGIES LIMITED | Supraflex Cruz Drug Eluting Stent Sirolimus | FGTZ450044 | Standalone | DE0505855 | As per HSA registered indication(s)
Cardiac | Interventional cardiology | Coronary stent | Drug eluting coronary stent (DES) | SAHAJANAND MEDICAL TECHNOLOGIES LIMITED | Supraflex Cruz Drug Eluting Stent Sirolimus | FGTZ450048 | Standalone | DE0505855 | As per HSA registered indication(s)
Vascular | Vascular occlusion | Liquid and particulate embolic agent | Embolic agent - Non-drug-eluting particles | Engain | EGgel S PLUS 50-150um | 1317100 | Standalone | DE0508761 | As per HSA registered indication(s)
Vascular | Vascular occlusion | Liquid and particulate embolic agent | Embolic agent - Non-drug-eluting particles | Engain | EGgel S PLUS 150-350um | 1317101 | Standalone | DE0508761 | As per HSA registered indication(s)
Vascular | Vascular occlusion | Liquid and particulate embolic agent | Embolic agent - Non-drug-eluting particles | Engain | EGgel S PLUS 350-560um | 1317102 | Standalone | DE0508761 | As per HSA registered indication(s)
Vascular | Vascular occlusion | Liquid and particulate embolic agent | Embolic agent - Non-drug-eluting particles | Engain | EGgel S PLUS 560-710um | 1317103 | Standalone | DE0508761 | As per HSA registered indication(s)
Vascular | Vascular occlusion | Liquid and particulate embolic agent | Embolic agent - Non-drug-eluting particles | Engain | EGgel S PLUS 710-1000um | 1317104 | Standalone | DE0508761 | As per HSA registered indication(s)
Vascular | Vascular occlusion | Liquid and particulate embolic agent | Embolic agent - Non-drug-eluting particles | Engain | EGgel S PLUS 1000-1400um | 1317105 | Standalone | DE0508761 | As per HSA registered indication(s)
Vascular | Vascular occlusion | Liquid and particulate embolic agent | Embolic agent - Non-drug-eluting particles | Engain | EGgel S PLUS 1400-2000um | 1317106 | Standalone | DE0508761 | As per HSA registered indication(s)
Vascular | Vascular occlusion | Liquid and particulate embolic agent | Embolic agent - Non-drug-eluting particles | Engain | EGgel S PLUS 2000-4000um | 1317107 | Standalone | DE0508761 | As per HSA registered indication(s)
Orthopaedics | Hip replacement - Acetabular component | Acetabular liner | Acetabular liner - Crosslinked polyethylene | Zimmer Inc | G7 Acetabular System Vivacit-E Vitamin E Highly Crosslinked Polyethylene Liner Neutral 28 mm I.D. Size A | 30102801 | Standalone | DE0508841 | As per HSA registered indication(s)
Orthopaedics | Hip replacement - Acetabular component | Acetabular liner | Acetabular liner - Crosslinked polyethylene | Zimmer Inc | G7 Acetabular System Vivacit-E Vitamin E Highly Crosslinked Polyethylene Liner Neutral 28 mm I.D. Size B | 30102802 | Standalone | DE0508841 | As per HSA registered indication(s)
Orthopaedics | Hip replacement - Acetabular component | Acetabular liner | Acetabular liner - Crosslinked polyethylene | Zimmer Inc | G7 Acetabular System Vivacit-E Vitamin E Highly Crosslinked Polyethylene Liner Neutral 28 mm I.D. Size C | 30102803 | Standalone | DE0508841 | As per HSA registered indication(s)
Orthopaedics | Hip replacement - Acetabular component | Acetabular liner | Acetabular liner - Crosslinked polyethylene | Zimmer Inc | G7 Acetabular System Vivacit-E Vitamin E Highly Crosslinked Polyethylene Liner Neutral 28 mm I.D. Size D | 30102804 | Standalone | DE0508841 | As per HSA registered indication(s)
Orthopaedics | Hip replacement - Acetabular component | Acetabular liner | Acetabular liner - Crosslinked polyethylene | Zimmer Inc | G7 Acetabular System Vivacit-E Vitamin E Highly Crosslinked Polyethylene Liner Neutral 28 mm I.D. Size E | 30102805 | Standalone | DE0508841 | As per HSA registered indication(s)
Orthopaedics | Hip replacement - Acetabular component | Acetabular liner | Acetabular liner - Crosslinked polyethylene | Zimmer Inc | G7 Acetabular System Vivacit-E Vitamin E Highly Crosslinked Polyethylene Liner Neutral 28 mm I.D. Size F | 30102806 | Standalone | DE0508841 | As per HSA registered indication(s)
Orthopaedics | Hip replacement - Acetabular component | Acetabular liner | Acetabular liner - Crosslinked polyethylene | Zimmer Inc | G7 Acetabular System Vivacit-E Vitamin E Highly Crosslinked Polyethylene Liner Neutral 28 mm I.D. Size G | 30102807 | Standalone | DE0508841 | As per HSA registered indication(s)
Orthopaedics | Hip replacement - Acetabular component | Acetabular liner | Acetabular liner - Crosslinked polyethylene | Zimmer Inc | G7 Acetabular System Vivacit-E Vitamin E Highly Crosslinked Polyethylene Liner Neutral 32 mm I.D. Size B | 30103202 | Standalone | DE0508841 | As per HSA registered indication(s)
Orthopaedics | Hip replacement - Acetabular component | Acetabular liner | Acetabular liner - Crosslinked polyethylene | Zimmer Inc | G7 Acetabular System Vivacit-E Vitamin E Highly Crosslinked Polyethylene Liner Neutral 32 mm I.D. Size C | 30103203 | Standalone | DE0508841 | As per HSA registered indication(s)
Orthopaedics | Hip replacement - Acetabular component | Acetabular liner | Acetabular liner - Crosslinked polyethylene | Zimmer Inc | G7 Acetabular System Vivacit-E Vitamin E Highly Crosslinked Polyethylene Liner Neutral 32 mm I.D. Size D | 30103204 | Standalone | DE0508841 | As per HSA registered indication(s)
Orthopaedics | Hip replacement - Acetabular component | Acetabular liner | Acetabular liner - Crosslinked polyethylene | Zimmer Inc | G7 Acetabular System Vivacit-E Vitamin E Highly Crosslinked Polyethylene Liner Neutral 32 mm I.D. Size E | 30103205 | Standalone | DE0508841 | As per HSA registered indication(s)
Orthopaedics | Hip replacement - Acetabular component | Acetabular liner | Acetabular liner - Crosslinked polyethylene | Zimmer Inc | G7 Acetabular System Vivacit-E Vitamin E Highly Crosslinked Polyethylene Liner Neutral 32 mm I.D. Size F | 30103206 | Standalone | DE0508841 | As per HSA registered indication(s)
Orthopaedics | Hip replacement - Acetabular component | Acetabular liner | Acetabular liner - Crosslinked polyethylene | Zimmer Inc | G7 Acetabular System Vivacit-E Vitamin E Highly Crosslinked Polyethylene Liner Neutral 32 mm I.D. Size G | 30103207 | Standalone | DE0508841 | As per HSA registered indication(s)
Orthopaedics | Hip replacement - Acetabular component | Acetabular liner | Acetabular liner - Crosslinked polyethylene | Zimmer Inc | G7 Acetabular System Vivacit-E Vitamin E Highly Crosslinked Polyethylene Liner Neutral 32 mm I.D. Size H | 30103208 | Standalone | DE0508841 | As per HSA registered indication(s)
Orthopaedics | Hip replacement - Acetabular component | Acetabular liner | Acetabular liner - Crosslinked polyethylene | Zimmer Inc | G7 Acetabular System Vivacit-E Vitamin E Highly Crosslinked Polyethylene Liner Neutral 36 mm I.D. Size D | 30103604 | Standalone | DE0508841 | As per HSA registered indication(s)
Orthopaedics | Hip replacement - Acetabular component | Acetabular liner | Acetabular liner - Crosslinked polyethylene | Zimmer Inc | G7 Acetabular System Vivacit-E Vitamin E Highly Crosslinked Polyethylene Liner Neutral 36 mm I.D. Size E | 30103605 | Standalone | DE0508841 | As per HSA registered indication(s)
Orthopaedics | Hip replacement - Acetabular component | Acetabular liner | Acetabular liner - Crosslinked polyethylene | Zimmer Inc | G7 Acetabular System Vivacit-E Vitamin E Highly Crosslinked Polyethylene Liner Neutral 36 mm I.D. Size F | 30103606 | Standalone | DE0508841 | As per HSA registered indication(s)
Orthopaedics | Hip replacement - Acetabular component | Acetabular liner | Acetabular liner - Crosslinked polyethylene | Zimmer Inc | G7 Acetabular System Vivacit-E Vitamin E Highly Crosslinked Polyethylene Liner Neutral 36 mm I.D. Size G | 30103607 | Standalone | DE0508841 | As per HSA registered indication(s)
Orthopaedics | Hip replacement - Acetabular component | Acetabular liner | Acetabular liner - Crosslinked polyethylene | Zimmer Inc | G7 Acetabular System Vivacit-E Vitamin E Highly Crosslinked Polyethylene Liner Neutral 36 mm I.D. Size H | 30103608 | Standalone | DE0508841 | As per HSA registered indication(s)
Orthopaedics | Hip replacement - Acetabular component | Acetabular liner | Acetabular liner - Crosslinked polyethylene | Zimmer Inc | G7 Acetabular System Vivacit-E Vitamin E Highly Crosslinked Polyethylene Liner Neutral 36 mm I.D. Size I | 30103609 | Standalone | DE0508841 | As per HSA registered indication(s)
Orthopaedics | Hip replacement - Acetabular component | Acetabular liner | Acetabular liner - Crosslinked polyethylene | Zimmer Inc | G7 Acetabular System Vivacit-E Vitamin E Highly Crosslinked Polyethylene Liner Neutral 36 mm I.D. Size J | 30103610 | Standalone | DE0508841 | As per HSA registered indication(s)
Orthopaedics | Hip replacement - Acetabular component | Acetabular liner | Acetabular liner - Crosslinked polyethylene | Zimmer Inc | G7 Acetabular System Vivacit-E Vitamin E Highly Crosslinked Polyethylene Liner Neutral 40 mm I.D. Size F | 30104006 | Standalone | DE0508841 | As per HSA registered indication(s)
Orthopaedics | Hip replacement - Acetabular component | Acetabular liner | Acetabular liner - Crosslinked polyethylene | Zimmer Inc | G7 Acetabular System Vivacit-E Vitamin E Highly Crosslinked Polyethylene Liner Neutral 40 mm I.D. Size G | 30104007 | Standalone | DE0508841 | As per HSA registered indication(s)
Orthopaedics | Hip replacement - Acetabular component | Acetabular liner | Acetabular liner - Crosslinked polyethylene | Zimmer Inc | G7 Acetabular System Vivacit-E Vitamin E Highly Crosslinked Polyethylene Liner Neutral 40 mm I.D. Size H | 30104008 | Standalone | DE0508841 | As per HSA registered indication(s)
Orthopaedics | Hip replacement - Acetabular component | Acetabular liner | Acetabular liner - Crosslinked polyethylene | Zimmer Inc | G7 Acetabular System Vivacit-E Vitamin E Highly Crosslinked Polyethylene Liner Neutral 40 mm I.D. Size I | 30104009 | Standalone | DE0508841 | As per HSA registered indication(s)
Orthopaedics | Hip replacement - Acetabular component | Acetabular liner | Acetabular liner - Crosslinked polyethylene | Zimmer Inc | G7 Acetabular System Vivacit-E Vitamin E Highly Crosslinked Polyethylene Liner Neutral 40 mm I.D. Size J | 30104010 | Standalone | DE0508841 | As per HSA registered indication(s)
Orthopaedics | Hip replacement - Acetabular component | Acetabular liner | Acetabular liner - Crosslinked polyethylene | Zimmer Inc | G7 Acetabular System Vivacit-E Vitamin E Highly Crosslinked Polyethylene Liner Neutral 44 mm I.D. Size H | 30104408 | Standalone | DE0508841 | As per HSA registered indication(s)
Orthopaedics | Hip replacement - Acetabular component | Acetabular liner | Acetabular liner - Crosslinked polyethylene | Zimmer Inc | G7 Acetabular System Vivacit-E Vitamin E Highly Crosslinked Polyethylene Liner Neutral 44 mm I.D. Size I | 30104409 | Standalone | DE0508841 | As per HSA registered indication(s)
Orthopaedics | Hip replacement - Acetabular component | Acetabular liner | Acetabular liner - Crosslinked polyethylene | Zimmer Inc | G7 Acetabular System Vivacit-E Vitamin E Highly Crosslinked Polyethylene Liner Neutral 44 mm I.D. Size J | 30104410 | Standalone | DE0508841 | As per HSA registered indication(s)
Orthopaedics | Hip replacement - Acetabular component | Acetabular liner | Acetabular liner - Crosslinked polyethylene | Zimmer Inc | G7 Acetabular System Vivacit-E Vitamin E Highly Crosslinked Polyethylene Liner High Wall 28 mm I.D. Size A | 30122801 | Standalone | DE0508841 | As per HSA registered indication(s)
Orthopaedics | Hip replacement - Acetabular component | Acetabular liner | Acetabular liner - Crosslinked polyethylene | Zimmer Inc | G7 Acetabular System Vivacit-E Vitamin E Highly Crosslinked Polyethylene Liner High Wall 28 mm I.D. Size B | 30122802 | Standalone | DE0508841 | As per HSA registered indication(s)
Orthopaedics | Hip replacement - Acetabular component | Acetabular liner | Acetabular liner - Crosslinked polyethylene | Zimmer Inc | G7 Acetabular System Vivacit-E Vitamin E Highly Crosslinked Polyethylene Liner High Wall 28 mm I.D. Size C | 30122803 | Standalone | DE0508841 | As per HSA registered indication(s)
Orthopaedics | Hip replacement - Acetabular component | Acetabular liner | Acetabular liner - Crosslinked polyethylene | Zimmer Inc | G7 Acetabular System Vivacit-E Vitamin E Highly Crosslinked Polyethylene Liner High Wall 28 mm I.D. Size D | 30122804 | Standalone | DE0508841 | As per HSA registered indication(s)
Orthopaedics | Hip replacement - Acetabular component | Acetabular liner | Acetabular liner - Crosslinked polyethylene | Zimmer Inc | G7 Acetabular System Vivacit-E Vitamin E Highly Crosslinked Polyethylene Liner High Wall 28 mm I.D. Size E | 30122805 | Standalone | DE0508841 | As per HSA registered indication(s)
Orthopaedics | Hip replacement - Acetabular component | Acetabular liner | Acetabular liner - Crosslinked polyethylene | Zimmer Inc | G7 Acetabular System Vivacit-E Vitamin E Highly Crosslinked Polyethylene Liner High Wall 28 mm I.D. Size F | 30122806 | Standalone | DE0508841 | As per HSA registered indication(s)
Orthopaedics | Hip replacement - Acetabular component | Acetabular liner | Acetabular liner - Crosslinked polyethylene | Zimmer Inc | G7 Acetabular System Vivacit-E Vitamin E Highly Crosslinked Polyethylene Liner High Wall 28 mm I.D. Size G | 30122807 | Standalone | DE0508841 | As per HSA registered indication(s)
Orthopaedics | Hip replacement - Acetabular component | Acetabular liner | Acetabular liner - Crosslinked polyethylene | Zimmer Inc | G7 Acetabular System Vivacit-E Vitamin E Highly Crosslinked Polyethylene Liner High Wall 32 mm I.D. Size B | 30123202 | Standalone | DE0508841 | As per HSA registered indication(s)
Orthopaedics | Hip replacement - Acetabular component | Acetabular liner | Acetabular liner - Crosslinked polyethylene | Zimmer Inc | G7 Acetabular System Vivacit-E Vitamin E Highly Crosslinked Polyethylene Liner High Wall 32 mm I.D. Size C | 30123203 | Standalone | DE0508841 | As per HSA registered indication(s)
Orthopaedics | Hip replacement - Acetabular component | Acetabular liner | Acetabular liner - Crosslinked polyethylene | Zimmer Inc | G7 Acetabular System Vivacit-E Vitamin E Highly Crosslinked Polyethylene Liner High Wall 32 mm I.D. Size D | 30123204 | Standalone | DE0508841 | As per HSA registered indication(s)
Orthopaedics | Hip replacement - Acetabular component | Acetabular liner | Acetabular liner - Crosslinked polyethylene | Zimmer Inc | G7 Acetabular System Vivacit-E Vitamin E Highly Crosslinked Polyethylene Liner High Wall 32 mm I.D. Size E | 30123205 | Standalone | DE0508841 | As per HSA registered indication(s)
Orthopaedics | Hip replacement - Acetabular component | Acetabular liner | Acetabular liner - Crosslinked polyethylene | Zimmer Inc | G7 Acetabular System Vivacit-E Vitamin E Highly Crosslinked Polyethylene Liner High Wall 32 mm I.D. Size F | 30123206 | Standalone | DE0508841 | As per HSA registered indication(s)
Orthopaedics | Hip replacement - Acetabular component | Acetabular liner | Acetabular liner - Crosslinked polyethylene | Zimmer Inc | G7 Acetabular System Vivacit-E Vitamin E Highly Crosslinked Polyethylene Liner High Wall 32 mm I.D. Size G | 30123207 | Standalone | DE0508841 | As per HSA registered indication(s)
Orthopaedics | Hip replacement - Acetabular component | Acetabular liner | Acetabular liner - Crosslinked polyethylene | Zimmer Inc | G7 Acetabular System Vivacit-E Vitamin E Highly Crosslinked Polyethylene Liner High Wall 32 mm I.D. Size H | 30123208 | Standalone | DE0508841 | As per HSA registered indication(s)
Orthopaedics | Hip replacement - Acetabular component | Acetabular liner | Acetabular liner - Crosslinked polyethylene | Zimmer Inc | G7 Acetabular System Vivacit-E Vitamin E Highly Crosslinked Polyethylene Liner High Wall 36 mm I.D. Size D | 30123604 | Standalone | DE0508841 | As per HSA registered indication(s)
Orthopaedics | Hip replacement - Acetabular component | Acetabular liner | Acetabular liner - Crosslinked polyethylene | Zimmer Inc | G7 Acetabular System Vivacit-E Vitamin E Highly Crosslinked Polyethylene Liner High Wall 36 mm I.D. Size E | 30123605 | Standalone | DE0508841 | As per HSA registered indication(s)
Orthopaedics | Hip replacement - Acetabular component | Acetabular liner | Acetabular liner - Crosslinked polyethylene | Zimmer Inc | G7 Acetabular System Vivacit-E Vitamin E Highly Crosslinked Polyethylene Liner High Wall 36 mm I.D. Size F | 30123606 | Standalone | DE0508841 | As per HSA registered indication(s)
Orthopaedics | Hip replacement - Acetabular component | Acetabular liner | Acetabular liner - Crosslinked polyethylene | Zimmer Inc | G7 Acetabular System Vivacit-E Vitamin E Highly Crosslinked Polyethylene Liner High Wall 36 mm I.D. Size G | 30123607 | Standalone | DE0508841 | As per HSA registered indication(s)
Orthopaedics | Hip replacement - Acetabular component | Acetabular liner | Acetabular liner - Crosslinked polyethylene | Zimmer Inc | G7 Acetabular System Vivacit-E Vitamin E Highly Crosslinked Polyethylene Liner High Wall 36 mm I.D. Size H | 30123608 | Standalone | DE0508841 | As per HSA registered indication(s)
Orthopaedics | Hip replacement - Acetabular component | Acetabular liner | Acetabular liner - Crosslinked polyethylene | Zimmer Inc | G7 Acetabular System Vivacit-E Vitamin E Highly Crosslinked Polyethylene Liner High Wall 36 mm I.D. Size I | 30123609 | Standalone | DE0508841 | As per HSA registered indication(s)
Orthopaedics | Hip replacement - Acetabular component | Acetabular liner | Acetabular liner - Crosslinked polyethylene | Zimmer Inc | G7 Acetabular System Vivacit-E Vitamin E Highly Crosslinked Polyethylene Liner High Wall 36 mm I.D. Size J | 30123610 | Standalone | DE0508841 | As per HSA registered indication(s)
Orthopaedics | Hip replacement - Acetabular component | Acetabular liner | Acetabular liner - Crosslinked polyethylene | Zimmer Inc | G7 Acetabular System Vivacit-E Vitamin E Highly Crosslinked Polyethylene Liner High Wall 40 mm I.D. Size F | 30124006 | Standalone | DE0508841 | As per HSA registered indication(s)
Orthopaedics | Hip replacement - Acetabular component | Acetabular liner | Acetabular liner - Crosslinked polyethylene | Zimmer Inc | G7 Acetabular System Vivacit-E Vitamin E Highly Crosslinked Polyethylene Liner High Wall 40 mm I.D. Size G | 30124007 | Standalone | DE0508841 | As per HSA registered indication(s)
Orthopaedics | Hip replacement - Acetabular component | Acetabular liner | Acetabular liner - Crosslinked polyethylene | Zimmer Inc | G7 Acetabular System Vivacit-E Vitamin E Highly Crosslinked Polyethylene Liner High Wall 40 mm I.D. Size H | 30124008 | Standalone | DE0508841 | As per HSA registered indication(s)
Orthopaedics | Hip replacement - Acetabular component | Acetabular liner | Acetabular liner - Crosslinked polyethylene | Zimmer Inc | G7 Acetabular System Vivacit-E Vitamin E Highly Crosslinked Polyethylene Liner High Wall 40 mm I.D. Size I | 30124009 | Standalone | DE0508841 | As per HSA registered indication(s)
Orthopaedics | Hip replacement - Acetabular component | Acetabular liner | Acetabular liner - Crosslinked polyethylene | Zimmer Inc | G7 Acetabular System Vivacit-E Vitamin E Highly Crosslinked Polyethylene Liner High Wall 40 mm I.D. Size J | 30124010 | Standalone | DE0508841 | As per HSA registered indication(s)
Orthopaedics | Hip replacement - Acetabular component | Acetabular liner | Acetabular liner - Crosslinked polyethylene | Zimmer Inc | G7 Acetabular System Vivacit-E Vitamin E Highly Crosslinked Polyethylene Liner High Wall 44 mm I.D. Size H | 30124408 | Standalone | DE0508841 | As per HSA registered indication(s)
Orthopaedics | Hip replacement - Acetabular component | Acetabular liner | Acetabular liner - Crosslinked polyethylene | Zimmer Inc | G7 Acetabular System Vivacit-E Vitamin E Highly Crosslinked Polyethylene Liner High Wall 44 mm I.D. Size I | 30124409 | Standalone | DE0508841 | As per HSA registered indication(s)
Orthopaedics | Hip replacement - Acetabular component | Acetabular liner | Acetabular liner - Crosslinked polyethylene | Zimmer Inc | G7 Acetabular System Vivacit-E Vitamin E Highly Crosslinked Polyethylene Liner High Wall 44 mm I.D. Size J | 30124410 | Standalone | DE0508841 | As per HSA registered indication(s)
Orthopaedics | Hip replacement - Acetabular component | Acetabular liner | Acetabular liner - Crosslinked polyethylene | Zimmer Inc | G7 Acetabular System Vivacit-E Vitamin E Highly Crosslinked Polyethylene Liner 10 Degree 28 mm I.D. Size A | 30112801 | Standalone | DE0508841 | As per HSA registered indication(s)
Orthopaedics | Hip replacement - Acetabular component | Acetabular liner | Acetabular liner - Crosslinked polyethylene | Zimmer Inc | G7 Acetabular System Vivacit-E Vitamin E Highly Crosslinked Polyethylene Liner 10 Degree 28 mm I.D. Size B | 30112802 | Standalone | DE0508841 | As per HSA registered indication(s)
Orthopaedics | Hip replacement - Acetabular component | Acetabular liner | Acetabular liner - Crosslinked polyethylene | Zimmer Inc | G7 Acetabular System Vivacit-E Vitamin E Highly Crosslinked Polyethylene Liner 10 Degree 28 mm I.D. Size C | 30112803 | Standalone | DE0508841 | As per HSA registered indication(s)
Orthopaedics | Hip replacement - Acetabular component | Acetabular liner | Acetabular liner - Crosslinked polyethylene | Zimmer Inc | G7 Acetabular System Vivacit-E Vitamin E Highly Crosslinked Polyethylene Liner 10 Degree 28 mm I.D. Size D | 30112804 | Standalone | DE0508841 | As per HSA registered indication(s)
Orthopaedics | Hip replacement - Acetabular component | Acetabular liner | Acetabular liner - Crosslinked polyethylene | Zimmer Inc | G7 Acetabular System Vivacit-E Vitamin E Highly Crosslinked Polyethylene Liner 10 Degree 28 mm I.D. Size E | 30112805 | Standalone | DE0508841 | As per HSA registered indication(s)
Orthopaedics | Hip replacement - Acetabular component | Acetabular liner | Acetabular liner - Crosslinked polyethylene | Zimmer Inc | G7 Acetabular System Vivacit-E Vitamin E Highly Crosslinked Polyethylene Liner 10 Degree 28 mm I.D. Size F | 30112806 | Standalone | DE0508841 | As per HSA registered indication(s)
Orthopaedics | Hip replacement - Acetabular component | Acetabular liner | Acetabular liner - Crosslinked polyethylene | Zimmer Inc | G7 Acetabular System Vivacit-E Vitamin E Highly Crosslinked Polyethylene Liner 10 Degree 28 mm I.D. Size G | 30112807 | Standalone | DE0508841 | As per HSA registered indication(s)
Orthopaedics | Hip replacement - Acetabular component | Acetabular liner | Acetabular liner - Crosslinked polyethylene | Zimmer Inc | G7 Acetabular System Vivacit-E Vitamin E Highly Crosslinked Polyethylene Liner 10 Degree 32 mm I.D. Size B | 30113202 | Standalone | DE0508841 | As per HSA registered indication(s)
Orthopaedics | Hip replacement - Acetabular component | Acetabular liner | Acetabular liner - Crosslinked polyethylene | Zimmer Inc | G7 Acetabular System Vivacit-E Vitamin E Highly Crosslinked Polyethylene Liner 10 Degree 32 mm I.D. Size C | 30113203 | Standalone | DE0508841 | As per HSA registered indication(s)
Orthopaedics | Hip replacement - Acetabular component | Acetabular liner | Acetabular liner - Crosslinked polyethylene | Zimmer Inc | G7 Acetabular System Vivacit-E Vitamin E Highly Crosslinked Polyethylene Liner 10 Degree 32 mm I.D. Size D | 30113204 | Standalone | DE0508841 | As per HSA registered indication(s)
Orthopaedics | Hip replacement - Acetabular component | Acetabular liner | Acetabular liner - Crosslinked polyethylene | Zimmer Inc | G7 Acetabular System Vivacit-E Vitamin E Highly Crosslinked Polyethylene Liner 10 Degree 32 mm I.D. Size E | 30113205 | Standalone | DE0508841 | As per HSA registered indication(s)
Orthopaedics | Hip replacement - Acetabular component | Acetabular liner | Acetabular liner - Crosslinked polyethylene | Zimmer Inc | G7 Acetabular System Vivacit-E Vitamin E Highly Crosslinked Polyethylene Liner 10 Degree 32 mm I.D. Size F | 30113206 | Standalone | DE0508841 | As per HSA registered indication(s)
Orthopaedics | Hip replacement - Acetabular component | Acetabular liner | Acetabular liner - Crosslinked polyethylene | Zimmer Inc | G7 Acetabular System Vivacit-E Vitamin E Highly Crosslinked Polyethylene Liner 10 Degree 32 mm I.D. Size G | 30113207 | Standalone | DE0508841 | As per HSA registered indication(s)
Orthopaedics | Hip replacement - Acetabular component | Acetabular liner | Acetabular liner - Crosslinked polyethylene | Zimmer Inc | G7 Acetabular System Vivacit-E Vitamin E Highly Crosslinked Polyethylene Liner 10 Degree 32 mm I.D. Size H | 30113208 | Standalone | DE0508841 | As per HSA registered indication(s)
Orthopaedics | Hip replacement - Acetabular component | Acetabular liner | Acetabular liner - Crosslinked polyethylene | Zimmer Inc | G7 Acetabular System Vivacit-E Vitamin E Highly Crosslinked Polyethylene Liner 10 Degree 36 mm I.D. Size D | 30113604 | Standalone | DE0508841 | As per HSA registered indication(s)
Orthopaedics | Hip replacement - Acetabular component | Acetabular liner | Acetabular liner - Crosslinked polyethylene | Zimmer Inc | G7 Acetabular System Vivacit-E Vitamin E Highly Crosslinked Polyethylene Liner 10 Degree 36 mm I.D. Size E | 30113605 | Standalone | DE0508841 | As per HSA registered indication(s)
Orthopaedics | Hip replacement - Acetabular component | Acetabular liner | Acetabular liner - Crosslinked polyethylene | Zimmer Inc | G7 Acetabular System Vivacit-E Vitamin E Highly Crosslinked Polyethylene Liner 10 Degree 36 mm I.D. Size F | 30113606 | Standalone | DE0508841 | As per HSA registered indication(s)
Orthopaedics | Hip replacement - Acetabular component | Acetabular liner | Acetabular liner - Crosslinked polyethylene | Zimmer Inc | G7 Acetabular System Vivacit-E Vitamin E Highly Crosslinked Polyethylene Liner 10 Degree 36 mm I.D. Size G | 30113607 | Standalone | DE0508841 | As per HSA registered indication(s)
Orthopaedics | Hip replacement - Acetabular component | Acetabular liner | Acetabular liner - Crosslinked polyethylene | Zimmer Inc | G7 Acetabular System Vivacit-E Vitamin E Highly Crosslinked Polyethylene Liner 10 Degree 36 mm I.D. Size H | 30113608 | Standalone | DE0508841 | As per HSA registered indication(s)
Orthopaedics | Hip replacement - Acetabular component | Acetabular liner | Acetabular liner - Crosslinked polyethylene | Zimmer Inc | G7 Acetabular System Vivacit-E Vitamin E Highly Crosslinked Polyethylene Liner 10 Degree 36 mm I.D. Size I | 30113609 | Standalone | DE0508841 | As per HSA registered indication(s)
Orthopaedics | Hip replacement - Acetabular component | Acetabular liner | Acetabular liner - Crosslinked polyethylene | Zimmer Inc | G7 Acetabular System Vivacit-E Vitamin E Highly Crosslinked Polyethylene Liner 10 Degree 36 mm I.D. Size J | 30113610 | Standalone | DE0508841 | As per HSA registered indication(s)
Orthopaedics | Hip replacement - Acetabular component | Acetabular liner | Acetabular liner - Crosslinked polyethylene | Zimmer Inc | G7 Acetabular System Vivacit-E Vitamin E Highly Crosslinked Polyethylene Liner 10 Degree 40 mm I.D. Size F | 30114006 | Standalone | DE0508841 | As per HSA registered indication(s)
Orthopaedics | Hip replacement - Acetabular component | Acetabular liner | Acetabular liner - Crosslinked polyethylene | Zimmer Inc | G7 Acetabular System Vivacit-E Vitamin E Highly Crosslinked Polyethylene Liner 10 Degree 40 mm I.D. Size G | 30114007 | Standalone | DE0508841 | As per HSA registered indication(s)
Orthopaedics | Hip replacement - Acetabular component | Acetabular liner | Acetabular liner - Crosslinked polyethylene | Zimmer Inc | G7 Acetabular System Vivacit-E Vitamin E Highly Crosslinked Polyethylene Liner 10 Degree 40 mm I.D. Size H | 30114008 | Standalone | DE0508841 | As per HSA registered indication(s)
Orthopaedics | Hip replacement - Acetabular component | Acetabular liner | Acetabular liner - Crosslinked polyethylene | Zimmer Inc | G7 Acetabular System Vivacit-E Vitamin E Highly Crosslinked Polyethylene Liner 10 Degree 40 mm I.D. Size I | 30114009 | Standalone | DE0508841 | As per HSA registered indication(s)
Orthopaedics | Hip replacement - Acetabular component | Acetabular liner | Acetabular liner - Crosslinked polyethylene | Zimmer Inc | G7 Acetabular System Vivacit-E Vitamin E Highly Crosslinked Polyethylene Liner 10 Degree 40 mm I.D. Size J | 30114010 | Standalone | DE0508841 | As per HSA registered indication(s)
Orthopaedics | Hip replacement - Acetabular component | Acetabular liner | Acetabular liner - Crosslinked polyethylene | Zimmer Inc | G7 Acetabular System Vivacit-E Vitamin E Highly Crosslinked Polyethylene Liner 10 Degree 44 mm I.D. Size H | 30114408 | Standalone | DE0508841 | As per HSA registered indication(s)
Orthopaedics | Hip replacement - Acetabular component | Acetabular liner | Acetabular liner - Crosslinked polyethylene | Zimmer Inc | G7 Acetabular System Vivacit-E Vitamin E Highly Crosslinked Polyethylene Liner 10 Degree 44 mm I.D. Size I | 30114409 | Standalone | DE0508841 | As per HSA registered indication(s)
Orthopaedics | Hip replacement - Acetabular component | Acetabular liner | Acetabular liner - Crosslinked polyethylene | Zimmer Inc | G7 Acetabular System Vivacit-E Vitamin E Highly Crosslinked Polyethylene Liner 10 Degree 44 mm I.D. Size J | 30114410 | Standalone | DE0508841 | As per HSA registered indication(s)
Orthopaedics | Hip replacement - Acetabular component | Acetabular component - Dual mobility | Dual mobility acetabular component - Internal bearing component | Zimmer Inc | Dual Mobility Vivacit-E Vitamin E Highly Crosslinked Polyethylene Bearing 22.2 mm I.D. 32 mm O.D. Size A | 110031313 | Standalone | DE0509174 | Revision THR in cases of iterative dislocations and in patients with a high risk of dislocation. Primary THR, in patients with a high risk of dislocation (severe neurological disorders, neuropsychiatric disorders, addictions and major neuromuscular failures).
Orthopaedics | Hip replacement - Acetabular component | Acetabular component - Dual mobility | Dual mobility acetabular component - Internal bearing component | Zimmer Inc | Dual Mobility Vivacit-E Vitamin E Highly Crosslinked Polyethylene Bearing 22.2 mm I.D. 36 mm O.D. Size B | 110031314 | Standalone | DE0509174 | Revision THR in cases of iterative dislocations and in patients with a high risk of dislocation. Primary THR, in patients with a high risk of dislocation (severe neurological disorders, neuropsychiatric disorders, addictions and major neuromuscular failures).
Orthopaedics | Hip replacement - Acetabular component | Acetabular component - Dual mobility | Dual mobility acetabular component - Internal bearing component | Zimmer Inc | Dual Mobility Vivacit-E Vitamin E Highly Crosslinked Polyethylene Bearing 28 mm I.D. 38 mm O.D. Size C | 110031009 | Standalone | DE0509174 | Revision THR in cases of iterative dislocations and in patients with a high risk of dislocation. Primary THR, in patients with a high risk of dislocation (severe neurological disorders, neuropsychiatric disorders, addictions and major neuromuscular failures).
Orthopaedics | Hip replacement - Acetabular component | Acetabular component - Dual mobility | Dual mobility acetabular component - Internal bearing component | Zimmer Inc | Dual Mobility Vivacit-E Vitamin E Highly Crosslinked Polyethylene Bearing 28 mm I.D. 40 mm O.D. Size D | 110031010 | Standalone | DE0509174 | Revision THR in cases of iterative dislocations and in patients with a high risk of dislocation. Primary THR, in patients with a high risk of dislocation (severe neurological disorders, neuropsychiatric disorders, addictions and major neuromuscular failures).
Orthopaedics | Hip replacement - Acetabular component | Acetabular component - Dual mobility | Dual mobility acetabular component - Internal bearing component | Zimmer Inc | Dual Mobility Vivacit-E Vitamin E Highly Crosslinked Polyethylene Bearing 28 mm I.D. 42 mm O.D. Size E | 110031011 | Standalone | DE0509174 | Revision THR in cases of iterative dislocations and in patients with a high risk of dislocation. Primary THR, in patients with a high risk of dislocation (severe neurological disorders, neuropsychiatric disorders, addictions and major neuromuscular failures).
Orthopaedics | Hip replacement - Acetabular component | Acetabular component - Dual mobility | Dual mobility acetabular component - Internal bearing component | Zimmer Inc | Dual Mobility Vivacit-E Vitamin E Highly Crosslinked Polyethylene Bearing 28 mm I.D. 44 mm O.D. Size F | 110031012 | Standalone | DE0509174 | Revision THR in cases of iterative dislocations and in patients with a high risk of dislocation. Primary THR, in patients with a high risk of dislocation (severe neurological disorders, neuropsychiatric disorders, addictions and major neuromuscular failures).
Orthopaedics | Hip replacement - Acetabular component | Acetabular component - Dual mobility | Dual mobility acetabular component - Internal bearing component | Zimmer Inc | Dual Mobility Vivacit-E Vitamin E Highly Crosslinked Polyethylene Bearing 28 mm I.D. 46 mm O.D. Size G | 110031013 | Standalone | DE0509174 | Revision THR in cases of iterative dislocations and in patients with a high risk of dislocation. Primary THR, in patients with a high risk of dislocation (severe neurological disorders, neuropsychiatric disorders, addictions and major neuromuscular failures).
Orthopaedics | Hip replacement - Acetabular component | Acetabular component - Dual mobility | Dual mobility acetabular component - Internal bearing component | Zimmer Inc | Dual Mobility Vivacit-E Vitamin E Highly Crosslinked Polyethylene Bearing 28 mm I.D. 48 mm O.D. | 110031014 | Standalone | DE0509174 | Revision THR in cases of iterative dislocations and in patients with a high risk of dislocation. Primary THR, in patients with a high risk of dislocation (severe neurological disorders, neuropsychiatric disorders, addictions and major neuromuscular failures).
Orthopaedics | Hip replacement - Acetabular component | Acetabular component - Dual mobility | Dual mobility acetabular component - Internal bearing component | Zimmer Inc | Dual Mobility Vivacit-E Vitamin E Highly Crosslinked Polyethylene Bearing 28 mm I.D. 50 mm O.D. Size H | 110031015 | Standalone | DE0509174 | Revision THR in cases of iterative dislocations and in patients with a high risk of dislocation. Primary THR, in patients with a high risk of dislocation (severe neurological disorders, neuropsychiatric disorders, addictions and major neuromuscular failures).
Orthopaedics | Hip replacement - Acetabular component | Acetabular component - Dual mobility | Dual mobility acetabular component - Internal bearing component | Zimmer Inc | Dual Mobility Vivacit-E Vitamin E Highly Crosslinked Polyethylene Bearing 28 mm I.D. 52 mm O.D. | 110031016 | Standalone | DE0509174 | Revision THR in cases of iterative dislocations and in patients with a high risk of dislocation. Primary THR, in patients with a high risk of dislocation (severe neurological disorders, neuropsychiatric disorders, addictions and major neuromuscular failures).
Orthopaedics | Hip replacement - Acetabular component | Acetabular component - Dual mobility | Dual mobility acetabular component - Internal bearing component | Zimmer Inc | Dual Mobility Vivacit-E Vitamin E Highly Crosslinked Polyethylene Bearing 28 mm I.D. 54 mm O.D. Size I | 110031017 | Standalone | DE0509174 | Revision THR in cases of iterative dislocations and in patients with a high risk of dislocation. Primary THR, in patients with a high risk of dislocation (severe neurological disorders, neuropsychiatric disorders, addictions and major neuromuscular failures).
Orthopaedics | Hip replacement - Acetabular component | Acetabular component - Dual mobility | Dual mobility acetabular component - Internal bearing component | Zimmer Inc | Dual Mobility Vivacit-E Vitamin E Highly Crosslinked Polyethylene Bearing 28 mm I.D. 56 mm O.D. | 110031018 | Standalone | DE0509174 | Revision THR in cases of iterative dislocations and in patients with a high risk of dislocation. Primary THR, in patients with a high risk of dislocation (severe neurological disorders, neuropsychiatric disorders, addictions and major neuromuscular failures).
Orthopaedics | Hip replacement - Acetabular component | Acetabular component - Dual mobility | Dual mobility acetabular component - Internal bearing component | Zimmer Inc | Dual Mobility Vivacit-E Vitamin E Highly Crosslinked Polyethylene Bearing 28 mm I.D. 58 mm O.D. | 110031019 | Standalone | DE0509174 | Revision THR in cases of iterative dislocations and in patients with a high risk of dislocation. Primary THR, in patients with a high risk of dislocation (severe neurological disorders, neuropsychiatric disorders, addictions and major neuromuscular failures).
Orthopaedics | Hip replacement - Acetabular component | Acetabular component - Dual mobility | Dual mobility acetabular component - Internal bearing component | Zimmer Inc | Dual Mobility Vivacit-E Vitamin E Highly Crosslinked Polyethylene Bearing 28 mm I.D. 60 mm O.D. Size J | 110031020 | Standalone | DE0509174 | Revision THR in cases of iterative dislocations and in patients with a high risk of dislocation. Primary THR, in patients with a high risk of dislocation (severe neurological disorders, neuropsychiatric disorders, addictions and major neuromuscular failures).
Cardiac | Structural heart | Transcatheter heart valve implantation system | Transcatheter aortic valve implantation (TAVI) | Edwards Lifesciences (Singapore) Pte Ltd | Edwards SAPIEN 3 - Edwards Commander Kit, 20mm | S3TF320 (SUB) | Package | DE0501755 | 1. Patient selection should be carried out by a multidisciplinary heart team, which must at minimum include an interventional cardiologist and a cardiac surgeon. The team should determine the surgical mortality risk for each patient based on: a. An estimated mortality risk of 8% or greater within 30 days of surgery according to the Society of Thoracic Surgeons Predicted Risk of Mortality (STS-PROM) risk assessment; OR b. Other patient characteristics where these conditions are clinically equivalent to inoperable risk (STS-PROM score of 8% or greater). These examples could include but are not limited to: i. Frailty ii. Cognitive function iii. Porcelain aorta iv. Advanced cancer diagnosis but not debilitating v. Prior radiation therapy vi. Prior open-heart surgery (e.g. coronary artery bypass graft [CABG]) Where appropriate, objective tools should be used to assess these characteristics. 2. TAVI should be conducted by a multidisciplinary heart team that has met the applicable TAVI training and accreditation standards set by the institution. 3. The TAVI procedure should be performed via transfemoral delivery, unless it is contraindicated or not feasible, in catheterisation labs or hybrid operating theatres equipped with early in-hospital access to cardiac and vascular surgical support for the emergency treatment of complications and subsequent patient care. 4. Properly record details of final surgical risk assessments of all patients who receive TAVI including STS-PROM score, type of TAVI device and clinical outcomes. This is consistent with the standard arrangements in place for clinical governance and audit. 5. TAVI should not be subsidised if the patient has received a prior SAVR or TAVI implant.
Cardiac | Structural heart | Transcatheter heart valve implantation system | Transcatheter aortic valve implantation (TAVI) | Edwards Lifesciences (Singapore) Pte Ltd | Edwards SAPIEN 3 - Edwards Commander Kit, 23mm | S3TF323 (SUB) | Package | DE0501755 | 1. Patient selection should be carried out by a multidisciplinary heart team, which must at minimum include an interventional cardiologist and a cardiac surgeon. The team should determine the surgical mortality risk for each patient based on: a. An estimated mortality risk of 8% or greater within 30 days of surgery according to the Society of Thoracic Surgeons Predicted Risk of Mortality (STS-PROM) risk assessment; OR b. Other patient characteristics where these conditions are clinically equivalent to inoperable risk (STS-PROM score of 8% or greater). These examples could include but are not limited to: i. Frailty ii. Cognitive function iii. Porcelain aorta iv. Advanced cancer diagnosis but not debilitating v. Prior radiation therapy vi. Prior open-heart surgery (e.g. coronary artery bypass graft [CABG]) Where appropriate, objective tools should be used to assess these characteristics. 2. TAVI should be conducted by a multidisciplinary heart team that has met the applicable TAVI training and accreditation standards set by the institution. 3. The TAVI procedure should be performed via transfemoral delivery, unless it is contraindicated or not feasible, in catheterisation labs or hybrid operating theatres equipped with early in-hospital access to cardiac and vascular surgical support for the emergency treatment of complications and subsequent patient care. 4. Properly record details of final surgical risk assessments of all patients who receive TAVI including STS-PROM score, type of TAVI device and clinical outcomes. This is consistent with the standard arrangements in place for clinical governance and audit. 5. TAVI should not be subsidised if the patient has received a prior SAVR or TAVI implant.
Cardiac | Structural heart | Transcatheter heart valve implantation system | Transcatheter aortic valve implantation (TAVI) | Edwards Lifesciences (Singapore) Pte Ltd | Edwards SAPIEN 3 - Edwards Commander Kit, 26mm | S3TF326 (SUB) | Package | DE0501755 | 1. Patient selection should be carried out by a multidisciplinary heart team, which must at minimum include an interventional cardiologist and a cardiac surgeon. The team should determine the surgical mortality risk for each patient based on: a. An estimated mortality risk of 8% or greater within 30 days of surgery according to the Society of Thoracic Surgeons Predicted Risk of Mortality (STS-PROM) risk assessment; OR b. Other patient characteristics where these conditions are clinically equivalent to inoperable risk (STS-PROM score of 8% or greater). These examples could include but are not limited to: i. Frailty ii. Cognitive function iii. Porcelain aorta iv. Advanced cancer diagnosis but not debilitating v. Prior radiation therapy vi. Prior open-heart surgery (e.g. coronary artery bypass graft [CABG]) Where appropriate, objective tools should be used to assess these characteristics. 2. TAVI should be conducted by a multidisciplinary heart team that has met the applicable TAVI training and accreditation standards set by the institution. 3. The TAVI procedure should be performed via transfemoral delivery, unless it is contraindicated or not feasible, in catheterisation labs or hybrid operating theatres equipped with early in-hospital access to cardiac and vascular surgical support for the emergency treatment of complications and subsequent patient care. 4. Properly record details of final surgical risk assessments of all patients who receive TAVI including STS-PROM score, type of TAVI device and clinical outcomes. This is consistent with the standard arrangements in place for clinical governance and audit. 5. TAVI should not be subsidised if the patient has received a prior SAVR or TAVI implant.
Cardiac | Structural heart | Transcatheter heart valve implantation system | Transcatheter aortic valve implantation (TAVI) | Edwards Lifesciences (Singapore) Pte Ltd | Edwards SAPIEN 3 - Edwards Commander Kit, 29mm | S3TF329 (SUB) | Package | DE0501755 | 1. Patient selection should be carried out by a multidisciplinary heart team, which must at minimum include an interventional cardiologist and a cardiac surgeon. The team should determine the surgical mortality risk for each patient based on: a. An estimated mortality risk of 8% or greater within 30 days of surgery according to the Society of Thoracic Surgeons Predicted Risk of Mortality (STS-PROM) risk assessment; OR b. Other patient characteristics where these conditions are clinically equivalent to inoperable risk (STS-PROM score of 8% or greater). These examples could include but are not limited to: i. Frailty ii. Cognitive function iii. Porcelain aorta iv. Advanced cancer diagnosis but not debilitating v. Prior radiation therapy vi. Prior open-heart surgery (e.g. coronary artery bypass graft [CABG]) Where appropriate, objective tools should be used to assess these characteristics. 2. TAVI should be conducted by a multidisciplinary heart team that has met the applicable TAVI training and accreditation standards set by the institution. 3. The TAVI procedure should be performed via transfemoral delivery, unless it is contraindicated or not feasible, in catheterisation labs or hybrid operating theatres equipped with early in-hospital access to cardiac and vascular surgical support for the emergency treatment of complications and subsequent patient care. 4. Properly record details of final surgical risk assessments of all patients who receive TAVI including STS-PROM score, type of TAVI device and clinical outcomes. This is consistent with the standard arrangements in place for clinical governance and audit. 5. TAVI should not be subsidised if the patient has received a prior SAVR or TAVI implant.
Neurosurgery | Deep brain stimulation (DBS) system | DBS implant | DBS implantable pulse generator - Rechargeable | Medtronic | IPG Model 37612 Kit Bundle | BNSGACTIVARC | Package | DE0005225, DE0508760 | DBS for the treatment of Parkinson Disease (PD) with motor fluctuations, dystonia, or essential tremor (ET) in line with the following criteria: • Patients with PD with motor fluctuations, dystonia, or ET, inadequately managed with best medical therapy and other treatments as assessed by a multidisciplinary team. • The multidisciplinary team should be specialised in the long-term care of patients with movement disorders, and may include neurologists, neurosurgeons, psychologists, physiotherapists, occupational therapists, and medical social workers.
Neurosurgery | Deep brain stimulation (DBS) system | DBS implant | DBS implantable pulse generator - Non-rechargeable | Medtronic | IPG Model 37601 Kit Bundle | BNSGACTIVAPC | Package | DE0005846 | DBS for the treatment of Parkinson Disease (PD) with motor fluctuations, dystonia, or essential tremor (ET) in line with the following criteria: • Patients with PD with motor fluctuations, dystonia, or ET, inadequately managed with best medical therapy and other treatments as assessed by a multidisciplinary team. • The multidisciplinary team should be specialised in the long-term care of patients with movement disorders, and may include neurologists, neurosurgeons, psychologists, physiotherapists, occupational therapists, and medical social workers.
Neurosurgery | Deep brain stimulation (DBS) system | DBS implant | DBS lead | Medtronic | Sensight Lead Kit Bundle | BNSGSSIGHTLEAD | Package | DE0508548 | DBS for the treatment of Parkinson Disease (PD) with motor fluctuations, dystonia, or essential tremor (ET) in line with the following criteria: • Patients with PD with motor fluctuations, dystonia, or ET, inadequately managed with best medical therapy and other treatments as assessed by a multidisciplinary team. • The multidisciplinary team should be specialised in the long-term care of patients with movement disorders, and may include neurologists, neurosurgeons, psychologists, physiotherapists, occupational therapists, and medical social workers.
Neurosurgery | Deep brain stimulation (DBS) system | DBS implant | DBS lead extension | Medtronic | SenSight Extension Kit Bundle | BNSGSSIGHTEXT | Package | DE0508548 | DBS for the treatment of Parkinson Disease (PD) with motor fluctuations, dystonia, or essential tremor (ET) in line with the following criteria: • Patients with PD with motor fluctuations, dystonia, or ET, inadequately managed with best medical therapy and other treatments as assessed by a multidisciplinary team. • The multidisciplinary team should be specialised in the long-term care of patients with movement disorders, and may include neurologists, neurosurgeons, psychologists, physiotherapists, occupational therapists, and medical social workers.
Neurosurgery | Deep brain stimulation (DBS) system | DBS implant | DBS package - Non-rechargeable | Medtronic | IPG model 37601 Package (0.5) | Medtronic PC DBS (0.5) | Package | DE0005846, DE0508548 | DBS for the treatment of Parkinson Disease (PD) with motor fluctuations, dystonia, or essential tremor (ET) in line with the following criteria: • Patients with PD with motor fluctuations, dystonia, or ET, inadequately managed with best medical therapy and other treatments as assessed by a multidisciplinary team. • The multidisciplinary team should be specialised in the long-term care of patients with movement disorders, and may include neurologists, neurosurgeons, psychologists, physiotherapists, occupational therapists, and medical social workers.
Neurosurgery | Deep brain stimulation (DBS) system | DBS implant | DBS package - Non-rechargeable | Medtronic | IPG model 37601 Package (1.5) | Medtronic PC DBS (1.5) | Package | DE0005846, DE0508548 | DBS for the treatment of Parkinson Disease (PD) with motor fluctuations, dystonia, or essential tremor (ET) in line with the following criteria: • Patients with PD with motor fluctuations, dystonia, or ET, inadequately managed with best medical therapy and other treatments as assessed by a multidisciplinary team. • The multidisciplinary team should be specialised in the long-term care of patients with movement disorders, and may include neurologists, neurosurgeons, psychologists, physiotherapists, occupational therapists, and medical social workers.
Neurosurgery | Deep brain stimulation (DBS) system | DBS implant | DBS package - Rechargeable | Medtronic | IPG model 37612 Package (0.5) | Medtronic RC DBS (0.5) | Package | DE0005225, DE0508548 | DBS for the treatment of Parkinson Disease (PD) with motor fluctuations, dystonia, or essential tremor (ET) in line with the following criteria: • Patients with PD with motor fluctuations, dystonia, or ET, inadequately managed with best medical therapy and other treatments as assessed by a multidisciplinary team. • The multidisciplinary team should be specialised in the long-term care of patients with movement disorders, and may include neurologists, neurosurgeons, psychologists, physiotherapists, occupational therapists, and medical social workers.
Neurosurgery | Deep brain stimulation (DBS) system | DBS implant | DBS package - Rechargeable | Medtronic | IPG model 37612 Package (1.5) | Medtronic RC DBS (1.5) | Package | DE0005225, DE0508548 | DBS for the treatment of Parkinson Disease (PD) with motor fluctuations, dystonia, or essential tremor (ET) in line with the following criteria: • Patients with PD with motor fluctuations, dystonia, or ET, inadequately managed with best medical therapy and other treatments as assessed by a multidisciplinary team. • The multidisciplinary team should be specialised in the long-term care of patients with movement disorders, and may include neurologists, neurosurgeons, psychologists, physiotherapists, occupational therapists, and medical social workers.
Neurosurgery | Deep brain stimulation (DBS) system | DBS implant | DBS implantable pulse generator - Non-rechargeable | PINS Medical | IPG Model G102 KIT | G102-KIT | Package | DE0501798 | DBS for the treatment of Parkinson Disease (PD) with motor fluctuations, dystonia, or essential tremor (ET) in line with the following criteria: • Patients with PD with motor fluctuations, dystonia, or ET, inadequately managed with best medical therapy and other treatments as assessed by a multidisciplinary team. • The multidisciplinary team should be specialised in the long-term care of patients with movement disorders, and may include neurologists, neurosurgeons, psychologists, physiotherapists, occupational therapists, and medical social workers.
Neurosurgery | Deep brain stimulation (DBS) system | DBS implant | DBS implantable pulse generator - Rechargeable | PINS Medical | IPG Model G102R KIT | G102R-KIT | Package | DE0501798 | DBS for the treatment of Parkinson Disease (PD) with motor fluctuations, dystonia, or essential tremor (ET) in line with the following criteria: • Patients with PD with motor fluctuations, dystonia, or ET, inadequately managed with best medical therapy and other treatments as assessed by a multidisciplinary team. • The multidisciplinary team should be specialised in the long-term care of patients with movement disorders, and may include neurologists, neurosurgeons, psychologists, physiotherapists, occupational therapists, and medical social workers.
Neurosurgery | Deep brain stimulation (DBS) system | DBS implant | DBS package - Non-rechargeable | PINS Medical | DBS Modle G102 Package | G102-PKG | Package | DE0501798, DE0501799, DE0501800 | DBS for the treatment of Parkinson Disease (PD) with motor fluctuations, dystonia, or essential tremor (ET) in line with the following criteria: • Patients with PD with motor fluctuations, dystonia, or ET, inadequately managed with best medical therapy and other treatments as assessed by a multidisciplinary team. • The multidisciplinary team should be specialised in the long-term care of patients with movement disorders, and may include neurologists, neurosurgeons, psychologists, physiotherapists, occupational therapists, and medical social workers.
Neurosurgery | Deep brain stimulation (DBS) system | DBS implant | DBS package - Rechargeable | PINS Medical | DBS Modle G102R Package | G102R-PKG | Package | DE0501798, DE0501799, DE0501800 | DBS for the treatment of Parkinson Disease (PD) with motor fluctuations, dystonia, or essential tremor (ET) in line with the following criteria: • Patients with PD with motor fluctuations, dystonia, or ET, inadequately managed with best medical therapy and other treatments as assessed by a multidisciplinary team. • The multidisciplinary team should be specialised in the long-term care of patients with movement disorders, and may include neurologists, neurosurgeons, psychologists, physiotherapists, occupational therapists, and medical social workers.
Neurosurgery | Deep brain stimulation (DBS) system | DBS implant | DBS lead | PINS Medical | Lead Kit Model L301, 40cm | L301-KIT | Package | DE0501798 | DBS for the treatment of Parkinson Disease (PD) with motor fluctuations, dystonia, or essential tremor (ET) in line with the following criteria: • Patients with PD with motor fluctuations, dystonia, or ET, inadequately managed with best medical therapy and other treatments as assessed by a multidisciplinary team. • The multidisciplinary team should be specialised in the long-term care of patients with movement disorders, and may include neurologists, neurosurgeons, psychologists, physiotherapists, occupational therapists, and medical social workers.
Neurosurgery | Deep brain stimulation (DBS) system | DBS implant | DBS lead | PINS Medical | Lead Kit Model L302, 40cm | L302-KIT | Package | DE0501798 | DBS for the treatment of Parkinson Disease (PD) with motor fluctuations, dystonia, or essential tremor (ET) in line with the following criteria: • Patients with PD with motor fluctuations, dystonia, or ET, inadequately managed with best medical therapy and other treatments as assessed by a multidisciplinary team. • The multidisciplinary team should be specialised in the long-term care of patients with movement disorders, and may include neurologists, neurosurgeons, psychologists, physiotherapists, occupational therapists, and medical social workers.
Neurosurgery | Deep brain stimulation (DBS) system | DBS implant | DBS lead | PINS Medical | Lead Kit Model L301S, 40cm | L301S-KIT | Package | DE0501798, DE0501799 | DBS for the treatment of Parkinson Disease (PD) with motor fluctuations, dystonia, or essential tremor (ET) in line with the following criteria: • Patients with PD with motor fluctuations, dystonia, or ET, inadequately managed with best medical therapy and other treatments as assessed by a multidisciplinary team. • The multidisciplinary team should be specialised in the long-term care of patients with movement disorders, and may include neurologists, neurosurgeons, psychologists, physiotherapists, occupational therapists, and medical social workers.
Neurosurgery | Deep brain stimulation (DBS) system | DBS implant | DBS lead | PINS Medical | Lead Kit Model L302S, 40cm | L302S-KIT | Package | DE0501798, DE0501799 | DBS for the treatment of Parkinson Disease (PD) with motor fluctuations, dystonia, or essential tremor (ET) in line with the following criteria: • Patients with PD with motor fluctuations, dystonia, or ET, inadequately managed with best medical therapy and other treatments as assessed by a multidisciplinary team. • The multidisciplinary team should be specialised in the long-term care of patients with movement disorders, and may include neurologists, neurosurgeons, psychologists, physiotherapists, occupational therapists, and medical social workers.
Neurosurgery | Deep brain stimulation (DBS) system | DBS implant | DBS lead extension | PINS Medical | Extension Kit Model E202, 59cm | E202-KIT | Package | DE0501798 | DBS for the treatment of Parkinson Disease (PD) with motor fluctuations, dystonia, or essential tremor (ET) in line with the following criteria: • Patients with PD with motor fluctuations, dystonia, or ET, inadequately managed with best medical therapy and other treatments as assessed by a multidisciplinary team. • The multidisciplinary team should be specialised in the long-term care of patients with movement disorders, and may include neurologists, neurosurgeons, psychologists, physiotherapists, occupational therapists, and medical social workers.
Neurosurgery | Spinal cord stimulation (SCS) system | SCS implant | SCS implantable pulse generator - Rechargeable | Medtronic | IPG Intellis Kit | BNSGINTELLIS | Package | DE0502790 | Patients with chronic neuropathic pain of the trunk and limbs when spinal cord stimulation is selected as a treatment option for chronic pain alleviation by a multidisciplinary team mainly consisting of pain physicians and neurosurgeons, and may also include psychologists, physical therapists and psychiatrists.
Neurosurgery | Spinal cord stimulation (SCS) system | SCS implant | SCS lead | Medtronic | 5-6-5 Surgical lead kit | BNSGSURGLEAD(5-6-5) | Package | DE0500651, DE0502790 | Patients with chronic neuropathic pain of the trunk and limbs when spinal cord stimulation is selected as a treatment option for chronic pain alleviation by a multidisciplinary team mainly consisting of pain physicians and neurosurgeons, and may also include psychologists, physical therapists and psychiatrists. For SCS leads only: • Patients have undergone a successful trial of stimulation as assessed by the multidisciplinary team; • Permanent leads may be implanted during SCS trial if assessed by the multidisciplinary team to be unsuitable for trial leads.
Neurosurgery | Spinal cord stimulation (SCS) system | SCS implant | SCS lead | Medtronic | 2x8 Surgical lead kit | BNSGSURGLEAD(2x8) | Package | DE0500651, DE0502790 | Patients with chronic neuropathic pain of the trunk and limbs when spinal cord stimulation is selected as a treatment option for chronic pain alleviation by a multidisciplinary team mainly consisting of pain physicians and neurosurgeons, and may also include psychologists, physical therapists and psychiatrists. For SCS leads only: • Patients have undergone a successful trial of stimulation as assessed by the multidisciplinary team; • Permanent leads may be implanted during SCS trial if assessed by the multidisciplinary team to be unsuitable for trial leads.
Neurosurgery | Spinal cord stimulation (SCS) system | SCS implant | SCS lead | Medtronic | Subcompact Percutenous lead kit | BNSGPERCLEAD(SC) | Package | DE0017587, DE0502790 | Patients with chronic neuropathic pain of the trunk and limbs when spinal cord stimulation is selected as a treatment option for chronic pain alleviation by a multidisciplinary team mainly consisting of pain physicians and neurosurgeons, and may also include psychologists, physical therapists and psychiatrists. For SCS leads only: • Patients have undergone a successful trial of stimulation as assessed by the multidisciplinary team; • Permanent leads may be implanted during SCS trial if assessed by the multidisciplinary team to be unsuitable for trial leads.
Neurosurgery | Spinal cord stimulation (SCS) system | SCS implant | SCS lead | Medtronic | Compact Percutenous lead kit | BNSGPERCLEAD(C) | Package | DE0017587, DE0502790 | Patients with chronic neuropathic pain of the trunk and limbs when spinal cord stimulation is selected as a treatment option for chronic pain alleviation by a multidisciplinary team mainly consisting of pain physicians and neurosurgeons, and may also include psychologists, physical therapists and psychiatrists. For SCS leads only: • Patients have undergone a successful trial of stimulation as assessed by the multidisciplinary team; • Permanent leads may be implanted during SCS trial if assessed by the multidisciplinary team to be unsuitable for trial leads.
Neurosurgery | Spinal cord stimulation (SCS) system | SCS implant | SCS lead extension | Medtronic | Extension lead | BNSGLEADEXT | Package | DE0011956 | Patients with chronic neuropathic pain of the trunk and limbs when spinal cord stimulation is selected as a treatment option for chronic pain alleviation by a multidisciplinary team mainly consisting of pain physicians and neurosurgeons, and may also include psychologists, physical therapists and psychiatrists.
Neurosurgery | Spinal cord stimulation (SCS) system | SCS implant | SCS package - Rechargeable | Medtronic | IPG Intellis Package (5-6-5) | Medtronic SCS(5-6-5) | Package | DE0502790, DE0500651, DE0011956 | Patients with chronic neuropathic pain of the trunk and limbs when spinal cord stimulation is selected as a treatment option for chronic pain alleviation by a multidisciplinary team mainly consisting of pain physicians and neurosurgeons, and may also include psychologists, physical therapists and psychiatrists. For SCS leads only: • Patients have undergone a successful trial of stimulation as assessed by the multidisciplinary team; • Permanent leads may be implanted during SCS trial if assessed by the multidisciplinary team to be unsuitable for trial leads.
Neurosurgery | Spinal cord stimulation (SCS) system | SCS implant | SCS package - Rechargeable | Medtronic | IPG Intellis Package (2x8) | Medtronic SCS(2x8) | Package | DE0502790, DE0500651, DE0011956 | Patients with chronic neuropathic pain of the trunk and limbs when spinal cord stimulation is selected as a treatment option for chronic pain alleviation by a multidisciplinary team mainly consisting of pain physicians and neurosurgeons, and may also include psychologists, physical therapists and psychiatrists. For SCS leads only: • Patients have undergone a successful trial of stimulation as assessed by the multidisciplinary team; • Permanent leads may be implanted during SCS trial if assessed by the multidisciplinary team to be unsuitable for trial leads.
Neurosurgery | Spinal cord stimulation (SCS) system | SCS implant | SCS package - Rechargeable | Medtronic | IPG Intellis Package (SC) | Medtronic SCS(SC) | Package | DE0502790, DE0017587, DE0011956 | Patients with chronic neuropathic pain of the trunk and limbs when spinal cord stimulation is selected as a treatment option for chronic pain alleviation by a multidisciplinary team mainly consisting of pain physicians and neurosurgeons, and may also include psychologists, physical therapists and psychiatrists. For SCS leads only: • Patients have undergone a successful trial of stimulation as assessed by the multidisciplinary team; • Permanent leads may be implanted during SCS trial if assessed by the multidisciplinary team to be unsuitable for trial leads.
Neurosurgery | Spinal cord stimulation (SCS) system | SCS implant | SCS package - Rechargeable | Medtronic | IPG Intellis Package ( C ) | Medtronic SCS(C) | Package | DE0502790, DE0017587, DE0011956 | Patients with chronic neuropathic pain of the trunk and limbs when spinal cord stimulation is selected as a treatment option for chronic pain alleviation by a multidisciplinary team mainly consisting of pain physicians and neurosurgeons, and may also include psychologists, physical therapists and psychiatrists. For SCS leads only: • Patients have undergone a successful trial of stimulation as assessed by the multidisciplinary team; • Permanent leads may be implanted during SCS trial if assessed by the multidisciplinary team to be unsuitable for trial leads.
Orthopaedics | Trauma - Extramedullary fixation | Fixation screw | Cannulated screw | Arthrex Inc. | LOW PROF SCRW,SS 4.0X 30MMCANN,SHT THD | AR-8840C-30 | Standalone | DE0504131 | Patients requiring fracture fixation or orthopaedic corrective surgery
Orthopaedics | Trauma - Extramedullary fixation | Fixation screw | Cannulated screw | Arthrex Inc. | LOW PROF SCRW,SS 4.0X 32MMCANN,SHT THD | AR-8840C-32 | Standalone | DE0504131 | Patients requiring fracture fixation or orthopaedic corrective surgery
Orthopaedics | Trauma - Extramedullary fixation | Fixation screw | Cannulated screw | Arthrex Inc. | LOW PROF SCRW,SS 4.0X 34MMCANN,SHT THD | AR-8840C-34 | Standalone | DE0504131 | Patients requiring fracture fixation or orthopaedic corrective surgery
Orthopaedics | Trauma - Extramedullary fixation | Fixation screw | Cannulated screw | Arthrex Inc. | LOW PROF SCRW,SS 4.0X 35MMCANN,SHT THD | AR-8840C-35 | Standalone | DE0504131 | Patients requiring fracture fixation or orthopaedic corrective surgery
Orthopaedics | Trauma - Extramedullary fixation | Fixation screw | Cannulated screw | Arthrex Inc. | LOW PROF SCRW,SS 4.0X 36MMCANN,SHT THD | AR-8840C-36 | Standalone | DE0504131 | Patients requiring fracture fixation or orthopaedic corrective surgery
Orthopaedics | Trauma - Extramedullary fixation | Fixation screw | Cannulated screw | Arthrex Inc. | LOW PROF SCRW,SS 4.0X 38MMCANN,SHT THD | AR-8840C-38 | Standalone | DE0504131 | Patients requiring fracture fixation or orthopaedic corrective surgery
Orthopaedics | Trauma - Extramedullary fixation | Fixation screw | Cannulated screw | Arthrex Inc. | LOW PROF SCRW,SS 4.0X 40MMCANN,SHT THD | AR-8840C-40 | Standalone | DE0503500 | Patients requiring fracture fixation or orthopaedic corrective surgery
Orthopaedics | Trauma - Extramedullary fixation | Fixation screw | Cannulated screw | Arthrex Inc. | LOW PROF SCRW,SS 4.0X 42MMCANN,SHT THD | AR-8840C-42 | Standalone | DE0503500 | Patients requiring fracture fixation or orthopaedic corrective surgery
Orthopaedics | Trauma - Extramedullary fixation | Fixation screw | Cannulated screw | Arthrex Inc. | LOW PROF SCRW,SS 4.0X 44MMCANN,SHT THD | AR-8840C-44 | Standalone | DE0503500 | Patients requiring fracture fixation or orthopaedic corrective surgery
Orthopaedics | Trauma - Extramedullary fixation | Fixation screw | Cannulated screw | Arthrex Inc. | LOW PROF SCRW,SS 4.0X 45MMCANN,SHT THD | AR-8840C-45 | Standalone | DE0503500 | Patients requiring fracture fixation or orthopaedic corrective surgery
Orthopaedics | Trauma - Extramedullary fixation | Fixation screw | Cannulated screw | Arthrex Inc. | LOW PROF SCRW,SS 4.0X 46MMCANN,SHT THD | AR-8840C-46 | Standalone | DE0503500 | Patients requiring fracture fixation or orthopaedic corrective surgery
Orthopaedics | Trauma - Extramedullary fixation | Fixation screw | Cannulated screw | Arthrex Inc. | LOW PROF SCRW,SS 4.0X 48MMCANN,SHT THD | AR-8840C-48 | Standalone | DE0503500 | Patients requiring fracture fixation or orthopaedic corrective surgery
Orthopaedics | Trauma - Extramedullary fixation | Fixation screw | Cannulated screw | Arthrex Inc. | LOW PROF SCRW,SS 4.0X 50MMCANN,SHT THD | AR-8840C-50 | Standalone | DE0503500 | Patients requiring fracture fixation or orthopaedic corrective surgery
Orthopaedics | Trauma - Extramedullary fixation | Fixation screw | Cannulated screw | Arthrex Inc. | LOW PROF SCRW,SS 4.0X 55MMCANN,SHT THD | AR-8840C-55 | Standalone | DE0503500 | Patients requiring fracture fixation or orthopaedic corrective surgery
Orthopaedics | Trauma - Extramedullary fixation | Fixation screw | Cannulated screw | Arthrex Inc. | LOW PROF SCRW,SS 4.0X 60MMCANN,SHT THD | AR-8840C-60 | Standalone | DE0503500 | Patients requiring fracture fixation or orthopaedic corrective surgery
Orthopaedics | Trauma - Extramedullary fixation | Fixation screw | Cannulated screw | Arthrex Inc. | LOW PROF SCRW,SS 4.0X 30MMCANN LNG THD | AR-8840CL-30 | Standalone | DE0504131 | Patients requiring fracture fixation or orthopaedic corrective surgery
Orthopaedics | Trauma - Extramedullary fixation | Fixation screw | Cannulated screw | Arthrex Inc. | LOW PROF SCRW,SS 4.0X 32MMCANN LNG THD | AR-8840CL-32 | Standalone | DE0504131 | Patients requiring fracture fixation or orthopaedic corrective surgery
Orthopaedics | Trauma - Extramedullary fixation | Fixation screw | Cannulated screw | Arthrex Inc. | LOW PROF SCRW,SS 4.0X 34MMCANN LNG THD | AR-8840CL-34 | Standalone | DE0504131 | Patients requiring fracture fixation or orthopaedic corrective surgery
Orthopaedics | Trauma - Extramedullary fixation | Fixation screw | Cannulated screw | Arthrex Inc. | LOW PROF SCRW,SS 4.0X 35MMCANN LNG THD | AR-8840CL-35 | Standalone | DE0504131 | Patients requiring fracture fixation or orthopaedic corrective surgery
Orthopaedics | Trauma - Extramedullary fixation | Fixation screw | Cannulated screw | Arthrex Inc. | LOW PROF SCRW,SS 4.0X 36MMCANN LNG THD | AR-8840CL-36 | Standalone | DE0504131 | Patients requiring fracture fixation or orthopaedic corrective surgery
Orthopaedics | Trauma - Extramedullary fixation | Fixation screw | Cannulated screw | Arthrex Inc. | LOW PROF SCRW,SS 4.0X 38MMCANN LNG THD | AR-8840CL-38 | Standalone | DE0504131 | Patients requiring fracture fixation or orthopaedic corrective surgery
Orthopaedics | Trauma - Extramedullary fixation | Fixation screw | Cannulated screw | Arthrex Inc. | LOW PROF SCRW,SS 4.0X 40MMCANN LNG THD | AR-8840CL-40 | Standalone | DE0503500 | Patients requiring fracture fixation or orthopaedic corrective surgery
Orthopaedics | Trauma - Extramedullary fixation | Fixation screw | Cannulated screw | Arthrex Inc. | LOW PROF SCRW,SS 4.0X 42MMCANN LNG THD | AR-8840CL-42 | Standalone | DE0503500 | Patients requiring fracture fixation or orthopaedic corrective surgery
Orthopaedics | Trauma - Extramedullary fixation | Fixation screw | Cannulated screw | Arthrex Inc. | LOW PROF SCRW,SS 4.0X 44MMCANN LNG THD | AR-8840CL-44 | Standalone | DE0503500 | Patients requiring fracture fixation or orthopaedic corrective surgery
Orthopaedics | Trauma - Extramedullary fixation | Fixation screw | Cannulated screw | Arthrex Inc. | LOW PROF SCRW,SS 4.0X 45MMCANN LNG THD | AR-8840CL-45 | Standalone | DE0503500 | Patients requiring fracture fixation or orthopaedic corrective surgery
Orthopaedics | Trauma - Extramedullary fixation | Fixation screw | Cannulated screw | Arthrex Inc. | LOW PROF SCRW,SS 4.0X 46MMCANN LNG THD | AR-8840CL-46 | Standalone | DE0503500 | Patients requiring fracture fixation or orthopaedic corrective surgery
Orthopaedics | Trauma - Extramedullary fixation | Fixation screw | Cannulated screw | Arthrex Inc. | LOW PROF SCRW,SS 4.0X 48MMCANN LNG THD | AR-8840CL-48 | Standalone | DE0503500 | Patients requiring fracture fixation or orthopaedic corrective surgery
Orthopaedics | Trauma - Extramedullary fixation | Fixation screw | Cannulated screw | Arthrex Inc. | LOW PROF SCRW,SS 4.0X 50MMCANN LNG THD | AR-8840CL-50 | Standalone | DE0503500 | Patients requiring fracture fixation or orthopaedic corrective surgery
Orthopaedics | Trauma - Extramedullary fixation | Fixation screw | Cannulated screw | Arthrex Inc. | LOW PROF SCRW,SS 4.0X 55MMCANN LNG THD | AR-8840CL-55 | Standalone | DE0503500 | Patients requiring fracture fixation or orthopaedic corrective surgery
Orthopaedics | Trauma - Extramedullary fixation | Fixation screw | Cannulated screw | Arthrex Inc. | LOW PROF SCRW,SS 4.0X 60MMCANN LNG THD | AR-8840CL-60 | Standalone | DE0503500 | Patients requiring fracture fixation or orthopaedic corrective surgery
Orthopaedics | Trauma - Extramedullary fixation | Fixation screw | Twist-off screw | Arthrex Inc. | QUICKFIX SCREW, 2 X 10 MM | AR-8930-10 | Standalone | DE0018812 | Patients requiring fracture fixation or orthopaedic corrective surgery
Orthopaedics | Trauma - Extramedullary fixation | Fixation screw | Twist-off screw | Arthrex Inc. | QUICKFIX SCREW, 2 X 11 MM | AR-8930-11 | Standalone | DE0018812 | Patients requiring fracture fixation or orthopaedic corrective surgery
Orthopaedics | Trauma - Extramedullary fixation | Fixation screw | Twist-off screw | Arthrex Inc. | QUICKFIX SCREW, 2 X 12 MM | AR-8930-12 | Standalone | DE0018812 | Patients requiring fracture fixation or orthopaedic corrective surgery
Orthopaedics | Trauma - Extramedullary fixation | Fixation screw | Twist-off screw | Arthrex Inc. | QUICKFIX SCREW, 2 X 13 MM | AR-8930-13 | Standalone | DE0018812 | Patients requiring fracture fixation or orthopaedic corrective surgery
Orthopaedics | Trauma - Extramedullary fixation | Fixation screw | Twist-off screw | Arthrex Inc. | QUICKFIX SCREW, 2 X 14 MM | AR-8930-14 | Standalone | DE0018812 | Patients requiring fracture fixation or orthopaedic corrective surgery
Orthopaedics | Trauma - Extramedullary fixation | Fixation screw | Twist-off screw | Arthrex Inc. | QUICKFIX SCREW, 3 X 13 MM | AR-8931-13 | Standalone | DE0018812 | Patients requiring fracture fixation or orthopaedic corrective surgery
Orthopaedics | Trauma - Extramedullary fixation | Fixation screw | Twist-off screw | Arthrex Inc. | QuickFix Screw, 3 x 14 mm | AR-8931-14 | Standalone | DE0018812 | Patients requiring fracture fixation or orthopaedic corrective surgery
Orthopaedics | Trauma - Extramedullary fixation | Fixation screw | Twist-off screw | Arthrex Inc. | QuickFix Screw, 3 x 15 mm | AR-8931-15 | Standalone | DE0018812 | Patients requiring fracture fixation or orthopaedic corrective surgery
Orthopaedics | Trauma - Extramedullary fixation | Fixation screw | Twist-off screw | Arthrex Inc. | QUICKFIX SCREW, 3 X 16 MM | AR-8931-16 | Standalone | DE0018812 | Patients requiring fracture fixation or orthopaedic corrective surgery
Orthopaedics | Trauma - Extramedullary fixation | Fixation screw | Twist-off screw | Arthrex Inc. | QUICKFIX SCREW, 3 X 17 MM | AR-8931-17 | Standalone | DE0018812 | Patients requiring fracture fixation or orthopaedic corrective surgery
Orthopaedics | Trauma - Extramedullary fixation | Fixation screw | Twist-off screw | Arthrex Inc. | QuickFix Screw, 3 x 18 mm | AR-8931-18 | Standalone | DE0018812 | Patients requiring fracture fixation or orthopaedic corrective surgery
Orthopaedics | Trauma - Extramedullary fixation | Fixation screw | Twist-off screw | Arthrex Inc. | QUICKFIX SCREW, 3 X 19 MM | AR-8931-19 | Standalone | DE0018812 | Patients requiring fracture fixation or orthopaedic corrective surgery
Orthopaedics | Trauma - Extramedullary fixation | Locking/combination plate | Locking/combination plate - Fibula | Arthrex Inc. | LOCK DISTAL FIBULA PLT,SS LFT,4H | AR-8943BL-04 | Standalone | DE0504130 | Patients requiring fracture fixation or orthopaedic corrective surgery
Orthopaedics | Trauma - Extramedullary fixation | Locking/combination plate | Locking/combination plate - Fibula | Arthrex Inc. | LOCK DISTAL FIBULA PLT,SS LFT,5H | AR-8943BL-05 | Standalone | DE0504130 | Patients requiring fracture fixation or orthopaedic corrective surgery
Orthopaedics | Trauma - Extramedullary fixation | Locking/combination plate | Locking/combination plate - Fibula | Arthrex Inc. | LOCK DISTAL FIBULA PLT,SS LFT,6H | AR-8943BL-06 | Standalone | DE0504130 | Patients requiring fracture fixation or orthopaedic corrective surgery
Orthopaedics | Trauma - Extramedullary fixation | Locking/combination plate | Locking/combination plate - Fibula | Arthrex Inc. | LOCK DISTAL FIBULA PLT,SS LFT,8H | AR-8943BL-08 | Standalone | DE0504130 | Patients requiring fracture fixation or orthopaedic corrective surgery
Orthopaedics | Trauma - Extramedullary fixation | Locking/combination plate | Locking/combination plate - Fibula | Arthrex Inc. | LOCK DISTAL FIBULA PLT,SS RT,4H | AR-8943BR-04 | Standalone | DE0504130 | Patients requiring fracture fixation or orthopaedic corrective surgery
Orthopaedics | Trauma - Extramedullary fixation | Locking/combination plate | Locking/combination plate - Fibula | Arthrex Inc. | LOCK DISTAL FIBULA PLT,SS RT,5H | AR-8943BR-05 | Standalone | DE0504130 | Patients requiring fracture fixation or orthopaedic corrective surgery
Orthopaedics | Trauma - Extramedullary fixation | Locking/combination plate | Locking/combination plate - Fibula | Arthrex Inc. | LOCK DISTAL FIBULA PLT,SS RT,6H | AR-8943BR-06 | Standalone | DE0504130 | Patients requiring fracture fixation or orthopaedic corrective surgery
Orthopaedics | Trauma - Extramedullary fixation | Locking/combination plate | Locking/combination plate - Fibula | Arthrex Inc. | LOCK DISTAL FIBULA PLT,SS RT,8H | AR-8943BR-08 | Standalone | DE0504130 | Patients requiring fracture fixation or orthopaedic corrective surgery
Orthopaedics | Trauma - Extramedullary fixation | Locking/combination plate | Locking/combination plate - Fibula | Arthrex Inc. | LOCKING STRAIGHT PLATE, SS, 4H | AR-8943C-04 | Standalone | DE0504130 | Patients requiring fracture fixation or orthopaedic corrective surgery
Orthopaedics | Trauma - Extramedullary fixation | Locking/combination plate | Locking/combination plate - Fibula | Arthrex Inc. | LOCKING STRAIGHT PLATE, SS, 6H | AR-8943C-06 | Standalone | DE0504130 | Patients requiring fracture fixation or orthopaedic corrective surgery
Orthopaedics | Trauma - Extramedullary fixation | Locking/combination plate | Locking/combination plate - Fibula | Arthrex Inc. | LOCKING STRAIGHT PLATE, SS, 7H | AR-8943C-07 | Standalone | DE0504130 | Patients requiring fracture fixation or orthopaedic corrective surgery
Orthopaedics | Trauma - Extramedullary fixation | Locking/combination plate | Locking/combination plate - Fibula | Arthrex Inc. | LOCKING STRAIGHT PLATE, SS, 8H | AR-8943C-08 | Standalone | DE0504130 | Patients requiring fracture fixation or orthopaedic corrective surgery
Orthopaedics | Trauma - Extramedullary fixation | Locking/combination plate | Locking/combination plate - Fibula | Arthrex Inc. | LOCKING STRAIGHT PLATE, SS, 10H | AR-8943C-10 | Standalone | DE0504130 | Patients requiring fracture fixation or orthopaedic corrective surgery
Orthopaedics | Trauma - Extramedullary fixation | Locking/combination plate | Locking/combination plate - Fibula | Arthrex Inc. | LOCKING STRAIGHT PLATE, SS, 12H | AR-8943C-12 | Standalone | DE0504130 | Patients requiring fracture fixation or orthopaedic corrective surgery
Orthopaedics | Trauma - Extramedullary fixation | Locking/combination plate | Locking/combination plate - Fibula | Arthrex Inc. | LOCKING MEDIAL HOOK PLATE, SS, 3H | AR-8943H-03 | Standalone | DE0504130 | Patients requiring fracture fixation or orthopaedic corrective surgery
Orthopaedics | Trauma - Extramedullary fixation | Locking/combination plate | Locking/combination plate - Fibula | Arthrex Inc. | LOCKING MEDIAL HOOK PLATE, SS, 5H | AR-8943H-05 | Standalone | DE0504130 | Patients requiring fracture fixation or orthopaedic corrective surgery
Orthopaedics | Trauma - Extramedullary fixation | Locking/combination plate | Locking/combination plate - Fibula | Arthrex Inc. | LOCKING MEDIAL HOOK PLATE, SS, 7H | AR-8943H-07 | Standalone | DE0504130 | Patients requiring fracture fixation or orthopaedic corrective surgery
Orthopaedics | Trauma - Extramedullary fixation | Locking/combination plate | Locking/combination plate - Fibula | Arthrex Inc. | LOCKING THIRD TUBULAR PLATE, SS, 4H | AR-8943T-04 | Standalone | DE0504130 | Patients requiring fracture fixation or orthopaedic corrective surgery
Orthopaedics | Trauma - Extramedullary fixation | Locking/combination plate | Locking/combination plate - Fibula | Arthrex Inc. | LOCKING THIRD TUBULAR PLATE, SS, 5H | AR-8943T-05 | Standalone | DE0504130 | Patients requiring fracture fixation or orthopaedic corrective surgery
Orthopaedics | Trauma - Extramedullary fixation | Locking/combination plate | Locking/combination plate - Fibula | Arthrex Inc. | LOCKING THIRD TUBULAR PLATE, SS, 6H | AR-8943T-06 | Standalone | DE0504130 | Patients requiring fracture fixation or orthopaedic corrective surgery
Orthopaedics | Trauma - Extramedullary fixation | Locking/combination plate | Locking/combination plate - Fibula | Arthrex Inc. | LOCKING THIRD TUBULAR PLATE, SS, 7H | AR-8943T-07 | Standalone | DE0504130 | Patients requiring fracture fixation or orthopaedic corrective surgery
Orthopaedics | Trauma - Extramedullary fixation | Locking/combination plate | Locking/combination plate - Fibula | Arthrex Inc. | LOCKING THIRD TUBULAR PLATE, SS, 8H | AR-8943T-08 | Standalone | DE0504130 | Patients requiring fracture fixation or orthopaedic corrective surgery
Orthopaedics | Trauma - Extramedullary fixation | Locking/combination plate | Locking/combination plate - Fibula | Arthrex Inc. | LOCKING THIRD TUBULAR PLATE, SS, 10H | AR-8943T-10 | Standalone | DE0504130 | Patients requiring fracture fixation or orthopaedic corrective surgery
Orthopaedics | Trauma - Extramedullary fixation | Locking/combination plate | Locking/combination plate - Fibula | Arthrex Inc. | LOCKING THIRD TUBULAR PLATE, SS, 12H | AR-8943T-12 | Standalone | DE0504130 | Patients requiring fracture fixation or orthopaedic corrective surgery
Orthopaedics | Trauma - Extramedullary fixation | Locking/combination plate | Locking/combination plate - Fibula | Arthrex Inc. | LOCKING LATERAL HOOK PLATE, 3 HOLE, SS | AR-8943TH-03 | Standalone | DE0504130 | Patients requiring fracture fixation or orthopaedic corrective surgery
Orthopaedics | Trauma - Extramedullary fixation | Locking/combination plate | Locking/combination plate - Fibula | Arthrex Inc. | LOCKING LATERAL HOOK PLATE, 5 HOLE, SS | AR-8943TH-05 | Standalone | DE0504130 | Patients requiring fracture fixation or orthopaedic corrective surgery
Orthopaedics | Trauma - Extramedullary fixation | Locking/combination plate | Locking/combination plate - Fibula | Arthrex Inc. | LOCKING LATERAL HOOK PLATE, 7 HOLE, SS | AR-8943TH-07 | Standalone | DE0504130 | Patients requiring fracture fixation or orthopaedic corrective surgery
Orthopaedics | Trauma - Extramedullary fixation | Locking/combination plate | Locking/combination plate - Fibula | Arthrex Inc. | Two Hole Plate, SS | AR-8958-01 | Standalone | DE0504130 | Patients requiring fracture fixation or orthopaedic corrective surgery
Orthopaedics | Trauma - Extramedullary fixation | Locking/combination plate | Locking/combination plate - Fibula | Arthrex Inc. | Two Hole Plate, SS, Sterile | AR-8958-01S | Standalone | DE0504130 | Patients requiring fracture fixation or orthopaedic corrective surgery
Orthopaedics | Trauma - Extramedullary fixation | Locking/combination plate | Locking/combination plate - Fibula | Arthrex Inc. | Two Hole Plate, Ti | AR-8958-02 | Standalone | DE0503109 | Patients requiring fracture fixation or orthopaedic corrective surgery
Orthopaedics | Trauma - Extramedullary fixation | Locking/combination plate | Locking/combination plate - Fibula | Arthrex Inc. | Two Hole Plate, Ti, Sterile | AR-8958-02S | Standalone | DE0503109 | Patients requiring fracture fixation or orthopaedic corrective surgery
Orthopaedics | Trauma - Extramedullary fixation | Locking/combination plate | Locking/combination plate - Fibula | Arthrex Inc. | POSTERO ANAT DIST FIB PLT, SS, LT, 4H | AR-8963APLL-04 | Standalone | DE0504130 | Patients requiring fracture fixation or orthopaedic corrective surgery
Orthopaedics | Trauma - Extramedullary fixation | Locking/combination plate | Locking/combination plate - Fibula | Arthrex Inc. | POSTERO ANAT DIST FIB PLT, SS, LT, 6H | AR-8963APLL-06 | Standalone | DE0504130 | Patients requiring fracture fixation or orthopaedic corrective surgery
Orthopaedics | Trauma - Extramedullary fixation | Locking/combination plate | Locking/combination plate - Fibula | Arthrex Inc. | POSTERO ANAT DIST FIB PLT, SS, LT, 8H | AR-8963APLL-08 | Standalone | DE0504130 | Patients requiring fracture fixation or orthopaedic corrective surgery
Orthopaedics | Trauma - Extramedullary fixation | Locking/combination plate | Locking/combination plate - Fibula | Arthrex Inc. | POSTERO ANAT DIST FIB PLT, SS, LT, 10H | AR-8963APLL-10 | Standalone | DE0504130 | Patients requiring fracture fixation or orthopaedic corrective surgery
Orthopaedics | Trauma - Extramedullary fixation | Locking/combination plate | Locking/combination plate - Fibula | Arthrex Inc. | POSTERO ANAT DIST FIB PLT, SS, RT, 4H | AR-8963APLR-04 | Standalone | DE0504130 | Patients requiring fracture fixation or orthopaedic corrective surgery
Orthopaedics | Trauma - Extramedullary fixation | Locking/combination plate | Locking/combination plate - Fibula | Arthrex Inc. | POSTERO ANAT DIST FIB PLT, SS, RT, 6H | AR-8963APLR-06 | Standalone | DE0504130 | Patients requiring fracture fixation or orthopaedic corrective surgery
Orthopaedics | Trauma - Extramedullary fixation | Locking/combination plate | Locking/combination plate - Fibula | Arthrex Inc. | POSTERO ANAT DIST FIB PLT, SS, RT, 8H | AR-8963APLR-08 | Standalone | DE0504130 | Patients requiring fracture fixation or orthopaedic corrective surgery
Orthopaedics | Trauma - Extramedullary fixation | Locking/combination plate | Locking/combination plate - Fibula | Arthrex Inc. | POSTERO ANAT DIST FIB PLT, SS, RT, 10H | AR-8963APLR-10 | Standalone | DE0504130 | Patients requiring fracture fixation or orthopaedic corrective surgery
Orthopaedics | Trauma - Extramedullary fixation | Locking/combination plate | Locking/combination plate - Fibula | Arthrex Inc. | POSTERO DIST FIB PLT, SS, 4H | AR-8963PLL-04 | Standalone | DE0504130 | Patients requiring fracture fixation or orthopaedic corrective surgery
Orthopaedics | Trauma - Extramedullary fixation | Locking/combination plate | Locking/combination plate - Fibula | Arthrex Inc. | POSTERO DIST FIB PLT, SS, 5H | AR-8963PLL-05 | Standalone | DE0504130 | Patients requiring fracture fixation or orthopaedic corrective surgery
Orthopaedics | Trauma - Extramedullary fixation | Locking/combination plate | Locking/combination plate - Fibula | Arthrex Inc. | POSTERO DIST FIB PLT, SS, 6H | AR-8963PLL-06 | Standalone | DE0504130 | Patients requiring fracture fixation or orthopaedic corrective surgery
Orthopaedics | Trauma - Extramedullary fixation | Locking/combination plate | Locking/combination plate - Fibula | Arthrex Inc. | POSTERO DIST FIB PLT, SS, 8H | AR-8963PLL-08 | Standalone | DE0504130 | Patients requiring fracture fixation or orthopaedic corrective surgery
Orthopaedics | Trauma - Extramedullary fixation | Locking/combination plate | Locking/combination plate - Fibula | Arthrex Inc. | 2.7mm STRAIGHT PLATE, SS, 2H | AR-8963RM-02 | Standalone | DE0504130 | Patients requiring fracture fixation or orthopaedic corrective surgery
Orthopaedics | Trauma - Extramedullary fixation | Locking/combination plate | Locking/combination plate - Fibula | Arthrex Inc. | 2.7mm STRAIGHT PLATE, SS, 3H | AR-8963RM-03 | Standalone | DE0504130 | Patients requiring fracture fixation or orthopaedic corrective surgery
Orthopaedics | Trauma - Extramedullary fixation | Locking/combination plate | Locking/combination plate - Fibula | Arthrex Inc. | 2.7mm STRAIGHT PLATE, SS, 4H | AR-8963RM-04 | Standalone | DE0504130 | Patients requiring fracture fixation or orthopaedic corrective surgery
Orthopaedics | Trauma - Extramedullary fixation | Locking/combination plate | Locking/combination plate - Fibula | Arthrex Inc. | 2.7mm STRAIGHT PLATE, SS, 5H | AR-8963RM-05 | Standalone | DE0504130 | Patients requiring fracture fixation or orthopaedic corrective surgery
Orthopaedics | Trauma - Extramedullary fixation | Locking/combination plate | Locking/combination plate - Fibula | Arthrex Inc. | Locking Distal Fibula Plate, Ti ,Left,4H | AR-9943BL-04 | Standalone | DE0504196 | Patients requiring fracture fixation or orthopaedic corrective surgery
Orthopaedics | Trauma - Extramedullary fixation | Locking/combination plate | Locking/combination plate - Fibula | Arthrex Inc. | Locking Distal Fibula Plate, Ti ,Left,5H | AR-9943BL-05 | Standalone | DE0504196 | Patients requiring fracture fixation or orthopaedic corrective surgery
Orthopaedics | Trauma - Extramedullary fixation | Locking/combination plate | Locking/combination plate - Fibula | Arthrex Inc. | Locking Distal Fibula Plate, Ti ,Left,6H | AR-9943BL-06 | Standalone | DE0504196 | Patients requiring fracture fixation or orthopaedic corrective surgery
Orthopaedics | Trauma - Extramedullary fixation | Locking/combination plate | Locking/combination plate - Fibula | Arthrex Inc. | Locking Distal Fibula Plate, Ti ,Left,8H | AR-9943BL-08 | Standalone | DE0504196 | Patients requiring fracture fixation or orthopaedic corrective surgery
Orthopaedics | Trauma - Extramedullary fixation | Locking/combination plate | Locking/combination plate - Fibula | Arthrex Inc. | Locking Distal Fibula Plate,Ti ,Left,10H | AR-9943BL-10 | Standalone | DE0504196 | Patients requiring fracture fixation or orthopaedic corrective surgery
Orthopaedics | Trauma - Extramedullary fixation | Locking/combination plate | Locking/combination plate - Fibula | Arthrex Inc. | Locking Distal Fibula Plate,Ti ,Left,12H | AR-9943BL-12 | Standalone | DE0504196 | Patients requiring fracture fixation or orthopaedic corrective surgery
Orthopaedics | Trauma - Extramedullary fixation | Locking/combination plate | Locking/combination plate - Fibula | Arthrex Inc. | Locking Distal Fibula Plate,Ti ,Left,14H | AR-9943BL-14 | Standalone | DE0504196 | Patients requiring fracture fixation or orthopaedic corrective surgery
Orthopaedics | Trauma - Extramedullary fixation | Locking/combination plate | Locking/combination plate - Fibula | Arthrex Inc. | Locking Distal Fibula Plate,Ti,Right,4H | AR-9943BR-04 | Standalone | DE0504196 | Patients requiring fracture fixation or orthopaedic corrective surgery
Orthopaedics | Trauma - Extramedullary fixation | Locking/combination plate | Locking/combination plate - Fibula | Arthrex Inc. | Locking Distal Fibula Plate,Ti,Right,5H | AR-9943BR-05 | Standalone | DE0504196 | Patients requiring fracture fixation or orthopaedic corrective surgery
Orthopaedics | Trauma - Extramedullary fixation | Locking/combination plate | Locking/combination plate - Fibula | Arthrex Inc. | locking Distal Fibula Plate,Ti,Right,6H | AR-9943BR-06 | Standalone | DE0504196 | Patients requiring fracture fixation or orthopaedic corrective surgery
Orthopaedics | Trauma - Extramedullary fixation | Locking/combination plate | Locking/combination plate - Fibula | Arthrex Inc. | Locking Distal Fibula Plate,Ti,Right,8H | AR-9943BR-08 | Standalone | DE0504196 | Patients requiring fracture fixation or orthopaedic corrective surgery
Orthopaedics | Trauma - Extramedullary fixation | Locking/combination plate | Locking/combination plate - Fibula | Arthrex Inc. | Locking Distal Fibula Plate, Ti, R, 10H | AR-9943BR-10 | Standalone | DE0504196 | Patients requiring fracture fixation or orthopaedic corrective surgery
Orthopaedics | Trauma - Extramedullary fixation | Locking/combination plate | Locking/combination plate - Fibula | Arthrex Inc. | Locking Distal Fibula Plate, Ti, R, 12H | AR-9943BR-12 | Standalone | DE0504196 | Patients requiring fracture fixation or orthopaedic corrective surgery
Orthopaedics | Trauma - Extramedullary fixation | Locking/combination plate | Locking/combination plate - Fibula | Arthrex Inc. | Locking Distal Fibula Plate, Ti, R, 14H | AR-9943BR-14 | Standalone | DE0504196 | Patients requiring fracture fixation or orthopaedic corrective surgery
Orthopaedics | Trauma - Extramedullary fixation | Locking/combination plate | Locking/combination plate - Fibula | Arthrex Inc. | Locking Straight Plate, Ti, 4H | AR-9943C-04 | Standalone | DE0504196 | Patients requiring fracture fixation or orthopaedic corrective surgery
Orthopaedics | Trauma - Extramedullary fixation | Locking/combination plate | Locking/combination plate - Fibula | Arthrex Inc. | Locking Straight Plate, Ti, 6H | AR-9943C-06 | Standalone | DE0504196 | Patients requiring fracture fixation or orthopaedic corrective surgery
Orthopaedics | Trauma - Extramedullary fixation | Locking/combination plate | Locking/combination plate - Fibula | Arthrex Inc. | Locking Straight Plate, Ti, 7H | AR-9943C-07 | Standalone | DE0504196 | Patients requiring fracture fixation or orthopaedic corrective surgery
Orthopaedics | Trauma - Extramedullary fixation | Locking/combination plate | Locking/combination plate - Fibula | Arthrex Inc. | Locking Straight Plate, Ti, 8H | AR-9943C-08 | Standalone | DE0504196 | Patients requiring fracture fixation or orthopaedic corrective surgery
Orthopaedics | Trauma - Extramedullary fixation | Locking/combination plate | Locking/combination plate - Fibula | Arthrex Inc. | Locking Straight Plate, Ti, 10H | AR-9943C-10 | Standalone | DE0504196 | Patients requiring fracture fixation or orthopaedic corrective surgery
Orthopaedics | Trauma - Extramedullary fixation | Locking/combination plate | Locking/combination plate - Fibula | Arthrex Inc. | Locking Straight Plate, Ti, 12H | AR-9943C-12 | Standalone | DE0504196 | Patients requiring fracture fixation or orthopaedic corrective surgery
Orthopaedics | Trauma - Extramedullary fixation | Locking/combination plate | Locking/combination plate - Fibula | Arthrex Inc. | Locking Third Tubular Plate, Ti, 4H | AR-9943T-04 | Standalone | DE0504196 | Patients requiring fracture fixation or orthopaedic corrective surgery
Orthopaedics | Trauma - Extramedullary fixation | Locking/combination plate | Locking/combination plate - Fibula | Arthrex Inc. | Locking Third Tubular Plate, Ti, 5H | AR-9943T-05 | Standalone | DE0504196 | Patients requiring fracture fixation or orthopaedic corrective surgery
Orthopaedics | Trauma - Extramedullary fixation | Locking/combination plate | Locking/combination plate - Fibula | Arthrex Inc. | Locking Third Tubular Plate, Ti, 6H | AR-9943T-06 | Standalone | DE0504196 | Patients requiring fracture fixation or orthopaedic corrective surgery
Orthopaedics | Trauma - Extramedullary fixation | Locking/combination plate | Locking/combination plate - Fibula | Arthrex Inc. | Locking Third Tubular Plate, Ti, 7H | AR-9943T-07 | Standalone | DE0504196 | Patients requiring fracture fixation or orthopaedic corrective surgery
Orthopaedics | Trauma - Extramedullary fixation | Locking/combination plate | Locking/combination plate - Fibula | Arthrex Inc. | Locking Third Tubular Plate, Ti, 8H | AR-9943T-08 | Standalone | DE0504196 | Patients requiring fracture fixation or orthopaedic corrective surgery
Orthopaedics | Trauma - Extramedullary fixation | Locking/combination plate | Locking/combination plate - Fibula | Arthrex Inc. | Locking Third Tubular Plate, Ti, 10H | AR-9943T-10 | Standalone | DE0504196 | Patients requiring fracture fixation or orthopaedic corrective surgery
Orthopaedics | Trauma - Extramedullary fixation | Locking/combination plate | Locking/combination plate - Fibula | Arthrex Inc. | Locking Third Tubular Plate, Ti, 12H | AR-9943T-12 | Standalone | DE0504196 | Patients requiring fracture fixation or orthopaedic corrective surgery
Orthopaedics | Trauma - Extramedullary fixation | Locking/combination plate | Locking/combination plate - Fibula | Arthrex Inc. | LOCK DISTAL FIBULA PLT, SS LT, 4H | AR-8943DL-04 | Standalone | DE0504130 | Patients requiring fracture fixation or orthopaedic corrective surgery
Orthopaedics | Trauma - Extramedullary fixation | Locking/combination plate | Locking/combination plate - Fibula | Arthrex Inc. | LOCK DISTAL FIBULA PLT, SS LT, 5H | AR-8943DL-05 | Standalone | DE0504130 | Patients requiring fracture fixation or orthopaedic corrective surgery
Orthopaedics | Trauma - Extramedullary fixation | Locking/combination plate | Locking/combination plate - Fibula | Arthrex Inc. | LOCK DISTAL FIBULA PLT, SS LT, 6H | AR-8943DL-06 | Standalone | DE0504130 | Patients requiring fracture fixation or orthopaedic corrective surgery
Orthopaedics | Trauma - Extramedullary fixation | Locking/combination plate | Locking/combination plate - Fibula | Arthrex Inc. | LOCK DISTAL FIBULA PLT, SS LT, 8H | AR-8943DL-08 | Standalone | DE0504130 | Patients requiring fracture fixation or orthopaedic corrective surgery
Orthopaedics | Trauma - Extramedullary fixation | Locking/combination plate | Locking/combination plate - Fibula | Arthrex Inc. | LOCK DISTAL FIBULA PLT, SS RT, 4H | AR-8943DR-04 | Standalone | DE0504130 | Patients requiring fracture fixation or orthopaedic corrective surgery
Orthopaedics | Trauma - Extramedullary fixation | Locking/combination plate | Locking/combination plate - Fibula | Arthrex Inc. | LOCK DISTAL FIBULA PLT, SS RT, 5H | AR-8943DR-05 | Standalone | DE0504130 | Patients requiring fracture fixation or orthopaedic corrective surgery
Orthopaedics | Trauma - Extramedullary fixation | Locking/combination plate | Locking/combination plate - Fibula | Arthrex Inc. | LOCK DISTAL FIBULA PLT, SS RT, 6H | AR-8943DR-06 | Standalone | DE0504130 | Patients requiring fracture fixation or orthopaedic corrective surgery
Orthopaedics | Trauma - Extramedullary fixation | Locking/combination plate | Locking/combination plate - Fibula | Arthrex Inc. | LOCK DISTAL FIBULA PLT, SS RT, 8H | AR-8943DR-08 | Standalone | DE0504130 | Patients requiring fracture fixation or orthopaedic corrective surgery
Orthopaedics | Trauma - Extramedullary fixation | Cerclage wire | Cerclage wire | Arthrex Inc. | FiberTape Cerclage Suture | AR-7267 | Standalone | DE0506271 | Patients requiring fracture fixation or orthopaedic corrective surgery
Orthopaedics | Trauma - Extramedullary fixation | Locking/combination plate | Locking/combination plate - Tibia | Arthrex Inc. | ANTERIOR DISTAL TIBIA PLATE, SS, 3H | AR-8963A-03 | Standalone | DE0504980 | Patients requiring fracture fixation or orthopaedic corrective surgery
Orthopaedics | Trauma - Extramedullary fixation | Locking/combination plate | Locking/combination plate - Tibia | Arthrex Inc. | ANTERIOR DISTAL TIBIA PLATE, SS, 5H | AR-8963A-05 | Standalone | DE0504980 | Patients requiring fracture fixation or orthopaedic corrective surgery
Orthopaedics | Trauma - Extramedullary fixation | Locking/combination plate | Locking/combination plate - Tibia | Arthrex Inc. | ANTERIOR DISTAL TIBIA PLATE, SS, 7H | AR-8963A-07 | Standalone | DE0504980 | Patients requiring fracture fixation or orthopaedic corrective surgery
Orthopaedics | Trauma - Extramedullary fixation | Locking/combination plate | Locking/combination plate - Tibia | Arthrex Inc. | ANTEROLAT DIST TIB PLT, SS, LEFT, 4H | AR-8963AL-04 | Standalone | DE0504980 | Patients requiring fracture fixation or orthopaedic corrective surgery
Orthopaedics | Trauma - Extramedullary fixation | Locking/combination plate | Locking/combination plate - Tibia | Arthrex Inc. | ANTEROLAT DIST TIB PLT, SS, LEFT, 6H | AR-8963AL-06 | Standalone | DE0504980 | Patients requiring fracture fixation or orthopaedic corrective surgery
Orthopaedics | Trauma - Extramedullary fixation | Locking/combination plate | Locking/combination plate - Tibia | Arthrex Inc. | ANTEROLAT DIST TIB PLT, SS, LEFT, 8H | AR-8963AL-08 | Standalone | DE0504980 | Patients requiring fracture fixation or orthopaedic corrective surgery
Orthopaedics | Trauma - Extramedullary fixation | Locking/combination plate | Locking/combination plate - Foot/ankle | Wright Medical-Arlington | MIDFOOT FUSION STRAIGHT PLATE | 58180000 | Standalone | DE0503990 | Patients requiring fracture fixation or orthopaedic corrective surgery
Orthopaedics | Trauma - Extramedullary fixation | Fixation screw | Headless compression screw | Spine-France | AUTOFIX 2.0X10MM T7 TI | 241-2010 | Standalone | DE0006937 | Patients requiring fracture fixation or orthopaedic corrective surgery
Orthopaedics | Trauma - Extramedullary fixation | Fixation screw | Headless compression screw | Spine-France | AUTOFIX 2.0X12MM T7 TI | 241-2012 | Standalone | DE0006937 | Patients requiring fracture fixation or orthopaedic corrective surgery
Orthopaedics | Trauma - Extramedullary fixation | Fixation screw | Headless compression screw | Spine-France | AUTOFIX 2.0X14MM T7 TI | 241-2014 | Standalone | DE0006937 | Patients requiring fracture fixation or orthopaedic corrective surgery
Orthopaedics | Trauma - Extramedullary fixation | Fixation screw | Headless compression screw | Spine-France | AUTOFIX 2.0X16MM T7 TI | 241-2016 | Standalone | DE0006937 | Patients requiring fracture fixation or orthopaedic corrective surgery
Orthopaedics | Trauma - Extramedullary fixation | Fixation screw | Headless compression screw | Spine-France | AUTOFIX 2.0X18MM T7 TI | 241-2018 | Standalone | DE0006937 | Patients requiring fracture fixation or orthopaedic corrective surgery
Orthopaedics | Trauma - Extramedullary fixation | Fixation screw | Headless compression screw | Spine-France | AUTOFIX 2.0X20MM T7 TI | 241-2020 | Standalone | DE0006937 | Patients requiring fracture fixation or orthopaedic corrective surgery
Orthopaedics | Trauma - Extramedullary fixation | Fixation screw | Headless compression screw | Spine-France | AUTOFIX 2.0X22MM T7 TI | 241-2022 | Standalone | DE0006937 | Patients requiring fracture fixation or orthopaedic corrective surgery
Orthopaedics | Trauma - Extramedullary fixation | Fixation screw | Headless compression screw | Spine-France | AUTOFIX 2.0X24MM T7 TI | 241-2024 | Standalone | DE0006937 | Patients requiring fracture fixation or orthopaedic corrective surgery
Orthopaedics | Trauma - Extramedullary fixation | Fixation screw | Headless compression screw | Spine-France | AUTOFIX 2.0X26MM T7 TI | 241-2026 | Standalone | DE0006937 | Patients requiring fracture fixation or orthopaedic corrective surgery
Orthopaedics | Trauma - Extramedullary fixation | Fixation screw | Headless compression screw | Spine-France | AUTOFIX 2.0X28MM T7 TI | 241-2028 | Standalone | DE0006937 | Patients requiring fracture fixation or orthopaedic corrective surgery
Orthopaedics | Trauma - Extramedullary fixation | Fixation screw | Headless compression screw | Spine-France | AUTOFIX 2.0X30MM T7 TI | 241-2030 | Standalone | DE0006937 | Patients requiring fracture fixation or orthopaedic corrective surgery
Orthopaedics | Trauma - Extramedullary fixation | Fixation screw | Headless compression screw | Spine-France | AUTOFIX 2.5X10MM T7 TI | 241-2510 | Standalone | DE0006937 | Patients requiring fracture fixation or orthopaedic corrective surgery
Orthopaedics | Trauma - Extramedullary fixation | Fixation screw | Headless compression screw | Spine-France | AUTOFIX 2.5X12MM T7 TI | 241-2512 | Standalone | DE0006937 | Patients requiring fracture fixation or orthopaedic corrective surgery
Orthopaedics | Trauma - Extramedullary fixation | Fixation screw | Headless compression screw | Spine-France | AUTOFIX 2.5X14MM T7 TI | 241-2514 | Standalone | DE0006937 | Patients requiring fracture fixation or orthopaedic corrective surgery
Orthopaedics | Trauma - Extramedullary fixation | Fixation screw | Headless compression screw | Spine-France | AUTOFIX 2.5X16MM T7 TI | 241-2516 | Standalone | DE0006937 | Patients requiring fracture fixation or orthopaedic corrective surgery
Orthopaedics | Trauma - Extramedullary fixation | Fixation screw | Headless compression screw | Spine-France | AUTOFIX 2.5X18MM T7 TI | 241-2518 | Standalone | DE0006937 | Patients requiring fracture fixation or orthopaedic corrective surgery
Orthopaedics | Trauma - Extramedullary fixation | Fixation screw | Headless compression screw | Spine-France | AUTOFIX 2.5X20MM T7 TI | 241-2520 | Standalone | DE0006937 | Patients requiring fracture fixation or orthopaedic corrective surgery
Orthopaedics | Trauma - Extramedullary fixation | Fixation screw | Headless compression screw | Spine-France | AUTOFIX 2.5X22MM T7 TI | 241-2522 | Standalone | DE0006937 | Patients requiring fracture fixation or orthopaedic corrective surgery
Orthopaedics | Trauma - Extramedullary fixation | Fixation screw | Headless compression screw | Spine-France | AUTOFIX 2.5X24MM T7 TI | 241-2524 | Standalone | DE0006937 | Patients requiring fracture fixation or orthopaedic corrective surgery
Orthopaedics | Trauma - Extramedullary fixation | Fixation screw | Headless compression screw | Spine-France | AUTOFIX 2.5X26MM T7 TI | 241-2526 | Standalone | DE0006937 | Patients requiring fracture fixation or orthopaedic corrective surgery
Orthopaedics | Trauma - Extramedullary fixation | Fixation screw | Headless compression screw | Spine-France | AUTOFIX 2.5X28MM T7 TI | 241-2528 | Standalone | DE0006937 | Patients requiring fracture fixation or orthopaedic corrective surgery
Orthopaedics | Trauma - Extramedullary fixation | Locking/combination plate | Locking/combination plate - Foot/ankle | Wright Medical-Arlington | EVANS OPENING WEDGE PLATE 0MM | 58130000 | Standalone | DE0503990 | Patients requiring fracture fixation or orthopaedic corrective surgery
Orthopaedics | Trauma - Extramedullary fixation | Locking/combination plate | Locking/combination plate - Foot/ankle | Wright Medical-Arlington | EVANS OPENING WEDGE PLATE 6MM | 58130006 | Standalone | DE0503990 | Patients requiring fracture fixation or orthopaedic corrective surgery
Orthopaedics | Trauma - Extramedullary fixation | Locking/combination plate | Locking/combination plate - Foot/ankle | Wright Medical-Arlington | EVANS OPENING WEDGE PLATE 8MM | 58130008 | Standalone | DE0503990 | Patients requiring fracture fixation or orthopaedic corrective surgery
Orthopaedics | Trauma - Extramedullary fixation | Locking/combination plate | Locking/combination plate - Foot/ankle | Wright Medical-Arlington | EVANS OPENING WEDGE PLATE 10MM | 58130010 | Standalone | DE0503990 | Patients requiring fracture fixation or orthopaedic corrective surgery
Orthopaedics | Trauma - Extramedullary fixation | Locking/combination plate | Locking/combination plate - Foot/ankle | Wright Medical-Arlington | COTTON WEDGE PLATE 0MM | 58140000 | Standalone | DE0503990 | Patients requiring fracture fixation or orthopaedic corrective surgery
Orthopaedics | Trauma - Extramedullary fixation | Locking/combination plate | Locking/combination plate - Foot/ankle | Wright Medical-Arlington | N/C FUSION PLATE SM | 58160001 | Standalone | DE0503990 | Patients requiring fracture fixation or orthopaedic corrective surgery
Orthopaedics | Trauma - Extramedullary fixation | Locking/combination plate | Locking/combination plate - Foot/ankle | Wright Medical-Arlington | N/C FUSION PLATE LG | 58160003 | Standalone | DE0503990 | Patients requiring fracture fixation or orthopaedic corrective surgery
Orthopaedics | Trauma - Extramedullary fixation | Fixation screw | Headless compression screw | Spine-France | AUTOFIX 2.5X30MM T7 TI | 241-2530 | Standalone | DE0006937 | Patients requiring fracture fixation or orthopaedic corrective surgery
Orthopaedics | Trauma - Extramedullary fixation | Locking/combination plate | Locking/combination plate - Foot/ankle | Wright Medical-Arlington | FIRST RAY PLATE SMALL | 58410001 | Standalone | DE0503678 | Patients requiring fracture fixation or orthopaedic corrective surgery
Orthopaedics | Trauma - Extramedullary fixation | Locking/combination plate | Locking/combination plate - Foot/ankle | Wright Medical-Arlington | FIRST RAY PLATE MEDIUM | 58410002 | Standalone | DE0503678 | Patients requiring fracture fixation or orthopaedic corrective surgery
Orthopaedics | Trauma - Extramedullary fixation | Locking/combination plate | Locking/combination plate - Foot/ankle | Wright Medical-Arlington | BOW PLATE 0MM | 58610000 | Standalone | DE0503678 | Patients requiring fracture fixation or orthopaedic corrective surgery
Orthopaedics | Trauma - Extramedullary fixation | Locking/combination plate | Locking/combination plate - Foot/ankle | Wright Medical-Arlington | BOW PLATE 2MM | 58610002 | Standalone | DE0503678 | Patients requiring fracture fixation or orthopaedic corrective surgery
Orthopaedics | Trauma - Extramedullary fixation | Locking/combination plate | Locking/combination plate - Foot/ankle | Wright Medical-Arlington | BOW PLATE 3MM | 58610003 | Standalone | DE0503678 | Patients requiring fracture fixation or orthopaedic corrective surgery
Orthopaedics | Trauma - Extramedullary fixation | Locking/combination plate | Locking/combination plate - Foot/ankle | Wright Medical-Arlington | BOW PLATE 4MM | 58610004 | Standalone | DE0503678 | Patients requiring fracture fixation or orthopaedic corrective surgery
Orthopaedics | Trauma - Extramedullary fixation | Locking/combination plate | Locking/combination plate - Foot/ankle | Wright Medical-Arlington | BOW PLATE 5MM | 58610005 | Standalone | DE0503678 | Patients requiring fracture fixation or orthopaedic corrective surgery
Orthopaedics | Trauma - Extramedullary fixation | Locking/combination plate | Locking/combination plate - Tibia | Wright Medical-Arlington | MEDIAL TIBIA PLATE SM | 58885110 | Standalone | DE0503689 | Patients requiring fracture fixation or orthopaedic corrective surgery
Orthopaedics | Trauma - Extramedullary fixation | Locking/combination plate | Locking/combination plate - Tibia | Wright Medical-Arlington | MEDIAL TIBIA PLATE LG | 58885130 | Standalone | DE0503689 | Patients requiring fracture fixation or orthopaedic corrective surgery
Orthopaedics | Trauma - Extramedullary fixation | Locking/combination plate | Locking/combination plate - Tibia | Wright Medical-Arlington | ANTERIOR TIBIA DELTA PLATE LG | 58886030 | Standalone | DE0503689 | Patients requiring fracture fixation or orthopaedic corrective surgery
Orthopaedics | Trauma - Extramedullary fixation | Locking/combination plate | Locking/combination plate - Tibia | Wright Medical-Arlington | POSTERIOR TIB PLATE | 58889000 | Standalone | DE0503689 | Patients requiring fracture fixation or orthopaedic corrective surgery
Orthopaedics | Trauma - Extramedullary fixation | Locking/combination plate | Locking/combination plate - Tibia | Wright Medical-Arlington | POSTERIOR TIBIA PLATE SM | 58889001 | Standalone | DE0503689 | Patients requiring fracture fixation or orthopaedic corrective surgery
Orthopaedics | Trauma - Extramedullary fixation | Locking/combination plate | Locking/combination plate - Tibia | Wright Medical-Arlington | POSTERIOR TIBIA PLATE LG | 58889003 | Standalone | DE0503689 | Patients requiring fracture fixation or orthopaedic corrective surgery
Orthopaedics | Trauma - Extramedullary fixation | Locking/combination plate | Locking/combination plate - Foot/ankle | Wright Medical-Arlington | MIDFOOT FUSION T-PLATE LT | 5818001L | Standalone | DE0503990 | Patients requiring fracture fixation or orthopaedic corrective surgery
Orthopaedics | Trauma - Extramedullary fixation | Locking/combination plate | Locking/combination plate - Foot/ankle | Wright Medical-Arlington | MIDFOOT FUSION T-PLATE RT | 5818001R | Standalone | DE0503990 | Patients requiring fracture fixation or orthopaedic corrective surgery
Orthopaedics | Trauma - Extramedullary fixation | Locking/combination plate | Locking/combination plate - Foot/ankle | Wright Medical-Arlington | MTP FUSION SMALL 10DG LT | 587111LT | Standalone | DE0503678 | Patients requiring fracture fixation or orthopaedic corrective surgery
Orthopaedics | Trauma - Extramedullary fixation | Locking/combination plate | Locking/combination plate - Foot/ankle | Wright Medical-Arlington | MTP FUSION SMALL 10DG RT | 587111RT | Standalone | DE0503678 | Patients requiring fracture fixation or orthopaedic corrective surgery
Orthopaedics | Trauma - Extramedullary fixation | Locking/combination plate | Locking/combination plate - Foot/ankle | Wright Medical-Arlington | MTP FUSION SMALL 5DG LT | 587115LT | Standalone | DE0503678 | Patients requiring fracture fixation or orthopaedic corrective surgery
Orthopaedics | Trauma - Extramedullary fixation | Locking/combination plate | Locking/combination plate - Foot/ankle | Wright Medical-Arlington | MTP FUSION SMALL 5DG RT | 587115RT | Standalone | DE0503678 | Patients requiring fracture fixation or orthopaedic corrective surgery
Orthopaedics | Trauma - Extramedullary fixation | Locking/combination plate | Locking/combination plate - Foot/ankle | Wright Medical-Arlington | MTP FUSION MEDIUM 0DG LT | 587220LT | Standalone | DE0503678 | Patients requiring fracture fixation or orthopaedic corrective surgery
Orthopaedics | Trauma - Extramedullary fixation | Locking/combination plate | Locking/combination plate - Foot/ankle | Wright Medical-Arlington | MTP FUSION MEDIUM 0DG RT | 587220RT | Standalone | DE0503678 | Patients requiring fracture fixation or orthopaedic corrective surgery
Orthopaedics | Trauma - Extramedullary fixation | Locking/combination plate | Locking/combination plate - Foot/ankle | Wright Medical-Arlington | MTP FUSION MEDIUM 10DG LT | 587221LT | Standalone | DE0503678 | Patients requiring fracture fixation or orthopaedic corrective surgery
Orthopaedics | Trauma - Extramedullary fixation | Locking/combination plate | Locking/combination plate - Foot/ankle | Wright Medical-Arlington | MTP FUSION MEDIUM 10DG RT | 587221RT | Standalone | DE0503678 | Patients requiring fracture fixation or orthopaedic corrective surgery
Orthopaedics | Trauma - Extramedullary fixation | Locking/combination plate | Locking/combination plate - Foot/ankle | Wright Medical-Arlington | MTP FUSION MEDIUM 5DG LT | 587225LT | Standalone | DE0503678 | Patients requiring fracture fixation or orthopaedic corrective surgery
Orthopaedics | Trauma - Extramedullary fixation | Locking/combination plate | Locking/combination plate - Foot/ankle | Wright Medical-Arlington | MTP FUSION MEDIUM 5DG RT | 587225RT | Standalone | DE0503678 | Patients requiring fracture fixation or orthopaedic corrective surgery
Orthopaedics | Trauma - Extramedullary fixation | Locking/combination plate | Locking/combination plate - Fibula | Wright Medical-Arlington | LATERAL FIBULA PLATE LEFT SM | 5888101L | Standalone | DE0503689 | Patients requiring fracture fixation or orthopaedic corrective surgery
Orthopaedics | Trauma - Extramedullary fixation | Locking/combination plate | Locking/combination plate - Fibula | Wright Medical-Arlington | LATERAL FIBULA PLATE RIGHT SM | 5888101R | Standalone | DE0503689 | Patients requiring fracture fixation or orthopaedic corrective surgery
Orthopaedics | Trauma - Extramedullary fixation | Locking/combination plate | Locking/combination plate - Fibula | Wright Medical-Arlington | LATERAL FIBULA PLATE LEFT MD | 5888102L | Standalone | DE0503689 | Patients requiring fracture fixation or orthopaedic corrective surgery
Orthopaedics | Trauma - Extramedullary fixation | Locking/combination plate | Locking/combination plate - Fibula | Wright Medical-Arlington | LATERAL FIBULA PLATE RIGHT MD | 5888102R | Standalone | DE0503689 | Patients requiring fracture fixation or orthopaedic corrective surgery
Orthopaedics | Trauma - Extramedullary fixation | Locking/combination plate | Locking/combination plate - Foot/ankle | Osteosynthesis-Freiburg | CALCANEUS MESH PLATE SMALL | 40-10102 | Standalone | DE0018739 | Patients requiring fracture fixation or orthopaedic corrective surgery
Orthopaedics | Trauma - Extramedullary fixation | Locking/combination plate | Locking/combination plate - Foot/ankle | Osteosynthesis-Freiburg | CALCANEUS MESH PLATE MEDIUM | 40-10104 | Standalone | DE0018739 | Patients requiring fracture fixation or orthopaedic corrective surgery
Orthopaedics | Trauma - Extramedullary fixation | Locking/combination plate | Locking/combination plate - Foot/ankle | Osteosynthesis-Freiburg | CALCANEUS MESH PLATE LARGE | 40-10106 | Standalone | DE0018739 | Patients requiring fracture fixation or orthopaedic corrective surgery
Orthopaedics | Trauma - Extramedullary fixation | Locking/combination plate | Locking/combination plate - Foot/ankle | Osteosynthesis-Freiburg | CALCANEUS STANDARD PLATE SMALL | 40-10112 | Standalone | DE0018739 | Patients requiring fracture fixation or orthopaedic corrective surgery
Orthopaedics | Trauma - Extramedullary fixation | Locking/combination plate | Locking/combination plate - Foot/ankle | Osteosynthesis-Freiburg | CALCANEUS STANDARD PLATE MEDIUM | 40-10114 | Standalone | DE0018739 | Patients requiring fracture fixation or orthopaedic corrective surgery
Orthopaedics | Trauma - Extramedullary fixation | Locking/combination plate | Locking/combination plate - Foot/ankle | Osteosynthesis-Freiburg | CALCANEUS STANDARD PLATE LARGE | 40-10116 | Standalone | DE0018739 | Patients requiring fracture fixation or orthopaedic corrective surgery
Orthopaedics | Trauma - Extramedullary fixation | Locking/combination plate | Locking/combination plate - Foot/ankle | Osteosynthesis-Freiburg | CURVED PLATE 4 HOLES | 40-15011 | Standalone | DE0018739 | Patients requiring fracture fixation or orthopaedic corrective surgery
Orthopaedics | Trauma - Extramedullary fixation | Locking/combination plate | Locking/combination plate - Foot/ankle | Osteosynthesis-Freiburg | CURVED PLATE 5 HOLES RIGHT | 40-15012 | Standalone | DE0018739 | Patients requiring fracture fixation or orthopaedic corrective surgery
Orthopaedics | Trauma - Extramedullary fixation | Locking/combination plate | Locking/combination plate - Foot/ankle | Osteosynthesis-Freiburg | CURVED PLATE 5 HOLES LEFT | 40-15013 | Standalone | DE0018739 | Patients requiring fracture fixation or orthopaedic corrective surgery
Orthopaedics | Trauma - Extramedullary fixation | Locking/combination plate | Locking/combination plate - Foot/ankle | Osteosynthesis-Freiburg | CURVED PLATE 6 HOLES | 40-15014 | Standalone | DE0018739 | Patients requiring fracture fixation or orthopaedic corrective surgery
Orthopaedics | Trauma - Extramedullary fixation | Locking/combination plate | Locking/combination plate - Foot/ankle | Osteosynthesis-Freiburg | H-PLATE SMALL | 40-15021 | Standalone | DE0018739 | Patients requiring fracture fixation or orthopaedic corrective surgery
Orthopaedics | Trauma - Extramedullary fixation | Locking/combination plate | Locking/combination plate - Foot/ankle | Osteosynthesis-Freiburg | H-PLATE MEDIUM | 40-15022 | Standalone | DE0018739 | Patients requiring fracture fixation or orthopaedic corrective surgery
Orthopaedics | Trauma - Extramedullary fixation | Locking/combination plate | Locking/combination plate - Foot/ankle | Osteosynthesis-Freiburg | H-PLATE LARGE | 40-15023 | Standalone | DE0018739 | Patients requiring fracture fixation or orthopaedic corrective surgery
Orthopaedics | Trauma - Extramedullary fixation | Locking/combination plate | Locking/combination plate - Foot/ankle | Osteosynthesis-Freiburg | RECTANGULAR PLATE SIZE 1 | 40-15031 | Standalone | DE0018739 | Patients requiring fracture fixation or orthopaedic corrective surgery
Orthopaedics | Trauma - Extramedullary fixation | Locking/combination plate | Locking/combination plate - Foot/ankle | Osteosynthesis-Freiburg | RECTANGULAR PLATE WITH LOCKING HOLE | 40-15032 | Standalone | DE0018739 | Patients requiring fracture fixation or orthopaedic corrective surgery
Orthopaedics | Trauma - Extramedullary fixation | Locking/combination plate | Locking/combination plate - Foot/ankle | Osteosynthesis-Freiburg | RECTANGULAR PLATE w COMPRESSION HOLES | 40-15033 | Standalone | DE0018739 | Patients requiring fracture fixation or orthopaedic corrective surgery
Orthopaedics | Trauma - Extramedullary fixation | Locking/combination plate | Locking/combination plate - Foot/ankle | Osteosynthesis-Freiburg | BROAD STRAIGHT PLATE SHORT | 40-15041 | Standalone | DE0018739 | Patients requiring fracture fixation or orthopaedic corrective surgery
Orthopaedics | Trauma - Extramedullary fixation | Locking/combination plate | Locking/combination plate - Foot/ankle | Osteosynthesis-Freiburg | BROAD STRAIGHT PLATE MEDIUM | 40-15042 | Standalone | DE0018739 | Patients requiring fracture fixation or orthopaedic corrective surgery
Orthopaedics | Trauma - Extramedullary fixation | Locking/combination plate | Locking/combination plate - Foot/ankle | Osteosynthesis-Freiburg | BROAD STRAIGHT PLATE LONG | 40-15043 | Standalone | DE0018739 | Patients requiring fracture fixation or orthopaedic corrective surgery
Orthopaedics | Trauma - Extramedullary fixation | Locking/combination plate | Locking/combination plate - Foot/ankle | Osteosynthesis-Freiburg | 3-D PLATE LEFT | 40-15061 | Standalone | DE0018739 | Patients requiring fracture fixation or orthopaedic corrective surgery
Orthopaedics | Trauma - Extramedullary fixation | Fixation screw | Headless compression screw | Spine-France | AUTOFIX 3.0X12MM T10 TI | 241-3012 | Standalone | DE0006937 | Patients requiring fracture fixation or orthopaedic corrective surgery
Orthopaedics | Trauma - Extramedullary fixation | Fixation screw | Headless compression screw | Spine-France | AUTOFIX 3.0X14MM T10 TI | 241-3014 | Standalone | DE0006937 | Patients requiring fracture fixation or orthopaedic corrective surgery
Orthopaedics | Trauma - Extramedullary fixation | Fixation screw | Headless compression screw | Spine-France | AUTOFIX 3.0X16MM T10 TI | 241-3016 | Standalone | DE0006937 | Patients requiring fracture fixation or orthopaedic corrective surgery
Orthopaedics | Trauma - Extramedullary fixation | Fixation screw | Headless compression screw | Spine-France | AUTOFIX 3.0X18MM T10 TI | 241-3018 | Standalone | DE0006937 | Patients requiring fracture fixation or orthopaedic corrective surgery
Orthopaedics | Trauma - Extramedullary fixation | Fixation screw | Headless compression screw | Spine-France | AUTOFIX 3.0X20MM T10 TI | 241-3020 | Standalone | DE0006937 | Patients requiring fracture fixation or orthopaedic corrective surgery
Orthopaedics | Trauma - Extramedullary fixation | Fixation screw | Headless compression screw | Spine-France | AUTOFIX 3.0X22MM T10 TI | 241-3022 | Standalone | DE0006937 | Patients requiring fracture fixation or orthopaedic corrective surgery
Orthopaedics | Trauma - Extramedullary fixation | Fixation screw | Headless compression screw | Spine-France | AUTOFIX 3.0X24MM T10 TI | 241-3024 | Standalone | DE0006937 | Patients requiring fracture fixation or orthopaedic corrective surgery
Orthopaedics | Trauma - Extramedullary fixation | Fixation screw | Headless compression screw | Spine-France | AUTOFIX 3.0X26MM T10 TI | 241-3026 | Standalone | DE0006937 | Patients requiring fracture fixation or orthopaedic corrective surgery
Orthopaedics | Trauma - Extramedullary fixation | Fixation screw | Headless compression screw | Spine-France | AUTOFIX 3.0X28MM T10 TI | 241-3028 | Standalone | DE0006937 | Patients requiring fracture fixation or orthopaedic corrective surgery
Orthopaedics | Trauma - Extramedullary fixation | Fixation screw | Headless compression screw | Spine-France | AUTOFIX 3.0X30MM T10 TI | 241-3030 | Standalone | DE0006937 | Patients requiring fracture fixation or orthopaedic corrective surgery
Orthopaedics | Trauma - Extramedullary fixation | Fixation screw | Headless compression screw | Spine-France | AUTOFIX 3.0X32MM T10 TI | 241-3032 | Standalone | DE0006937 | Patients requiring fracture fixation or orthopaedic corrective surgery
Orthopaedics | Trauma - Extramedullary fixation | Fixation screw | Headless compression screw | Spine-France | AUTOFIX 3.0X34MM T10 TI | 241-3034 | Standalone | DE0006937 | Patients requiring fracture fixation or orthopaedic corrective surgery
Orthopaedics | Trauma - Extramedullary fixation | Fixation screw | Headless compression screw | Spine-France | AUTOFIX 3.0X36MM T10 TI | 241-3036 | Standalone | DE0006937 | Patients requiring fracture fixation or orthopaedic corrective surgery
Orthopaedics | Trauma - Extramedullary fixation | Fixation screw | Headless compression screw | Spine-France | AUTOFIX 3.0X38MM T10 TI | 241-3038 | Standalone | DE0006937 | Patients requiring fracture fixation or orthopaedic corrective surgery
Orthopaedics | Trauma - Extramedullary fixation | Fixation screw | Headless compression screw | Spine-France | AUTOFIX 3.0X40MM T10 TI | 241-3040 | Standalone | DE0006937 | Patients requiring fracture fixation or orthopaedic corrective surgery
Orthopaedics | Trauma - Extramedullary fixation | Fixation screw | Headless compression screw | Spine-France | AUTOFIX 4.0X20MM T10 TI | 241-4020 | Standalone | DE0006937 | Patients requiring fracture fixation or orthopaedic corrective surgery
Orthopaedics | Trauma - Extramedullary fixation | Fixation screw | Headless compression screw | Spine-France | AUTOFIX 4.0X22MM T10 TI | 241-4022 | Standalone | DE0006937 | Patients requiring fracture fixation or orthopaedic corrective surgery
Orthopaedics | Trauma - Extramedullary fixation | Fixation screw | Headless compression screw | Spine-France | AUTOFIX 4.0X24MM T10 TI | 241-4024 | Standalone | DE0006937 | Patients requiring fracture fixation or orthopaedic corrective surgery
Orthopaedics | Trauma - Extramedullary fixation | Fixation screw | Headless compression screw | Spine-France | AUTOFIX 4.0X26MM T10 TI | 241-4026 | Standalone | DE0006937 | Patients requiring fracture fixation or orthopaedic corrective surgery
Orthopaedics | Trauma - Extramedullary fixation | Fixation screw | Headless compression screw | Spine-France | AUTOFIX 4.0X28MM T10 TI | 241-4028 | Standalone | DE0006937 | Patients requiring fracture fixation or orthopaedic corrective surgery
Orthopaedics | Trauma - Extramedullary fixation | Fixation screw | Headless compression screw | Spine-France | AUTOFIX 4.0X30MM T10 TI | 241-4030 | Standalone | DE0006937 | Patients requiring fracture fixation or orthopaedic corrective surgery
Orthopaedics | Trauma - Extramedullary fixation | Fixation screw | Headless compression screw | Spine-France | AUTOFIX 4.0X32MM T10 TI | 241-4032 | Standalone | DE0006937 | Patients requiring fracture fixation or orthopaedic corrective surgery
Orthopaedics | Trauma - Extramedullary fixation | Fixation screw | Headless compression screw | Spine-France | AUTOFIX 4.0X34MM T10 TI | 241-4034 | Standalone | DE0006937 | Patients requiring fracture fixation or orthopaedic corrective surgery
Orthopaedics | Trauma - Extramedullary fixation | Fixation screw | Headless compression screw | Spine-France | AUTOFIX 4.0X36MM T10 TI | 241-4036 | Standalone | DE0006937 | Patients requiring fracture fixation or orthopaedic corrective surgery
Orthopaedics | Trauma - Extramedullary fixation | Fixation screw | Headless compression screw | Spine-France | AUTOFIX 4.0X38MM T10 TI | 241-4038 | Standalone | DE0006937 | Patients requiring fracture fixation or orthopaedic corrective surgery
Orthopaedics | Trauma - Extramedullary fixation | Fixation screw | Headless compression screw | Spine-France | AUTOFIX 4.0X40MM T10 TI | 241-4040 | Standalone | DE0006937 | Patients requiring fracture fixation or orthopaedic corrective surgery
Orthopaedics | Trauma - Extramedullary fixation | Fixation screw | Headless compression screw | Spine-France | AUTOFIX 4.0X42MM T10 TI | 241-4042 | Standalone | DE0006937 | Patients requiring fracture fixation or orthopaedic corrective surgery
Orthopaedics | Trauma - Extramedullary fixation | Fixation screw | Headless compression screw | Spine-France | AUTOFIX 4.0X44MM T10 TI | 241-4044 | Standalone | DE0006937 | Patients requiring fracture fixation or orthopaedic corrective surgery
Orthopaedics | Trauma - Extramedullary fixation | Fixation screw | Headless compression screw | Spine-France | AUTOFIX 4.0X46MM T10 TI | 241-4046 | Standalone | DE0006937 | Patients requiring fracture fixation or orthopaedic corrective surgery
Orthopaedics | Trauma - Extramedullary fixation | Fixation screw | Headless compression screw | Spine-France | AUTOFIX 4.0X48MM T10 TI | 241-4048 | Standalone | DE0006937 | Patients requiring fracture fixation or orthopaedic corrective surgery
Orthopaedics | Trauma - Extramedullary fixation | Fixation screw | Headless compression screw | Spine-France | AUTOFIX 4.0X50MM T10 TI | 241-4050 | Standalone | DE0006937 | Patients requiring fracture fixation or orthopaedic corrective surgery
Orthopaedics | Trauma - Extramedullary fixation | Locking/combination plate | Locking/combination plate - Foot/ankle | Osteosynthesis-Freiburg | 3-D PLATE RIGHT | 40-15062 | Standalone | DE0018739 | Patients requiring fracture fixation or orthopaedic corrective surgery
Orthopaedics | Trauma - Extramedullary fixation | Locking/combination plate | Locking/combination plate - Foot/ankle | Osteosynthesis-Freiburg | OBLIQUE T-PLATE LEFT | 40-15071 | Standalone | DE0018739 | Patients requiring fracture fixation or orthopaedic corrective surgery
Orthopaedics | Trauma - Extramedullary fixation | Locking/combination plate | Locking/combination plate - Foot/ankle | Osteosynthesis-Freiburg | OBLIQUE T-PLATE RIGHT | 40-15072 | Standalone | DE0018739 | Patients requiring fracture fixation or orthopaedic corrective surgery
Orthopaedics | Trauma - Extramedullary fixation | Locking/combination plate | Locking/combination plate - Foot/ankle | Osteosynthesis-Freiburg | T-PLATE | 40-15081 | Standalone | DE0018739 | Patients requiring fracture fixation or orthopaedic corrective surgery
Orthopaedics | Trauma - Extramedullary fixation | Locking/combination plate | Locking/combination plate - Foot/ankle | Osteosynthesis-Freiburg | L-PLATE LEFT | 40-15091 | Standalone | DE0018739 | Patients requiring fracture fixation or orthopaedic corrective surgery
Orthopaedics | Trauma - Extramedullary fixation | Locking/combination plate | Locking/combination plate - Foot/ankle | Osteosynthesis-Freiburg | L-PLATE RIGHT | 40-15092 | Standalone | DE0018739 | Patients requiring fracture fixation or orthopaedic corrective surgery
Orthopaedics | Trauma - Extramedullary fixation | Locking/combination plate | Locking/combination plate - Foot/ankle | Wright Medical-Arlington | MTP FUSION SMALL 0DG LT | 587110LT | Standalone | DE0503678 | Patients requiring fracture fixation or orthopaedic corrective surgery
Orthopaedics | Trauma - Extramedullary fixation | Locking/combination plate | Locking/combination plate - Foot/ankle | Wright Medical-Arlington | MTP FUSION SMALL 0DG RT | 587110RT | Standalone | DE0503678 | Patients requiring fracture fixation or orthopaedic corrective surgery
Orthopaedics | Trauma - Extramedullary fixation | Plate accessories | Locking screw | Osteosynthesis-Freiburg | Locking Screw, T10 Full Thread, 2.7mm/L10mm | 657010 | Standalone | DE0505500 | Patients requiring fracture fixation or orthopaedic corrective surgery
Orthopaedics | Trauma - Extramedullary fixation | Plate accessories | Locking screw | Osteosynthesis-Freiburg | Locking Screw, T10 Full Thread, 2.7mm/L12mm | 657012 | Standalone | DE0505500 | Patients requiring fracture fixation or orthopaedic corrective surgery
Orthopaedics | Trauma - Extramedullary fixation | Plate accessories | Locking screw | Osteosynthesis-Freiburg | Locking Screw, T10 Full Thread, 2.7mm/L14mm | 657014 | Standalone | DE0505500 | Patients requiring fracture fixation or orthopaedic corrective surgery
Orthopaedics | Trauma - Extramedullary fixation | Plate accessories | Locking screw | Osteosynthesis-Freiburg | Locking Screw, T10 Full Thread, 2.7mm/L16mm | 657016 | Standalone | DE0505500 | Patients requiring fracture fixation or orthopaedic corrective surgery
Orthopaedics | Trauma - Extramedullary fixation | Plate accessories | Locking screw | Osteosynthesis-Freiburg | Locking Screw, T10 Full Thread, 2.7mm/L18mm | 657018 | Standalone | DE0505500 | Patients requiring fracture fixation or orthopaedic corrective surgery
Orthopaedics | Trauma - Extramedullary fixation | Plate accessories | Locking screw | Osteosynthesis-Freiburg | Locking Screw, T10 Full Thread, 2.7mm/L20mm | 657020 | Standalone | DE0505500 | Patients requiring fracture fixation or orthopaedic corrective surgery
Orthopaedics | Trauma - Extramedullary fixation | Plate accessories | Locking screw | Osteosynthesis-Freiburg | Locking Screw, T10 Full Thread, 2.7mm/L22mm | 657022 | Standalone | DE0505500 | Patients requiring fracture fixation or orthopaedic corrective surgery
Orthopaedics | Trauma - Extramedullary fixation | Plate accessories | Locking screw | Osteosynthesis-Freiburg | Locking Screw, T10 Full Thread, 2.7mm/L24mm | 657024 | Standalone | DE0505500 | Patients requiring fracture fixation or orthopaedic corrective surgery
Orthopaedics | Trauma - Extramedullary fixation | Plate accessories | Locking screw | Osteosynthesis-Freiburg | Locking Screw, T10 Full Thread, 2.7mm/L26mm | 657026 | Standalone | DE0505500 | Patients requiring fracture fixation or orthopaedic corrective surgery
Orthopaedics | Trauma - Extramedullary fixation | Plate accessories | Locking screw | Osteosynthesis-Freiburg | Locking Screw, T10 Full Thread, 2.7mm/L28mm | 657028 | Standalone | DE0505500 | Patients requiring fracture fixation or orthopaedic corrective surgery
Orthopaedics | Trauma - Extramedullary fixation | Plate accessories | Locking screw | Osteosynthesis-Freiburg | Locking Screw, T10 Full Thread, 2.7mm/L30mm | 657030 | Standalone | DE0505500 | Patients requiring fracture fixation or orthopaedic corrective surgery
Orthopaedics | Trauma - Extramedullary fixation | Plate accessories | Locking screw | Osteosynthesis-Freiburg | Locking Screw, T10 Full Thread, 2.7mm/L32mm | 657032 | Standalone | DE0505500 | Patients requiring fracture fixation or orthopaedic corrective surgery
Orthopaedics | Trauma - Extramedullary fixation | Plate accessories | Locking screw | Osteosynthesis-Freiburg | Locking Screw, T10 Full Thread, 2.7mm/L34mm | 657034 | Standalone | DE0505500 | Patients requiring fracture fixation or orthopaedic corrective surgery
Orthopaedics | Trauma - Extramedullary fixation | Plate accessories | Locking screw | Osteosynthesis-Freiburg | Locking Screw, T10 Full Thread, 2.7mm/L36mm | 657036 | Standalone | DE0505500 | Patients requiring fracture fixation or orthopaedic corrective surgery
Orthopaedics | Trauma - Extramedullary fixation | Plate accessories | Locking screw | Osteosynthesis-Freiburg | Locking Screw, T10 Full Thread, 2.7mm/L38mm | 657038 | Standalone | DE0505500 | Patients requiring fracture fixation or orthopaedic corrective surgery
Orthopaedics | Trauma - Extramedullary fixation | Plate accessories | Locking screw | Osteosynthesis-Freiburg | Locking Screw, T10 Full Thread, 2.7mm/L40mm | 657040 | Standalone | DE0505500 | Patients requiring fracture fixation or orthopaedic corrective surgery
Orthopaedics | Trauma - Extramedullary fixation | Plate accessories | Locking screw | Osteosynthesis-Freiburg | Locking Screw, T10 Full Thread, 2.7mm/L42mm | 657042 | Standalone | DE0505500 | Patients requiring fracture fixation or orthopaedic corrective surgery
Orthopaedics | Trauma - Extramedullary fixation | Plate accessories | Locking screw | Osteosynthesis-Freiburg | Locking Screw, T10 Full Thread, 2.7mm/L44mm | 657044 | Standalone | DE0505500 | Patients requiring fracture fixation or orthopaedic corrective surgery
Orthopaedics | Trauma - Extramedullary fixation | Plate accessories | Locking screw | Osteosynthesis-Freiburg | Locking Screw, T10 Full Thread, 2.7mm/L46mm | 657046 | Standalone | DE0505500 | Patients requiring fracture fixation or orthopaedic corrective surgery
Orthopaedics | Trauma - Extramedullary fixation | Plate accessories | Locking screw | Osteosynthesis-Freiburg | Locking Screw, T10 Full Thread, 2.7mm/L48mm | 657048 | Standalone | DE0505500 | Patients requiring fracture fixation or orthopaedic corrective surgery
Orthopaedics | Trauma - Extramedullary fixation | Plate accessories | Locking screw | Osteosynthesis-Freiburg | Locking Screw, T10 Full Thread, 2.7mm/L50mm | 657050 | Standalone | DE0505500 | Patients requiring fracture fixation or orthopaedic corrective surgery
Orthopaedics | Trauma - Extramedullary fixation | Plate accessories | Locking screw | Osteosynthesis-Freiburg | Locking Screw, T10 Full Thread, 2.7mm/L55mm | 657055 | Standalone | DE0505500 | Patients requiring fracture fixation or orthopaedic corrective surgery
Orthopaedics | Trauma - Extramedullary fixation | Plate accessories | Locking screw | Osteosynthesis-Freiburg | Locking Screw, T10 Full Thread, 2.7mm/L60mm | 657060 | Standalone | DE0505500 | Patients requiring fracture fixation or orthopaedic corrective surgery
Orthopaedics | Trauma - Extramedullary fixation | Plate accessories | Locking screw | Osteosynthesis-Freiburg | Locking Screw, T10 Full Thread, 2.7mm/L65mm | 657065 | Standalone | DE0505500 | Patients requiring fracture fixation or orthopaedic corrective surgery
Orthopaedics | Trauma - Extramedullary fixation | Plate accessories | Locking screw | Osteosynthesis-Freiburg | Locking Screw, T10 Full Thread, 2.7mm/L70mm | 657070 | Standalone | DE0505500 | Patients requiring fracture fixation or orthopaedic corrective surgery
Orthopaedics | Trauma - Extramedullary fixation | Plate accessories | Locking screw | Osteosynthesis-Freiburg | Locking Screw, T10 Full Thread, 2.7mm/L8mm | 657008 | Standalone | DE0505500 | Patients requiring fracture fixation or orthopaedic corrective surgery
Orthopaedics | Trauma - Extramedullary fixation | Plate accessories | Locking screw | Osteosynthesis-Freiburg | Locking Screw,T8 Full Thread, 2.7mm/L12mm | 656312S | Standalone | DE0505500 | Patients requiring fracture fixation or orthopaedic corrective surgery
Orthopaedics | Trauma - Extramedullary fixation | Plate accessories | Locking screw | Osteosynthesis-Freiburg | Locking Screw,T8 Full Thread, 2.7mm/L14mm | 656314S | Standalone | DE0505500 | Patients requiring fracture fixation or orthopaedic corrective surgery
Orthopaedics | Trauma - Extramedullary fixation | Plate accessories | Locking screw | Osteosynthesis-Freiburg | Locking Screw,T8 Full Thread, 2.7mm/L16mm | 656316S | Standalone | DE0505500 | Patients requiring fracture fixation or orthopaedic corrective surgery
Orthopaedics | Trauma - Extramedullary fixation | Plate accessories | Locking screw | Osteosynthesis-Freiburg | Locking Screw,T8 Full Thread, 2.7mm/L18mm | 656318S | Standalone | DE0505500 | Patients requiring fracture fixation or orthopaedic corrective surgery
Orthopaedics | Trauma - Extramedullary fixation | Plate accessories | Locking screw | Osteosynthesis-Freiburg | Locking Screw,T8 Full Thread, 2.7mm/L20mm | 656320S | Standalone | DE0505500 | Patients requiring fracture fixation or orthopaedic corrective surgery
Orthopaedics | Trauma - Extramedullary fixation | Plate accessories | Locking screw | Osteosynthesis-Freiburg | Locking Screw,T8 Full Thread, 2.7mm/L22mm | 656322S | Standalone | DE0505500 | Patients requiring fracture fixation or orthopaedic corrective surgery
Orthopaedics | Trauma - Extramedullary fixation | Plate accessories | Locking screw | Osteosynthesis-Freiburg | Locking Screw,T8 Full Thread, 2.7mm/L24mm | 656324S | Standalone | DE0505500 | Patients requiring fracture fixation or orthopaedic corrective surgery
Orthopaedics | Other - Fixation | Staple | Memory staple | Osteosynthesis-Selzach | EasyClip Staple 8x8x8mm | EZM08-08-08 | Standalone | DE0018561 | Patients requiring fracture fixation or orthopaedic corrective surgery
Orthopaedics | Other - Fixation | Staple | Memory staple | Osteosynthesis-Selzach | EasyClip Staple 10x10x10mm | EZM10-10-10 | Standalone | DE0018561 | Patients requiring fracture fixation or orthopaedic corrective surgery
Orthopaedics | Trauma - Extramedullary fixation | Locking/combination plate | Locking/combination plate - Clavicle | Double Medical Technology Inc | Clavicle Locking Plate, 46mm, Left | 020031004 | Standalone | DE0504080 | Patients requiring fracture fixation or orthopaedic corrective surgery
Orthopaedics | Trauma - Extramedullary fixation | Locking/combination plate | Locking/combination plate - Clavicle | Double Medical Technology Inc | Clavicle Locking Plate, 58mm, Left | 020031005 | Standalone | DE0504080 | Patients requiring fracture fixation or orthopaedic corrective surgery
Orthopaedics | Trauma - Extramedullary fixation | Locking/combination plate | Locking/combination plate - Clavicle | Double Medical Technology Inc | Clavicle Locking Plate, 70mm, Left | 020031006 | Standalone | DE0504080 | Patients requiring fracture fixation or orthopaedic corrective surgery
Orthopaedics | Trauma - Extramedullary fixation | Locking/combination plate | Locking/combination plate - Clavicle | Double Medical Technology Inc | Clavicle Locking Plate, 82mm, Left | 020031007 | Standalone | DE0504080 | Patients requiring fracture fixation or orthopaedic corrective surgery
Orthopaedics | Trauma - Extramedullary fixation | Locking/combination plate | Locking/combination plate - Clavicle | Double Medical Technology Inc | Clavicle Locking Plate, 46mm, Right | 020032004 | Standalone | DE0504080 | Patients requiring fracture fixation or orthopaedic corrective surgery
Orthopaedics | Trauma - Extramedullary fixation | Locking/combination plate | Locking/combination plate - Clavicle | Double Medical Technology Inc | Clavicle Locking Plate, 58mm, Right | 020032005 | Standalone | DE0504080 | Patients requiring fracture fixation or orthopaedic corrective surgery