Ophthalmic | Intraocular lens replacement | Intraocular lens (IOL) | Monofocal, astigmatism correcting IOL | Rayner | Rayner RayOne Toric | RAO610T (+19.5SE+3.5D Cyl) | Standalone | DE0505958 | Indicated for patients with astigmatism of 2.5 dioptre cylinder (DC) and above in at least 1 eye; where correction of astigmatism is considered clinically necessary
Ophthalmic | Intraocular lens replacement | Intraocular lens (IOL) | Monofocal, astigmatism correcting IOL | Rayner | Rayner RayOne Toric | RAO610T (+19.5SE+4.0D Cyl) | Standalone | DE0505958 | Indicated for patients with astigmatism of 2.5 dioptre cylinder (DC) and above in at least 1 eye; where correction of astigmatism is considered clinically necessary
Ophthalmic | Intraocular lens replacement | Intraocular lens (IOL) | Monofocal, astigmatism correcting IOL | Rayner | Rayner RayOne Toric | RAO610T (+19.5SE+4.5D Cyl) | Standalone | DE0505958 | Indicated for patients with astigmatism of 2.5 dioptre cylinder (DC) and above in at least 1 eye; where correction of astigmatism is considered clinically necessary
Ophthalmic | Intraocular lens replacement | Intraocular lens (IOL) | Monofocal, astigmatism correcting IOL | Rayner | Rayner RayOne Toric | RAO610T (+19.5SE+5.0D Cyl) | Standalone | DE0505958 | Indicated for patients with astigmatism of 2.5 dioptre cylinder (DC) and above in at least 1 eye; where correction of astigmatism is considered clinically necessary
Ophthalmic | Intraocular lens replacement | Intraocular lens (IOL) | Monofocal, astigmatism correcting IOL | Rayner | Rayner RayOne Toric | RAO610T (+19.5SE+5.5D Cyl) | Standalone | DE0505958 | Indicated for patients with astigmatism of 2.5 dioptre cylinder (DC) and above in at least 1 eye; where correction of astigmatism is considered clinically necessary
Ophthalmic | Intraocular lens replacement | Intraocular lens (IOL) | Monofocal, astigmatism correcting IOL | Rayner | Rayner RayOne Toric | RAO610T (+19.5SE+6.0D Cyl) | Standalone | DE0505958 | Indicated for patients with astigmatism of 2.5 dioptre cylinder (DC) and above in at least 1 eye; where correction of astigmatism is considered clinically necessary
Ophthalmic | Intraocular lens replacement | Intraocular lens (IOL) | Monofocal, astigmatism correcting IOL | Rayner | Rayner RayOne Toric | RAO610T (+20.0SE+1.0D Cyl) | Standalone | DE0505958 | Indicated for patients with astigmatism of 2.5 dioptre cylinder (DC) and above in at least 1 eye; where correction of astigmatism is considered clinically necessary
Ophthalmic | Intraocular lens replacement | Intraocular lens (IOL) | Monofocal, astigmatism correcting IOL | Rayner | Rayner RayOne Toric | RAO610T (+20.0SE+1.5D Cyl) | Standalone | DE0505958 | Indicated for patients with astigmatism of 2.5 dioptre cylinder (DC) and above in at least 1 eye; where correction of astigmatism is considered clinically necessary
Ophthalmic | Intraocular lens replacement | Intraocular lens (IOL) | Monofocal, astigmatism correcting IOL | Rayner | Rayner RayOne Toric | RAO610T (+20.0SE+2.0D Cyl) | Standalone | DE0505958 | Indicated for patients with astigmatism of 2.5 dioptre cylinder (DC) and above in at least 1 eye; where correction of astigmatism is considered clinically necessary
Ophthalmic | Intraocular lens replacement | Intraocular lens (IOL) | Monofocal, astigmatism correcting IOL | Rayner | Rayner RayOne Toric | RAO610T (+20.0SE+2.5D Cyl) | Standalone | DE0505958 | Indicated for patients with astigmatism of 2.5 dioptre cylinder (DC) and above in at least 1 eye; where correction of astigmatism is considered clinically necessary
Ophthalmic | Intraocular lens replacement | Intraocular lens (IOL) | Monofocal, astigmatism correcting IOL | Rayner | Rayner RayOne Toric | RAO610T (+20.0SE+3.0D Cyl) | Standalone | DE0505958 | Indicated for patients with astigmatism of 2.5 dioptre cylinder (DC) and above in at least 1 eye; where correction of astigmatism is considered clinically necessary
Ophthalmic | Intraocular lens replacement | Intraocular lens (IOL) | Monofocal, astigmatism correcting IOL | Rayner | Rayner RayOne Toric | RAO610T (+20.0SE+3.5D Cyl) | Standalone | DE0505958 | Indicated for patients with astigmatism of 2.5 dioptre cylinder (DC) and above in at least 1 eye; where correction of astigmatism is considered clinically necessary
Ophthalmic | Intraocular lens replacement | Intraocular lens (IOL) | Monofocal, astigmatism correcting IOL | Rayner | Rayner RayOne Toric | RAO610T (+20.0SE+4.0D Cyl) | Standalone | DE0505958 | Indicated for patients with astigmatism of 2.5 dioptre cylinder (DC) and above in at least 1 eye; where correction of astigmatism is considered clinically necessary
Ophthalmic | Intraocular lens replacement | Intraocular lens (IOL) | Monofocal, astigmatism correcting IOL | Rayner | Rayner RayOne Toric | RAO610T (+20.0SE+4.5D Cyl) | Standalone | DE0505958 | Indicated for patients with astigmatism of 2.5 dioptre cylinder (DC) and above in at least 1 eye; where correction of astigmatism is considered clinically necessary
Ophthalmic | Intraocular lens replacement | Intraocular lens (IOL) | Monofocal, astigmatism correcting IOL | Rayner | Rayner RayOne Toric | RAO610T (+20.0SE+5.0D Cyl) | Standalone | DE0505958 | Indicated for patients with astigmatism of 2.5 dioptre cylinder (DC) and above in at least 1 eye; where correction of astigmatism is considered clinically necessary
Ophthalmic | Intraocular lens replacement | Intraocular lens (IOL) | Monofocal, astigmatism correcting IOL | Rayner | Rayner RayOne Toric | RAO610T (+20.0SE+5.5D Cyl) | Standalone | DE0505958 | Indicated for patients with astigmatism of 2.5 dioptre cylinder (DC) and above in at least 1 eye; where correction of astigmatism is considered clinically necessary
Ophthalmic | Intraocular lens replacement | Intraocular lens (IOL) | Monofocal, astigmatism correcting IOL | Rayner | Rayner RayOne Toric | RAO610T (+20.0SE+6.0D Cyl) | Standalone | DE0505958 | Indicated for patients with astigmatism of 2.5 dioptre cylinder (DC) and above in at least 1 eye; where correction of astigmatism is considered clinically necessary
Ophthalmic | Intraocular lens replacement | Intraocular lens (IOL) | Monofocal, astigmatism correcting IOL | Rayner | Rayner RayOne Toric | RAO610T (+20.5SE+1.0D Cyl) | Standalone | DE0505958 | Indicated for patients with astigmatism of 2.5 dioptre cylinder (DC) and above in at least 1 eye; where correction of astigmatism is considered clinically necessary
Ophthalmic | Intraocular lens replacement | Intraocular lens (IOL) | Monofocal, astigmatism correcting IOL | Rayner | Rayner RayOne Toric | RAO610T (+20.5SE+1.5D Cyl) | Standalone | DE0505958 | Indicated for patients with astigmatism of 2.5 dioptre cylinder (DC) and above in at least 1 eye; where correction of astigmatism is considered clinically necessary
Ophthalmic | Intraocular lens replacement | Intraocular lens (IOL) | Monofocal, astigmatism correcting IOL | Rayner | Rayner RayOne Toric | RAO610T (+20.5SE+2.0D Cyl) | Standalone | DE0505958 | Indicated for patients with astigmatism of 2.5 dioptre cylinder (DC) and above in at least 1 eye; where correction of astigmatism is considered clinically necessary
Ophthalmic | Intraocular lens replacement | Intraocular lens (IOL) | Monofocal, astigmatism correcting IOL | Rayner | Rayner RayOne Toric | RAO610T (+20.5SE+2.5D Cyl) | Standalone | DE0505958 | Indicated for patients with astigmatism of 2.5 dioptre cylinder (DC) and above in at least 1 eye; where correction of astigmatism is considered clinically necessary
Ophthalmic | Intraocular lens replacement | Intraocular lens (IOL) | Monofocal, astigmatism correcting IOL | Rayner | Rayner RayOne Toric | RAO610T (+20.5SE+3.0D Cyl) | Standalone | DE0505958 | Indicated for patients with astigmatism of 2.5 dioptre cylinder (DC) and above in at least 1 eye; where correction of astigmatism is considered clinically necessary
Ophthalmic | Intraocular lens replacement | Intraocular lens (IOL) | Monofocal, astigmatism correcting IOL | Rayner | Rayner RayOne Toric | RAO610T (+20.5SE+3.5D Cyl) | Standalone | DE0505958 | Indicated for patients with astigmatism of 2.5 dioptre cylinder (DC) and above in at least 1 eye; where correction of astigmatism is considered clinically necessary
Ophthalmic | Intraocular lens replacement | Intraocular lens (IOL) | Monofocal, astigmatism correcting IOL | Rayner | Rayner RayOne Toric | RAO610T (+20.5SE+4.0D Cyl) | Standalone | DE0505958 | Indicated for patients with astigmatism of 2.5 dioptre cylinder (DC) and above in at least 1 eye; where correction of astigmatism is considered clinically necessary
Ophthalmic | Intraocular lens replacement | Intraocular lens (IOL) | Monofocal, astigmatism correcting IOL | Rayner | Rayner RayOne Toric | RAO610T (+20.5SE+4.5D Cyl) | Standalone | DE0505958 | Indicated for patients with astigmatism of 2.5 dioptre cylinder (DC) and above in at least 1 eye; where correction of astigmatism is considered clinically necessary
Ophthalmic | Intraocular lens replacement | Intraocular lens (IOL) | Monofocal, astigmatism correcting IOL | Rayner | Rayner RayOne Toric | RAO610T (+20.5SE+5.0D Cyl) | Standalone | DE0505958 | Indicated for patients with astigmatism of 2.5 dioptre cylinder (DC) and above in at least 1 eye; where correction of astigmatism is considered clinically necessary
Ophthalmic | Intraocular lens replacement | Intraocular lens (IOL) | Monofocal, astigmatism correcting IOL | Rayner | Rayner RayOne Toric | RAO610T (+20.5SE+5.5D Cyl) | Standalone | DE0505958 | Indicated for patients with astigmatism of 2.5 dioptre cylinder (DC) and above in at least 1 eye; where correction of astigmatism is considered clinically necessary
Ophthalmic | Intraocular lens replacement | Intraocular lens (IOL) | Monofocal, astigmatism correcting IOL | Rayner | Rayner RayOne Toric | RAO610T (+20.5SE+6.0D Cyl) | Standalone | DE0505958 | Indicated for patients with astigmatism of 2.5 dioptre cylinder (DC) and above in at least 1 eye; where correction of astigmatism is considered clinically necessary
Ophthalmic | Intraocular lens replacement | Intraocular lens (IOL) | Monofocal, astigmatism correcting IOL | Rayner | Rayner RayOne Toric | RAO610T (+21.0SE+1.0D Cyl) | Standalone | DE0505958 | Indicated for patients with astigmatism of 2.5 dioptre cylinder (DC) and above in at least 1 eye; where correction of astigmatism is considered clinically necessary
Ophthalmic | Intraocular lens replacement | Intraocular lens (IOL) | Monofocal, astigmatism correcting IOL | Rayner | Rayner RayOne Toric | RAO610T (+21.0SE+1.5D Cyl) | Standalone | DE0505958 | Indicated for patients with astigmatism of 2.5 dioptre cylinder (DC) and above in at least 1 eye; where correction of astigmatism is considered clinically necessary
Ophthalmic | Intraocular lens replacement | Intraocular lens (IOL) | Monofocal, astigmatism correcting IOL | Rayner | Rayner RayOne Toric | RAO610T (+21.0SE+2.0D Cyl) | Standalone | DE0505958 | Indicated for patients with astigmatism of 2.5 dioptre cylinder (DC) and above in at least 1 eye; where correction of astigmatism is considered clinically necessary
Ophthalmic | Intraocular lens replacement | Intraocular lens (IOL) | Monofocal, astigmatism correcting IOL | Rayner | Rayner RayOne Toric | RAO610T (+21.0SE+2.5D Cyl) | Standalone | DE0505958 | Indicated for patients with astigmatism of 2.5 dioptre cylinder (DC) and above in at least 1 eye; where correction of astigmatism is considered clinically necessary
Ophthalmic | Intraocular lens replacement | Intraocular lens (IOL) | Monofocal, astigmatism correcting IOL | Rayner | Rayner RayOne Toric | RAO610T (+21.0SE+3.0D Cyl) | Standalone | DE0505958 | Indicated for patients with astigmatism of 2.5 dioptre cylinder (DC) and above in at least 1 eye; where correction of astigmatism is considered clinically necessary
Ophthalmic | Intraocular lens replacement | Intraocular lens (IOL) | Monofocal, astigmatism correcting IOL | Rayner | Rayner RayOne Toric | RAO610T (+21.0SE+3.5D Cyl) | Standalone | DE0505958 | Indicated for patients with astigmatism of 2.5 dioptre cylinder (DC) and above in at least 1 eye; where correction of astigmatism is considered clinically necessary
Ophthalmic | Intraocular lens replacement | Intraocular lens (IOL) | Monofocal, astigmatism correcting IOL | Rayner | Rayner RayOne Toric | RAO610T (+21.0SE+4.0D Cyl) | Standalone | DE0505958 | Indicated for patients with astigmatism of 2.5 dioptre cylinder (DC) and above in at least 1 eye; where correction of astigmatism is considered clinically necessary
Ophthalmic | Intraocular lens replacement | Intraocular lens (IOL) | Monofocal, astigmatism correcting IOL | Rayner | Rayner RayOne Toric | RAO610T (+21.0SE+4.5D Cyl) | Standalone | DE0505958 | Indicated for patients with astigmatism of 2.5 dioptre cylinder (DC) and above in at least 1 eye; where correction of astigmatism is considered clinically necessary
Ophthalmic | Intraocular lens replacement | Intraocular lens (IOL) | Monofocal, astigmatism correcting IOL | Rayner | Rayner RayOne Toric | RAO610T (+21.0SE+5.0D Cyl) | Standalone | DE0505958 | Indicated for patients with astigmatism of 2.5 dioptre cylinder (DC) and above in at least 1 eye; where correction of astigmatism is considered clinically necessary
Ophthalmic | Intraocular lens replacement | Intraocular lens (IOL) | Monofocal, astigmatism correcting IOL | Rayner | Rayner RayOne Toric | RAO610T (+21.0SE+5.5D Cyl) | Standalone | DE0505958 | Indicated for patients with astigmatism of 2.5 dioptre cylinder (DC) and above in at least 1 eye; where correction of astigmatism is considered clinically necessary
Ophthalmic | Intraocular lens replacement | Intraocular lens (IOL) | Monofocal, astigmatism correcting IOL | Rayner | Rayner RayOne Toric | RAO610T (+21.0SE+6.0D Cyl) | Standalone | DE0505958 | Indicated for patients with astigmatism of 2.5 dioptre cylinder (DC) and above in at least 1 eye; where correction of astigmatism is considered clinically necessary
Ophthalmic | Intraocular lens replacement | Intraocular lens (IOL) | Monofocal, astigmatism correcting IOL | Rayner | Rayner RayOne Toric | RAO610T (+21.5SE+1.0D Cyl) | Standalone | DE0505958 | Indicated for patients with astigmatism of 2.5 dioptre cylinder (DC) and above in at least 1 eye; where correction of astigmatism is considered clinically necessary
Ophthalmic | Intraocular lens replacement | Intraocular lens (IOL) | Monofocal, astigmatism correcting IOL | Rayner | Rayner RayOne Toric | RAO610T (+21.5SE+1.5D Cyl) | Standalone | DE0505958 | Indicated for patients with astigmatism of 2.5 dioptre cylinder (DC) and above in at least 1 eye; where correction of astigmatism is considered clinically necessary
Ophthalmic | Intraocular lens replacement | Intraocular lens (IOL) | Monofocal, astigmatism correcting IOL | Rayner | Rayner RayOne Toric | RAO610T (+21.5SE+2.0D Cyl) | Standalone | DE0505958 | Indicated for patients with astigmatism of 2.5 dioptre cylinder (DC) and above in at least 1 eye; where correction of astigmatism is considered clinically necessary
Ophthalmic | Intraocular lens replacement | Intraocular lens (IOL) | Monofocal, astigmatism correcting IOL | Rayner | Rayner RayOne Toric | RAO610T (+21.5SE+2.5D Cyl) | Standalone | DE0505958 | Indicated for patients with astigmatism of 2.5 dioptre cylinder (DC) and above in at least 1 eye; where correction of astigmatism is considered clinically necessary
Ophthalmic | Intraocular lens replacement | Intraocular lens (IOL) | Monofocal, astigmatism correcting IOL | Rayner | Rayner RayOne Toric | RAO610T (+21.5SE+3.0D Cyl) | Standalone | DE0505958 | Indicated for patients with astigmatism of 2.5 dioptre cylinder (DC) and above in at least 1 eye; where correction of astigmatism is considered clinically necessary
Ophthalmic | Intraocular lens replacement | Intraocular lens (IOL) | Monofocal, astigmatism correcting IOL | Rayner | Rayner RayOne Toric | RAO610T (+21.5SE+3.5D Cyl) | Standalone | DE0505958 | Indicated for patients with astigmatism of 2.5 dioptre cylinder (DC) and above in at least 1 eye; where correction of astigmatism is considered clinically necessary
Ophthalmic | Intraocular lens replacement | Intraocular lens (IOL) | Monofocal, astigmatism correcting IOL | Rayner | Rayner RayOne Toric | RAO610T (+21.5SE+4.0D Cyl) | Standalone | DE0505958 | Indicated for patients with astigmatism of 2.5 dioptre cylinder (DC) and above in at least 1 eye; where correction of astigmatism is considered clinically necessary
Ophthalmic | Intraocular lens replacement | Intraocular lens (IOL) | Monofocal, astigmatism correcting IOL | Rayner | Rayner RayOne Toric | RAO610T (+21.5SE+4.5D Cyl) | Standalone | DE0505958 | Indicated for patients with astigmatism of 2.5 dioptre cylinder (DC) and above in at least 1 eye; where correction of astigmatism is considered clinically necessary
Ophthalmic | Intraocular lens replacement | Intraocular lens (IOL) | Monofocal, astigmatism correcting IOL | Rayner | Rayner RayOne Toric | RAO610T (+21.5SE+5.0D Cyl) | Standalone | DE0505958 | Indicated for patients with astigmatism of 2.5 dioptre cylinder (DC) and above in at least 1 eye; where correction of astigmatism is considered clinically necessary
Ophthalmic | Intraocular lens replacement | Intraocular lens (IOL) | Monofocal, astigmatism correcting IOL | Rayner | Rayner RayOne Toric | RAO610T (+21.5SE+5.5D Cyl) | Standalone | DE0505958 | Indicated for patients with astigmatism of 2.5 dioptre cylinder (DC) and above in at least 1 eye; where correction of astigmatism is considered clinically necessary
Ophthalmic | Intraocular lens replacement | Intraocular lens (IOL) | Monofocal, astigmatism correcting IOL | Rayner | Rayner RayOne Toric | RAO610T (+21.5SE+6.0D Cyl) | Standalone | DE0505958 | Indicated for patients with astigmatism of 2.5 dioptre cylinder (DC) and above in at least 1 eye; where correction of astigmatism is considered clinically necessary
Ophthalmic | Intraocular lens replacement | Intraocular lens (IOL) | Monofocal, astigmatism correcting IOL | Rayner | Rayner RayOne Toric | RAO610T (+22.0SE+1.0D Cyl) | Standalone | DE0505958 | Indicated for patients with astigmatism of 2.5 dioptre cylinder (DC) and above in at least 1 eye; where correction of astigmatism is considered clinically necessary
Ophthalmic | Intraocular lens replacement | Intraocular lens (IOL) | Monofocal, astigmatism correcting IOL | Rayner | Rayner RayOne Toric | RAO610T (+22.0SE+1.5D Cyl) | Standalone | DE0505958 | Indicated for patients with astigmatism of 2.5 dioptre cylinder (DC) and above in at least 1 eye; where correction of astigmatism is considered clinically necessary
Ophthalmic | Intraocular lens replacement | Intraocular lens (IOL) | Monofocal, astigmatism correcting IOL | Rayner | Rayner RayOne Toric | RAO610T (+22.0SE+2.0D Cyl) | Standalone | DE0505958 | Indicated for patients with astigmatism of 2.5 dioptre cylinder (DC) and above in at least 1 eye; where correction of astigmatism is considered clinically necessary
Ophthalmic | Intraocular lens replacement | Intraocular lens (IOL) | Monofocal, astigmatism correcting IOL | Rayner | Rayner RayOne Toric | RAO610T (+22.0SE+2.5D Cyl) | Standalone | DE0505958 | Indicated for patients with astigmatism of 2.5 dioptre cylinder (DC) and above in at least 1 eye; where correction of astigmatism is considered clinically necessary
Ophthalmic | Intraocular lens replacement | Intraocular lens (IOL) | Monofocal, astigmatism correcting IOL | Rayner | Rayner RayOne Toric | RAO610T (+22.0SE+3.0D Cyl) | Standalone | DE0505958 | Indicated for patients with astigmatism of 2.5 dioptre cylinder (DC) and above in at least 1 eye; where correction of astigmatism is considered clinically necessary
Ophthalmic | Intraocular lens replacement | Intraocular lens (IOL) | Monofocal, astigmatism correcting IOL | Rayner | Rayner RayOne Toric | RAO610T (+22.0SE+3.5D Cyl) | Standalone | DE0505958 | Indicated for patients with astigmatism of 2.5 dioptre cylinder (DC) and above in at least 1 eye; where correction of astigmatism is considered clinically necessary
Ophthalmic | Intraocular lens replacement | Intraocular lens (IOL) | Monofocal, astigmatism correcting IOL | Rayner | Rayner RayOne Toric | RAO610T (+22.0SE+4.0D Cyl) | Standalone | DE0505958 | Indicated for patients with astigmatism of 2.5 dioptre cylinder (DC) and above in at least 1 eye; where correction of astigmatism is considered clinically necessary
Ophthalmic | Intraocular lens replacement | Intraocular lens (IOL) | Monofocal, astigmatism correcting IOL | Rayner | Rayner RayOne Toric | RAO610T (+22.0SE+4.5D Cyl) | Standalone | DE0505958 | Indicated for patients with astigmatism of 2.5 dioptre cylinder (DC) and above in at least 1 eye; where correction of astigmatism is considered clinically necessary
Ophthalmic | Intraocular lens replacement | Intraocular lens (IOL) | Monofocal, astigmatism correcting IOL | Rayner | Rayner RayOne Toric | RAO610T (+22.0SE+5.0D Cyl) | Standalone | DE0505958 | Indicated for patients with astigmatism of 2.5 dioptre cylinder (DC) and above in at least 1 eye; where correction of astigmatism is considered clinically necessary
Ophthalmic | Intraocular lens replacement | Intraocular lens (IOL) | Monofocal, astigmatism correcting IOL | Rayner | Rayner RayOne Toric | RAO610T (+22.0SE+5.5D Cyl) | Standalone | DE0505958 | Indicated for patients with astigmatism of 2.5 dioptre cylinder (DC) and above in at least 1 eye; where correction of astigmatism is considered clinically necessary
Ophthalmic | Intraocular lens replacement | Intraocular lens (IOL) | Monofocal, astigmatism correcting IOL | Rayner | Rayner RayOne Toric | RAO610T (+22.0SE+6.0D Cyl) | Standalone | DE0505958 | Indicated for patients with astigmatism of 2.5 dioptre cylinder (DC) and above in at least 1 eye; where correction of astigmatism is considered clinically necessary
Ophthalmic | Intraocular lens replacement | Intraocular lens (IOL) | Monofocal, astigmatism correcting IOL | Rayner | Rayner RayOne Toric | RAO610T (+22.5SE+1.0D Cyl) | Standalone | DE0505958 | Indicated for patients with astigmatism of 2.5 dioptre cylinder (DC) and above in at least 1 eye; where correction of astigmatism is considered clinically necessary
Ophthalmic | Intraocular lens replacement | Intraocular lens (IOL) | Monofocal, astigmatism correcting IOL | Rayner | Rayner RayOne Toric | RAO610T (+22.5SE+1.5D Cyl) | Standalone | DE0505958 | Indicated for patients with astigmatism of 2.5 dioptre cylinder (DC) and above in at least 1 eye; where correction of astigmatism is considered clinically necessary
Ophthalmic | Intraocular lens replacement | Intraocular lens (IOL) | Monofocal, astigmatism correcting IOL | Rayner | Rayner RayOne Toric | RAO610T (+22.5SE+2.0D Cyl) | Standalone | DE0505958 | Indicated for patients with astigmatism of 2.5 dioptre cylinder (DC) and above in at least 1 eye; where correction of astigmatism is considered clinically necessary
Ophthalmic | Intraocular lens replacement | Intraocular lens (IOL) | Monofocal, astigmatism correcting IOL | Rayner | Rayner RayOne Toric | RAO610T (+22.5SE+2.5D Cyl) | Standalone | DE0505958 | Indicated for patients with astigmatism of 2.5 dioptre cylinder (DC) and above in at least 1 eye; where correction of astigmatism is considered clinically necessary
Ophthalmic | Intraocular lens replacement | Intraocular lens (IOL) | Monofocal, astigmatism correcting IOL | Rayner | Rayner RayOne Toric | RAO610T (+22.5SE+3.0D Cyl) | Standalone | DE0505958 | Indicated for patients with astigmatism of 2.5 dioptre cylinder (DC) and above in at least 1 eye; where correction of astigmatism is considered clinically necessary
Ophthalmic | Intraocular lens replacement | Intraocular lens (IOL) | Monofocal, astigmatism correcting IOL | Rayner | Rayner RayOne Toric | RAO610T (+22.5SE+3.5D Cyl) | Standalone | DE0505958 | Indicated for patients with astigmatism of 2.5 dioptre cylinder (DC) and above in at least 1 eye; where correction of astigmatism is considered clinically necessary
Ophthalmic | Intraocular lens replacement | Intraocular lens (IOL) | Monofocal, astigmatism correcting IOL | Rayner | Rayner RayOne Toric | RAO610T (+22.5SE+4.0D Cyl) | Standalone | DE0505958 | Indicated for patients with astigmatism of 2.5 dioptre cylinder (DC) and above in at least 1 eye; where correction of astigmatism is considered clinically necessary
Ophthalmic | Intraocular lens replacement | Intraocular lens (IOL) | Monofocal, astigmatism correcting IOL | Rayner | Rayner RayOne Toric | RAO610T (+22.5SE+4.5D Cyl) | Standalone | DE0505958 | Indicated for patients with astigmatism of 2.5 dioptre cylinder (DC) and above in at least 1 eye; where correction of astigmatism is considered clinically necessary
Ophthalmic | Intraocular lens replacement | Intraocular lens (IOL) | Monofocal, astigmatism correcting IOL | Rayner | Rayner RayOne Toric | RAO610T (+22.5SE+5.0D Cyl) | Standalone | DE0505958 | Indicated for patients with astigmatism of 2.5 dioptre cylinder (DC) and above in at least 1 eye; where correction of astigmatism is considered clinically necessary
Ophthalmic | Intraocular lens replacement | Intraocular lens (IOL) | Monofocal, astigmatism correcting IOL | Rayner | Rayner RayOne Toric | RAO610T (+22.5SE+5.5D Cyl) | Standalone | DE0505958 | Indicated for patients with astigmatism of 2.5 dioptre cylinder (DC) and above in at least 1 eye; where correction of astigmatism is considered clinically necessary
Ophthalmic | Intraocular lens replacement | Intraocular lens (IOL) | Monofocal, astigmatism correcting IOL | Rayner | Rayner RayOne Toric | RAO610T (+22.5SE+6.0D Cyl) | Standalone | DE0505958 | Indicated for patients with astigmatism of 2.5 dioptre cylinder (DC) and above in at least 1 eye; where correction of astigmatism is considered clinically necessary
Ophthalmic | Intraocular lens replacement | Intraocular lens (IOL) | Monofocal, astigmatism correcting IOL | Rayner | Rayner RayOne Toric | RAO610T (+23.0SE+1.0D Cyl) | Standalone | DE0505958 | Indicated for patients with astigmatism of 2.5 dioptre cylinder (DC) and above in at least 1 eye; where correction of astigmatism is considered clinically necessary
Ophthalmic | Intraocular lens replacement | Intraocular lens (IOL) | Monofocal, astigmatism correcting IOL | Rayner | Rayner RayOne Toric | RAO610T (+23.0SE+1.5D Cyl) | Standalone | DE0505958 | Indicated for patients with astigmatism of 2.5 dioptre cylinder (DC) and above in at least 1 eye; where correction of astigmatism is considered clinically necessary
Ophthalmic | Intraocular lens replacement | Intraocular lens (IOL) | Monofocal, astigmatism correcting IOL | Rayner | Rayner RayOne Toric | RAO610T (+23.0SE+2.0D Cyl) | Standalone | DE0505958 | Indicated for patients with astigmatism of 2.5 dioptre cylinder (DC) and above in at least 1 eye; where correction of astigmatism is considered clinically necessary
Ophthalmic | Intraocular lens replacement | Intraocular lens (IOL) | Monofocal, astigmatism correcting IOL | Rayner | Rayner RayOne Toric | RAO610T (+23.0SE+2.5D Cyl) | Standalone | DE0505958 | Indicated for patients with astigmatism of 2.5 dioptre cylinder (DC) and above in at least 1 eye; where correction of astigmatism is considered clinically necessary
Ophthalmic | Intraocular lens replacement | Intraocular lens (IOL) | Monofocal, astigmatism correcting IOL | Rayner | Rayner RayOne Toric | RAO610T (+23.0SE+3.0D Cyl) | Standalone | DE0505958 | Indicated for patients with astigmatism of 2.5 dioptre cylinder (DC) and above in at least 1 eye; where correction of astigmatism is considered clinically necessary
Ophthalmic | Intraocular lens replacement | Intraocular lens (IOL) | Monofocal, astigmatism correcting IOL | Rayner | Rayner RayOne Toric | RAO610T (+23.0SE+3.5D Cyl) | Standalone | DE0505958 | Indicated for patients with astigmatism of 2.5 dioptre cylinder (DC) and above in at least 1 eye; where correction of astigmatism is considered clinically necessary
Ophthalmic | Intraocular lens replacement | Intraocular lens (IOL) | Monofocal, astigmatism correcting IOL | Rayner | Rayner RayOne Toric | RAO610T (+23.0SE+4.0D Cyl) | Standalone | DE0505958 | Indicated for patients with astigmatism of 2.5 dioptre cylinder (DC) and above in at least 1 eye; where correction of astigmatism is considered clinically necessary
Ophthalmic | Intraocular lens replacement | Intraocular lens (IOL) | Monofocal, astigmatism correcting IOL | Rayner | Rayner RayOne Toric | RAO610T (+23.0SE+4.5D Cyl) | Standalone | DE0505958 | Indicated for patients with astigmatism of 2.5 dioptre cylinder (DC) and above in at least 1 eye; where correction of astigmatism is considered clinically necessary
Ophthalmic | Intraocular lens replacement | Intraocular lens (IOL) | Monofocal, astigmatism correcting IOL | Rayner | Rayner RayOne Toric | RAO610T (+23.0SE+5.0D Cyl) | Standalone | DE0505958 | Indicated for patients with astigmatism of 2.5 dioptre cylinder (DC) and above in at least 1 eye; where correction of astigmatism is considered clinically necessary
Ophthalmic | Intraocular lens replacement | Intraocular lens (IOL) | Monofocal, astigmatism correcting IOL | Rayner | Rayner RayOne Toric | RAO610T (+23.0SE+5.5D Cyl) | Standalone | DE0505958 | Indicated for patients with astigmatism of 2.5 dioptre cylinder (DC) and above in at least 1 eye; where correction of astigmatism is considered clinically necessary
Ophthalmic | Intraocular lens replacement | Intraocular lens (IOL) | Monofocal, astigmatism correcting IOL | Rayner | Rayner RayOne Toric | RAO610T (+23.0SE+6.0D Cyl) | Standalone | DE0505958 | Indicated for patients with astigmatism of 2.5 dioptre cylinder (DC) and above in at least 1 eye; where correction of astigmatism is considered clinically necessary
Ophthalmic | Intraocular lens replacement | Intraocular lens (IOL) | Monofocal, astigmatism correcting IOL | Rayner | Rayner RayOne Toric | RAO610T (+23.5SE+1.0D Cyl) | Standalone | DE0505958 | Indicated for patients with astigmatism of 2.5 dioptre cylinder (DC) and above in at least 1 eye; where correction of astigmatism is considered clinically necessary
Ophthalmic | Intraocular lens replacement | Intraocular lens (IOL) | Monofocal, astigmatism correcting IOL | Rayner | Rayner RayOne Toric | RAO610T (+23.5SE+1.5D Cyl) | Standalone | DE0505958 | Indicated for patients with astigmatism of 2.5 dioptre cylinder (DC) and above in at least 1 eye; where correction of astigmatism is considered clinically necessary
Ophthalmic | Intraocular lens replacement | Intraocular lens (IOL) | Monofocal, astigmatism correcting IOL | Rayner | Rayner RayOne Toric | RAO610T (+23.5SE+2.0D Cyl) | Standalone | DE0505958 | Indicated for patients with astigmatism of 2.5 dioptre cylinder (DC) and above in at least 1 eye; where correction of astigmatism is considered clinically necessary
Ophthalmic | Intraocular lens replacement | Intraocular lens (IOL) | Monofocal, astigmatism correcting IOL | Rayner | Rayner RayOne Toric | RAO610T (+23.5SE+2.5D Cyl) | Standalone | DE0505958 | Indicated for patients with astigmatism of 2.5 dioptre cylinder (DC) and above in at least 1 eye; where correction of astigmatism is considered clinically necessary
Ophthalmic | Intraocular lens replacement | Intraocular lens (IOL) | Monofocal, astigmatism correcting IOL | Rayner | Rayner RayOne Toric | RAO610T (+23.5SE+3.0D Cyl) | Standalone | DE0505958 | Indicated for patients with astigmatism of 2.5 dioptre cylinder (DC) and above in at least 1 eye; where correction of astigmatism is considered clinically necessary
Ophthalmic | Intraocular lens replacement | Intraocular lens (IOL) | Monofocal, astigmatism correcting IOL | Rayner | Rayner RayOne Toric | RAO610T (+23.5SE+3.5D Cyl) | Standalone | DE0505958 | Indicated for patients with astigmatism of 2.5 dioptre cylinder (DC) and above in at least 1 eye; where correction of astigmatism is considered clinically necessary
Ophthalmic | Intraocular lens replacement | Intraocular lens (IOL) | Monofocal, astigmatism correcting IOL | Rayner | Rayner RayOne Toric | RAO610T (+23.5SE+4.0D Cyl) | Standalone | DE0505958 | Indicated for patients with astigmatism of 2.5 dioptre cylinder (DC) and above in at least 1 eye; where correction of astigmatism is considered clinically necessary
Ophthalmic | Intraocular lens replacement | Intraocular lens (IOL) | Monofocal, astigmatism correcting IOL | Rayner | Rayner RayOne Toric | RAO610T (+23.5SE+4.5D Cyl) | Standalone | DE0505958 | Indicated for patients with astigmatism of 2.5 dioptre cylinder (DC) and above in at least 1 eye; where correction of astigmatism is considered clinically necessary
Ophthalmic | Intraocular lens replacement | Intraocular lens (IOL) | Monofocal, astigmatism correcting IOL | Rayner | Rayner RayOne Toric | RAO610T (+23.5SE+5.0D Cyl) | Standalone | DE0505958 | Indicated for patients with astigmatism of 2.5 dioptre cylinder (DC) and above in at least 1 eye; where correction of astigmatism is considered clinically necessary
Ophthalmic | Intraocular lens replacement | Intraocular lens (IOL) | Monofocal, astigmatism correcting IOL | Rayner | Rayner RayOne Toric | RAO610T (+23.5SE+5.5D Cyl) | Standalone | DE0505958 | Indicated for patients with astigmatism of 2.5 dioptre cylinder (DC) and above in at least 1 eye; where correction of astigmatism is considered clinically necessary
Ophthalmic | Intraocular lens replacement | Intraocular lens (IOL) | Monofocal, astigmatism correcting IOL | Rayner | Rayner RayOne Toric | RAO610T (+23.5SE+6.0D Cyl) | Standalone | DE0505958 | Indicated for patients with astigmatism of 2.5 dioptre cylinder (DC) and above in at least 1 eye; where correction of astigmatism is considered clinically necessary
Ophthalmic | Intraocular lens replacement | Intraocular lens (IOL) | Monofocal, astigmatism correcting IOL | Rayner | Rayner RayOne Toric | RAO610T (+24.0SE+1.0D Cyl) | Standalone | DE0505958 | Indicated for patients with astigmatism of 2.5 dioptre cylinder (DC) and above in at least 1 eye; where correction of astigmatism is considered clinically necessary
Ophthalmic | Intraocular lens replacement | Intraocular lens (IOL) | Monofocal, astigmatism correcting IOL | Rayner | Rayner RayOne Toric | RAO610T (+24.0SE+1.5D Cyl) | Standalone | DE0505958 | Indicated for patients with astigmatism of 2.5 dioptre cylinder (DC) and above in at least 1 eye; where correction of astigmatism is considered clinically necessary
Ophthalmic | Intraocular lens replacement | Intraocular lens (IOL) | Monofocal, astigmatism correcting IOL | Rayner | Rayner RayOne Toric | RAO610T (+24.0SE+2.0D Cyl) | Standalone | DE0505958 | Indicated for patients with astigmatism of 2.5 dioptre cylinder (DC) and above in at least 1 eye; where correction of astigmatism is considered clinically necessary
Ophthalmic | Intraocular lens replacement | Intraocular lens (IOL) | Monofocal, astigmatism correcting IOL | Rayner | Rayner RayOne Toric | RAO610T (+24.0SE+2.5D Cyl) | Standalone | DE0505958 | Indicated for patients with astigmatism of 2.5 dioptre cylinder (DC) and above in at least 1 eye; where correction of astigmatism is considered clinically necessary
Ophthalmic | Intraocular lens replacement | Intraocular lens (IOL) | Monofocal, astigmatism correcting IOL | Rayner | Rayner RayOne Toric | RAO610T (+24.0SE+3.0D Cyl) | Standalone | DE0505958 | Indicated for patients with astigmatism of 2.5 dioptre cylinder (DC) and above in at least 1 eye; where correction of astigmatism is considered clinically necessary
Ophthalmic | Intraocular lens replacement | Intraocular lens (IOL) | Monofocal, astigmatism correcting IOL | Rayner | Rayner RayOne Toric | RAO610T (+24.0SE+3.5D Cyl) | Standalone | DE0505958 | Indicated for patients with astigmatism of 2.5 dioptre cylinder (DC) and above in at least 1 eye; where correction of astigmatism is considered clinically necessary
Ophthalmic | Intraocular lens replacement | Intraocular lens (IOL) | Monofocal, astigmatism correcting IOL | Rayner | Rayner RayOne Toric | RAO610T (+24.0SE+4.0D Cyl) | Standalone | DE0505958 | Indicated for patients with astigmatism of 2.5 dioptre cylinder (DC) and above in at least 1 eye; where correction of astigmatism is considered clinically necessary
Ophthalmic | Intraocular lens replacement | Intraocular lens (IOL) | Monofocal, astigmatism correcting IOL | Rayner | Rayner RayOne Toric | RAO610T (+24.0SE+4.5D Cyl) | Standalone | DE0505958 | Indicated for patients with astigmatism of 2.5 dioptre cylinder (DC) and above in at least 1 eye; where correction of astigmatism is considered clinically necessary
Ophthalmic | Intraocular lens replacement | Intraocular lens (IOL) | Monofocal, astigmatism correcting IOL | Rayner | Rayner RayOne Toric | RAO610T (+24.0SE+5.0D Cyl) | Standalone | DE0505958 | Indicated for patients with astigmatism of 2.5 dioptre cylinder (DC) and above in at least 1 eye; where correction of astigmatism is considered clinically necessary
Ophthalmic | Intraocular lens replacement | Intraocular lens (IOL) | Monofocal, astigmatism correcting IOL | Rayner | Rayner RayOne Toric | RAO610T (+24.0SE+5.5D Cyl) | Standalone | DE0505958 | Indicated for patients with astigmatism of 2.5 dioptre cylinder (DC) and above in at least 1 eye; where correction of astigmatism is considered clinically necessary
Ophthalmic | Intraocular lens replacement | Intraocular lens (IOL) | Monofocal, astigmatism correcting IOL | Rayner | Rayner RayOne Toric | RAO610T (+24.0SE+6.0D Cyl) | Standalone | DE0505958 | Indicated for patients with astigmatism of 2.5 dioptre cylinder (DC) and above in at least 1 eye; where correction of astigmatism is considered clinically necessary
Ophthalmic | Intraocular lens replacement | Intraocular lens (IOL) | Monofocal, astigmatism correcting IOL | Rayner | Rayner RayOne Toric | RAO610T (+24.5SE+1.0D Cyl) | Standalone | DE0505958 | Indicated for patients with astigmatism of 2.5 dioptre cylinder (DC) and above in at least 1 eye; where correction of astigmatism is considered clinically necessary
Ophthalmic | Intraocular lens replacement | Intraocular lens (IOL) | Monofocal, astigmatism correcting IOL | Rayner | Rayner RayOne Toric | RAO610T (+24.5SE+1.5D Cyl) | Standalone | DE0505958 | Indicated for patients with astigmatism of 2.5 dioptre cylinder (DC) and above in at least 1 eye; where correction of astigmatism is considered clinically necessary
Ophthalmic | Intraocular lens replacement | Intraocular lens (IOL) | Monofocal, astigmatism correcting IOL | Rayner | Rayner RayOne Toric | RAO610T (+24.5SE+2.0D Cyl) | Standalone | DE0505958 | Indicated for patients with astigmatism of 2.5 dioptre cylinder (DC) and above in at least 1 eye; where correction of astigmatism is considered clinically necessary
Ophthalmic | Intraocular lens replacement | Intraocular lens (IOL) | Monofocal, astigmatism correcting IOL | Rayner | Rayner RayOne Toric | RAO610T (+24.5SE+2.5D Cyl) | Standalone | DE0505958 | Indicated for patients with astigmatism of 2.5 dioptre cylinder (DC) and above in at least 1 eye; where correction of astigmatism is considered clinically necessary
Ophthalmic | Intraocular lens replacement | Intraocular lens (IOL) | Monofocal, astigmatism correcting IOL | Rayner | Rayner RayOne Toric | RAO610T (+24.5SE+3.0D Cyl) | Standalone | DE0505958 | Indicated for patients with astigmatism of 2.5 dioptre cylinder (DC) and above in at least 1 eye; where correction of astigmatism is considered clinically necessary
Ophthalmic | Intraocular lens replacement | Intraocular lens (IOL) | Monofocal, astigmatism correcting IOL | Rayner | Rayner RayOne Toric | RAO610T (+24.5SE+3.5D Cyl) | Standalone | DE0505958 | Indicated for patients with astigmatism of 2.5 dioptre cylinder (DC) and above in at least 1 eye; where correction of astigmatism is considered clinically necessary
Ophthalmic | Intraocular lens replacement | Intraocular lens (IOL) | Monofocal, astigmatism correcting IOL | Rayner | Rayner RayOne Toric | RAO610T (+24.5SE+4.0D Cyl) | Standalone | DE0505958 | Indicated for patients with astigmatism of 2.5 dioptre cylinder (DC) and above in at least 1 eye; where correction of astigmatism is considered clinically necessary
Ophthalmic | Intraocular lens replacement | Intraocular lens (IOL) | Monofocal, astigmatism correcting IOL | Rayner | Rayner RayOne Toric | RAO610T (+24.5SE+4.5D Cyl) | Standalone | DE0505958 | Indicated for patients with astigmatism of 2.5 dioptre cylinder (DC) and above in at least 1 eye; where correction of astigmatism is considered clinically necessary
Ophthalmic | Intraocular lens replacement | Intraocular lens (IOL) | Monofocal, astigmatism correcting IOL | Rayner | Rayner RayOne Toric | RAO610T (+24.5SE+5.0D Cyl) | Standalone | DE0505958 | Indicated for patients with astigmatism of 2.5 dioptre cylinder (DC) and above in at least 1 eye; where correction of astigmatism is considered clinically necessary
Ophthalmic | Intraocular lens replacement | Intraocular lens (IOL) | Monofocal, astigmatism correcting IOL | Rayner | Rayner RayOne Toric | RAO610T (+24.5SE+5.5D Cyl) | Standalone | DE0505958 | Indicated for patients with astigmatism of 2.5 dioptre cylinder (DC) and above in at least 1 eye; where correction of astigmatism is considered clinically necessary
Ophthalmic | Intraocular lens replacement | Intraocular lens (IOL) | Monofocal, astigmatism correcting IOL | Rayner | Rayner RayOne Toric | RAO610T (+24.5SE+6.0D Cyl) | Standalone | DE0505958 | Indicated for patients with astigmatism of 2.5 dioptre cylinder (DC) and above in at least 1 eye; where correction of astigmatism is considered clinically necessary
Ophthalmic | Intraocular lens replacement | Intraocular lens (IOL) | Monofocal, astigmatism correcting IOL | Rayner | Rayner RayOne Toric | RAO610T (+25.0SE+1.0D Cyl) | Standalone | DE0505958 | Indicated for patients with astigmatism of 2.5 dioptre cylinder (DC) and above in at least 1 eye; where correction of astigmatism is considered clinically necessary
Ophthalmic | Intraocular lens replacement | Intraocular lens (IOL) | Monofocal, astigmatism correcting IOL | Rayner | Rayner RayOne Toric | RAO610T (+25.0SE+1.5D Cyl) | Standalone | DE0505958 | Indicated for patients with astigmatism of 2.5 dioptre cylinder (DC) and above in at least 1 eye; where correction of astigmatism is considered clinically necessary
Ophthalmic | Intraocular lens replacement | Intraocular lens (IOL) | Monofocal, astigmatism correcting IOL | Rayner | Rayner RayOne Toric | RAO610T (+25.0SE+2.0D Cyl) | Standalone | DE0505958 | Indicated for patients with astigmatism of 2.5 dioptre cylinder (DC) and above in at least 1 eye; where correction of astigmatism is considered clinically necessary
Ophthalmic | Intraocular lens replacement | Intraocular lens (IOL) | Monofocal, astigmatism correcting IOL | Rayner | Rayner RayOne Toric | RAO610T (+25.0SE+2.5D Cyl) | Standalone | DE0505958 | Indicated for patients with astigmatism of 2.5 dioptre cylinder (DC) and above in at least 1 eye; where correction of astigmatism is considered clinically necessary
Ophthalmic | Intraocular lens replacement | Intraocular lens (IOL) | Monofocal, astigmatism correcting IOL | Rayner | Rayner RayOne Toric | RAO610T (+25.0SE+3.0D Cyl) | Standalone | DE0505958 | Indicated for patients with astigmatism of 2.5 dioptre cylinder (DC) and above in at least 1 eye; where correction of astigmatism is considered clinically necessary
Ophthalmic | Intraocular lens replacement | Intraocular lens (IOL) | Monofocal, astigmatism correcting IOL | Rayner | Rayner RayOne Toric | RAO610T (+25.0SE+3.5D Cyl) | Standalone | DE0505958 | Indicated for patients with astigmatism of 2.5 dioptre cylinder (DC) and above in at least 1 eye; where correction of astigmatism is considered clinically necessary
Ophthalmic | Intraocular lens replacement | Intraocular lens (IOL) | Monofocal, astigmatism correcting IOL | Rayner | Rayner RayOne Toric | RAO610T (+25.0SE+4.0D Cyl) | Standalone | DE0505958 | Indicated for patients with astigmatism of 2.5 dioptre cylinder (DC) and above in at least 1 eye; where correction of astigmatism is considered clinically necessary
Ophthalmic | Intraocular lens replacement | Intraocular lens (IOL) | Monofocal, astigmatism correcting IOL | Rayner | Rayner RayOne Toric | RAO610T (+25.0SE+4.5D Cyl) | Standalone | DE0505958 | Indicated for patients with astigmatism of 2.5 dioptre cylinder (DC) and above in at least 1 eye; where correction of astigmatism is considered clinically necessary
Ophthalmic | Intraocular lens replacement | Intraocular lens (IOL) | Monofocal, astigmatism correcting IOL | Rayner | Rayner RayOne Toric | RAO610T (+25.0SE+5.0D Cyl) | Standalone | DE0505958 | Indicated for patients with astigmatism of 2.5 dioptre cylinder (DC) and above in at least 1 eye; where correction of astigmatism is considered clinically necessary
Ophthalmic | Intraocular lens replacement | Intraocular lens (IOL) | Monofocal, astigmatism correcting IOL | Rayner | Rayner RayOne Toric | RAO610T (+25.0SE+5.5D Cyl) | Standalone | DE0505958 | Indicated for patients with astigmatism of 2.5 dioptre cylinder (DC) and above in at least 1 eye; where correction of astigmatism is considered clinically necessary
Ophthalmic | Intraocular lens replacement | Intraocular lens (IOL) | Monofocal, astigmatism correcting IOL | Rayner | Rayner RayOne Toric | RAO610T (+25.0SE+6.0D Cyl) | Standalone | DE0505958 | Indicated for patients with astigmatism of 2.5 dioptre cylinder (DC) and above in at least 1 eye; where correction of astigmatism is considered clinically necessary
Ophthalmic | Intraocular lens replacement | Intraocular lens (IOL) | Monofocal, astigmatism correcting IOL | Rayner | Rayner RayOne Toric | RAO610T (+25.5SE+1.0D Cyl) | Standalone | DE0505958 | Indicated for patients with astigmatism of 2.5 dioptre cylinder (DC) and above in at least 1 eye; where correction of astigmatism is considered clinically necessary
Ophthalmic | Intraocular lens replacement | Intraocular lens (IOL) | Monofocal, astigmatism correcting IOL | Rayner | Rayner RayOne Toric | RAO610T (+25.5SE+1.5D Cyl) | Standalone | DE0505958 | Indicated for patients with astigmatism of 2.5 dioptre cylinder (DC) and above in at least 1 eye; where correction of astigmatism is considered clinically necessary
Ophthalmic | Intraocular lens replacement | Intraocular lens (IOL) | Monofocal, astigmatism correcting IOL | Rayner | Rayner RayOne Toric | RAO610T (+25.5SE+2.0D Cyl) | Standalone | DE0505958 | Indicated for patients with astigmatism of 2.5 dioptre cylinder (DC) and above in at least 1 eye; where correction of astigmatism is considered clinically necessary
Ophthalmic | Intraocular lens replacement | Intraocular lens (IOL) | Monofocal, astigmatism correcting IOL | Rayner | Rayner RayOne Toric | RAO610T (+25.5SE+2.5D Cyl) | Standalone | DE0505958 | Indicated for patients with astigmatism of 2.5 dioptre cylinder (DC) and above in at least 1 eye; where correction of astigmatism is considered clinically necessary
Ophthalmic | Intraocular lens replacement | Intraocular lens (IOL) | Monofocal, astigmatism correcting IOL | Rayner | Rayner RayOne Toric | RAO610T (+25.5SE+3.0D Cyl) | Standalone | DE0505958 | Indicated for patients with astigmatism of 2.5 dioptre cylinder (DC) and above in at least 1 eye; where correction of astigmatism is considered clinically necessary
Ophthalmic | Intraocular lens replacement | Intraocular lens (IOL) | Monofocal, astigmatism correcting IOL | Rayner | Rayner RayOne Toric | RAO610T (+25.5SE+3.5D Cyl) | Standalone | DE0505958 | Indicated for patients with astigmatism of 2.5 dioptre cylinder (DC) and above in at least 1 eye; where correction of astigmatism is considered clinically necessary
Ophthalmic | Intraocular lens replacement | Intraocular lens (IOL) | Monofocal, astigmatism correcting IOL | Rayner | Rayner RayOne Toric | RAO610T (+25.5SE+4.0D Cyl) | Standalone | DE0505958 | Indicated for patients with astigmatism of 2.5 dioptre cylinder (DC) and above in at least 1 eye; where correction of astigmatism is considered clinically necessary
Ophthalmic | Intraocular lens replacement | Intraocular lens (IOL) | Monofocal, astigmatism correcting IOL | Rayner | Rayner RayOne Toric | RAO610T (+25.5SE+4.5D Cyl) | Standalone | DE0505958 | Indicated for patients with astigmatism of 2.5 dioptre cylinder (DC) and above in at least 1 eye; where correction of astigmatism is considered clinically necessary
Ophthalmic | Intraocular lens replacement | Intraocular lens (IOL) | Monofocal, astigmatism correcting IOL | Rayner | Rayner RayOne Toric | RAO610T (+25.5SE+5.0D Cyl) | Standalone | DE0505958 | Indicated for patients with astigmatism of 2.5 dioptre cylinder (DC) and above in at least 1 eye; where correction of astigmatism is considered clinically necessary
Ophthalmic | Intraocular lens replacement | Intraocular lens (IOL) | Monofocal, astigmatism correcting IOL | Rayner | Rayner RayOne Toric | RAO610T (+25.5SE+5.5D Cyl) | Standalone | DE0505958 | Indicated for patients with astigmatism of 2.5 dioptre cylinder (DC) and above in at least 1 eye; where correction of astigmatism is considered clinically necessary
Ophthalmic | Intraocular lens replacement | Intraocular lens (IOL) | Monofocal, astigmatism correcting IOL | Rayner | Rayner RayOne Toric | RAO610T (+25.5SE+6.0D Cyl) | Standalone | DE0505958 | Indicated for patients with astigmatism of 2.5 dioptre cylinder (DC) and above in at least 1 eye; where correction of astigmatism is considered clinically necessary
Ophthalmic | Intraocular lens replacement | Intraocular lens (IOL) | Monofocal, astigmatism correcting IOL | Rayner | Rayner RayOne Toric | RAO610T (+26.0SE+1.0D Cyl) | Standalone | DE0505958 | Indicated for patients with astigmatism of 2.5 dioptre cylinder (DC) and above in at least 1 eye; where correction of astigmatism is considered clinically necessary
Ophthalmic | Intraocular lens replacement | Intraocular lens (IOL) | Monofocal, astigmatism correcting IOL | Rayner | Rayner RayOne Toric | RAO610T (+26.0SE+1.5D Cyl) | Standalone | DE0505958 | Indicated for patients with astigmatism of 2.5 dioptre cylinder (DC) and above in at least 1 eye; where correction of astigmatism is considered clinically necessary
Ophthalmic | Intraocular lens replacement | Intraocular lens (IOL) | Monofocal, astigmatism correcting IOL | Rayner | Rayner RayOne Toric | RAO610T (+26.0SE+2.0D Cyl) | Standalone | DE0505958 | Indicated for patients with astigmatism of 2.5 dioptre cylinder (DC) and above in at least 1 eye; where correction of astigmatism is considered clinically necessary
Ophthalmic | Intraocular lens replacement | Intraocular lens (IOL) | Monofocal, astigmatism correcting IOL | Rayner | Rayner RayOne Toric | RAO610T (+26.0SE+2.5D Cyl) | Standalone | DE0505958 | Indicated for patients with astigmatism of 2.5 dioptre cylinder (DC) and above in at least 1 eye; where correction of astigmatism is considered clinically necessary
Ophthalmic | Intraocular lens replacement | Intraocular lens (IOL) | Monofocal, astigmatism correcting IOL | Rayner | Rayner RayOne Toric | RAO610T (+26.0SE+3.0D Cyl) | Standalone | DE0505958 | Indicated for patients with astigmatism of 2.5 dioptre cylinder (DC) and above in at least 1 eye; where correction of astigmatism is considered clinically necessary
Ophthalmic | Intraocular lens replacement | Intraocular lens (IOL) | Monofocal, astigmatism correcting IOL | Rayner | Rayner RayOne Toric | RAO610T (+26.0SE+3.5D Cyl) | Standalone | DE0505958 | Indicated for patients with astigmatism of 2.5 dioptre cylinder (DC) and above in at least 1 eye; where correction of astigmatism is considered clinically necessary
Ophthalmic | Intraocular lens replacement | Intraocular lens (IOL) | Monofocal, astigmatism correcting IOL | Rayner | Rayner RayOne Toric | RAO610T (+26.0SE+4.0D Cyl) | Standalone | DE0505958 | Indicated for patients with astigmatism of 2.5 dioptre cylinder (DC) and above in at least 1 eye; where correction of astigmatism is considered clinically necessary
Ophthalmic | Intraocular lens replacement | Intraocular lens (IOL) | Monofocal, astigmatism correcting IOL | Rayner | Rayner RayOne Toric | RAO610T (+26.0SE+4.5D Cyl) | Standalone | DE0505958 | Indicated for patients with astigmatism of 2.5 dioptre cylinder (DC) and above in at least 1 eye; where correction of astigmatism is considered clinically necessary
Ophthalmic | Intraocular lens replacement | Intraocular lens (IOL) | Monofocal, astigmatism correcting IOL | Rayner | Rayner RayOne Toric | RAO610T (+26.0SE+5.0D Cyl) | Standalone | DE0505958 | Indicated for patients with astigmatism of 2.5 dioptre cylinder (DC) and above in at least 1 eye; where correction of astigmatism is considered clinically necessary
Ophthalmic | Intraocular lens replacement | Intraocular lens (IOL) | Monofocal, astigmatism correcting IOL | Rayner | Rayner RayOne Toric | RAO610T (+26.0SE+5.5D Cyl) | Standalone | DE0505958 | Indicated for patients with astigmatism of 2.5 dioptre cylinder (DC) and above in at least 1 eye; where correction of astigmatism is considered clinically necessary
Ophthalmic | Intraocular lens replacement | Intraocular lens (IOL) | Monofocal, astigmatism correcting IOL | Rayner | Rayner RayOne Toric | RAO610T (+26.0SE+6.0D Cyl) | Standalone | DE0505958 | Indicated for patients with astigmatism of 2.5 dioptre cylinder (DC) and above in at least 1 eye; where correction of astigmatism is considered clinically necessary
Ophthalmic | Intraocular lens replacement | Intraocular lens (IOL) | Monofocal, astigmatism correcting IOL | Rayner | Rayner RayOne Toric | RAO610T (+26.5SE+1.0D Cyl) | Standalone | DE0505958 | Indicated for patients with astigmatism of 2.5 dioptre cylinder (DC) and above in at least 1 eye; where correction of astigmatism is considered clinically necessary
Ophthalmic | Intraocular lens replacement | Intraocular lens (IOL) | Monofocal, astigmatism correcting IOL | Rayner | Rayner RayOne Toric | RAO610T (+26.5SE+1.5D Cyl) | Standalone | DE0505958 | Indicated for patients with astigmatism of 2.5 dioptre cylinder (DC) and above in at least 1 eye; where correction of astigmatism is considered clinically necessary
Ophthalmic | Intraocular lens replacement | Intraocular lens (IOL) | Monofocal, astigmatism correcting IOL | Rayner | Rayner RayOne Toric | RAO610T (+26.5SE+2.0D Cyl) | Standalone | DE0505958 | Indicated for patients with astigmatism of 2.5 dioptre cylinder (DC) and above in at least 1 eye; where correction of astigmatism is considered clinically necessary
Ophthalmic | Intraocular lens replacement | Intraocular lens (IOL) | Monofocal, astigmatism correcting IOL | Rayner | Rayner RayOne Toric | RAO610T (+26.5SE+2.5D Cyl) | Standalone | DE0505958 | Indicated for patients with astigmatism of 2.5 dioptre cylinder (DC) and above in at least 1 eye; where correction of astigmatism is considered clinically necessary
Ophthalmic | Intraocular lens replacement | Intraocular lens (IOL) | Monofocal, astigmatism correcting IOL | Rayner | Rayner RayOne Toric | RAO610T (+26.5SE+3.0D Cyl) | Standalone | DE0505958 | Indicated for patients with astigmatism of 2.5 dioptre cylinder (DC) and above in at least 1 eye; where correction of astigmatism is considered clinically necessary
Ophthalmic | Intraocular lens replacement | Intraocular lens (IOL) | Monofocal, astigmatism correcting IOL | Rayner | Rayner RayOne Toric | RAO610T (+26.5SE+3.5D Cyl) | Standalone | DE0505958 | Indicated for patients with astigmatism of 2.5 dioptre cylinder (DC) and above in at least 1 eye; where correction of astigmatism is considered clinically necessary
Ophthalmic | Intraocular lens replacement | Intraocular lens (IOL) | Monofocal, astigmatism correcting IOL | Rayner | Rayner RayOne Toric | RAO610T (+26.5SE+4.0D Cyl) | Standalone | DE0505958 | Indicated for patients with astigmatism of 2.5 dioptre cylinder (DC) and above in at least 1 eye; where correction of astigmatism is considered clinically necessary
Ophthalmic | Intraocular lens replacement | Intraocular lens (IOL) | Monofocal, astigmatism correcting IOL | Rayner | Rayner RayOne Toric | RAO610T (+26.5SE+4.5D Cyl) | Standalone | DE0505958 | Indicated for patients with astigmatism of 2.5 dioptre cylinder (DC) and above in at least 1 eye; where correction of astigmatism is considered clinically necessary
Ophthalmic | Intraocular lens replacement | Intraocular lens (IOL) | Monofocal, astigmatism correcting IOL | Rayner | Rayner RayOne Toric | RAO610T (+26.5SE+5.0D Cyl) | Standalone | DE0505958 | Indicated for patients with astigmatism of 2.5 dioptre cylinder (DC) and above in at least 1 eye; where correction of astigmatism is considered clinically necessary
Ophthalmic | Intraocular lens replacement | Intraocular lens (IOL) | Monofocal, astigmatism correcting IOL | Rayner | Rayner RayOne Toric | RAO610T (+26.5SE+5.5D Cyl) | Standalone | DE0505958 | Indicated for patients with astigmatism of 2.5 dioptre cylinder (DC) and above in at least 1 eye; where correction of astigmatism is considered clinically necessary
Ophthalmic | Intraocular lens replacement | Intraocular lens (IOL) | Monofocal, astigmatism correcting IOL | Rayner | Rayner RayOne Toric | RAO610T (+26.5SE+6.0D Cyl) | Standalone | DE0505958 | Indicated for patients with astigmatism of 2.5 dioptre cylinder (DC) and above in at least 1 eye; where correction of astigmatism is considered clinically necessary
Ophthalmic | Intraocular lens replacement | Intraocular lens (IOL) | Monofocal, astigmatism correcting IOL | Rayner | Rayner RayOne Toric | RAO610T (+27.0SE+1.0D Cyl) | Standalone | DE0505958 | Indicated for patients with astigmatism of 2.5 dioptre cylinder (DC) and above in at least 1 eye; where correction of astigmatism is considered clinically necessary
Ophthalmic | Intraocular lens replacement | Intraocular lens (IOL) | Monofocal, astigmatism correcting IOL | Rayner | Rayner RayOne Toric | RAO610T (+27.0SE+1.5D Cyl) | Standalone | DE0505958 | Indicated for patients with astigmatism of 2.5 dioptre cylinder (DC) and above in at least 1 eye; where correction of astigmatism is considered clinically necessary
Ophthalmic | Intraocular lens replacement | Intraocular lens (IOL) | Monofocal, astigmatism correcting IOL | Rayner | Rayner RayOne Toric | RAO610T (+27.0SE+2.0D Cyl) | Standalone | DE0505958 | Indicated for patients with astigmatism of 2.5 dioptre cylinder (DC) and above in at least 1 eye; where correction of astigmatism is considered clinically necessary
Ophthalmic | Intraocular lens replacement | Intraocular lens (IOL) | Monofocal, astigmatism correcting IOL | Rayner | Rayner RayOne Toric | RAO610T (+27.0SE+2.5D Cyl) | Standalone | DE0505958 | Indicated for patients with astigmatism of 2.5 dioptre cylinder (DC) and above in at least 1 eye; where correction of astigmatism is considered clinically necessary
Ophthalmic | Intraocular lens replacement | Intraocular lens (IOL) | Monofocal, astigmatism correcting IOL | Rayner | Rayner RayOne Toric | RAO610T (+27.0SE+3.0D Cyl) | Standalone | DE0505958 | Indicated for patients with astigmatism of 2.5 dioptre cylinder (DC) and above in at least 1 eye; where correction of astigmatism is considered clinically necessary
Ophthalmic | Intraocular lens replacement | Intraocular lens (IOL) | Monofocal, astigmatism correcting IOL | Rayner | Rayner RayOne Toric | RAO610T (+27.0SE+3.5D Cyl) | Standalone | DE0505958 | Indicated for patients with astigmatism of 2.5 dioptre cylinder (DC) and above in at least 1 eye; where correction of astigmatism is considered clinically necessary
Ophthalmic | Intraocular lens replacement | Intraocular lens (IOL) | Monofocal, astigmatism correcting IOL | Rayner | Rayner RayOne Toric | RAO610T (+27.0SE+4.0D Cyl) | Standalone | DE0505958 | Indicated for patients with astigmatism of 2.5 dioptre cylinder (DC) and above in at least 1 eye; where correction of astigmatism is considered clinically necessary
Ophthalmic | Intraocular lens replacement | Intraocular lens (IOL) | Monofocal, astigmatism correcting IOL | Rayner | Rayner RayOne Toric | RAO610T (+27.0SE+4.5D Cyl) | Standalone | DE0505958 | Indicated for patients with astigmatism of 2.5 dioptre cylinder (DC) and above in at least 1 eye; where correction of astigmatism is considered clinically necessary
Ophthalmic | Intraocular lens replacement | Intraocular lens (IOL) | Monofocal, astigmatism correcting IOL | Rayner | Rayner RayOne Toric | RAO610T (+27.0SE+5.0D Cyl) | Standalone | DE0505958 | Indicated for patients with astigmatism of 2.5 dioptre cylinder (DC) and above in at least 1 eye; where correction of astigmatism is considered clinically necessary
Ophthalmic | Intraocular lens replacement | Intraocular lens (IOL) | Monofocal, astigmatism correcting IOL | Rayner | Rayner RayOne Toric | RAO610T (+27.0SE+5.5D Cyl) | Standalone | DE0505958 | Indicated for patients with astigmatism of 2.5 dioptre cylinder (DC) and above in at least 1 eye; where correction of astigmatism is considered clinically necessary
Ophthalmic | Intraocular lens replacement | Intraocular lens (IOL) | Monofocal, astigmatism correcting IOL | Rayner | Rayner RayOne Toric | RAO610T (+27.0SE+6.0D Cyl) | Standalone | DE0505958 | Indicated for patients with astigmatism of 2.5 dioptre cylinder (DC) and above in at least 1 eye; where correction of astigmatism is considered clinically necessary
Ophthalmic | Intraocular lens replacement | Intraocular lens (IOL) | Monofocal, astigmatism correcting IOL | Rayner | Rayner RayOne Toric | RAO610T (+27.5SE+1.0D Cyl) | Standalone | DE0505958 | Indicated for patients with astigmatism of 2.5 dioptre cylinder (DC) and above in at least 1 eye; where correction of astigmatism is considered clinically necessary
Ophthalmic | Intraocular lens replacement | Intraocular lens (IOL) | Monofocal, astigmatism correcting IOL | Rayner | Rayner RayOne Toric | RAO610T (+27.5SE+1.5D Cyl) | Standalone | DE0505958 | Indicated for patients with astigmatism of 2.5 dioptre cylinder (DC) and above in at least 1 eye; where correction of astigmatism is considered clinically necessary
Ophthalmic | Intraocular lens replacement | Intraocular lens (IOL) | Monofocal, astigmatism correcting IOL | Rayner | Rayner RayOne Toric | RAO610T (+27.5SE+2.0D Cyl) | Standalone | DE0505958 | Indicated for patients with astigmatism of 2.5 dioptre cylinder (DC) and above in at least 1 eye; where correction of astigmatism is considered clinically necessary
Ophthalmic | Intraocular lens replacement | Intraocular lens (IOL) | Monofocal, astigmatism correcting IOL | Rayner | Rayner RayOne Toric | RAO610T (+27.5SE+2.5D Cyl) | Standalone | DE0505958 | Indicated for patients with astigmatism of 2.5 dioptre cylinder (DC) and above in at least 1 eye; where correction of astigmatism is considered clinically necessary
Ophthalmic | Intraocular lens replacement | Intraocular lens (IOL) | Monofocal, astigmatism correcting IOL | Rayner | Rayner RayOne Toric | RAO610T (+27.5SE+3.0D Cyl) | Standalone | DE0505958 | Indicated for patients with astigmatism of 2.5 dioptre cylinder (DC) and above in at least 1 eye; where correction of astigmatism is considered clinically necessary
Ophthalmic | Intraocular lens replacement | Intraocular lens (IOL) | Monofocal, astigmatism correcting IOL | Rayner | Rayner RayOne Toric | RAO610T (+27.5SE+3.5D Cyl) | Standalone | DE0505958 | Indicated for patients with astigmatism of 2.5 dioptre cylinder (DC) and above in at least 1 eye; where correction of astigmatism is considered clinically necessary
Ophthalmic | Intraocular lens replacement | Intraocular lens (IOL) | Monofocal, astigmatism correcting IOL | Rayner | Rayner RayOne Toric | RAO610T (+27.5SE+4.0D Cyl) | Standalone | DE0505958 | Indicated for patients with astigmatism of 2.5 dioptre cylinder (DC) and above in at least 1 eye; where correction of astigmatism is considered clinically necessary
Ophthalmic | Intraocular lens replacement | Intraocular lens (IOL) | Monofocal, astigmatism correcting IOL | Rayner | Rayner RayOne Toric | RAO610T (+27.5SE+4.5D Cyl) | Standalone | DE0505958 | Indicated for patients with astigmatism of 2.5 dioptre cylinder (DC) and above in at least 1 eye; where correction of astigmatism is considered clinically necessary
Ophthalmic | Intraocular lens replacement | Intraocular lens (IOL) | Monofocal, astigmatism correcting IOL | Rayner | Rayner RayOne Toric | RAO610T (+27.5SE+5.0D Cyl) | Standalone | DE0505958 | Indicated for patients with astigmatism of 2.5 dioptre cylinder (DC) and above in at least 1 eye; where correction of astigmatism is considered clinically necessary
Ophthalmic | Intraocular lens replacement | Intraocular lens (IOL) | Monofocal, astigmatism correcting IOL | Rayner | Rayner RayOne Toric | RAO610T (+27.5SE+5.5D Cyl) | Standalone | DE0505958 | Indicated for patients with astigmatism of 2.5 dioptre cylinder (DC) and above in at least 1 eye; where correction of astigmatism is considered clinically necessary
Ophthalmic | Intraocular lens replacement | Intraocular lens (IOL) | Monofocal, astigmatism correcting IOL | Rayner | Rayner RayOne Toric | RAO610T (+27.5SE+6.0D Cyl) | Standalone | DE0505958 | Indicated for patients with astigmatism of 2.5 dioptre cylinder (DC) and above in at least 1 eye; where correction of astigmatism is considered clinically necessary
Ophthalmic | Intraocular lens replacement | Intraocular lens (IOL) | Monofocal, astigmatism correcting IOL | Rayner | Rayner RayOne Toric | RAO610T (+28.0SE+1.0D Cyl) | Standalone | DE0505958 | Indicated for patients with astigmatism of 2.5 dioptre cylinder (DC) and above in at least 1 eye; where correction of astigmatism is considered clinically necessary
Ophthalmic | Intraocular lens replacement | Intraocular lens (IOL) | Monofocal, astigmatism correcting IOL | Rayner | Rayner RayOne Toric | RAO610T (+28.0SE+1.5D Cyl) | Standalone | DE0505958 | Indicated for patients with astigmatism of 2.5 dioptre cylinder (DC) and above in at least 1 eye; where correction of astigmatism is considered clinically necessary
Ophthalmic | Intraocular lens replacement | Intraocular lens (IOL) | Monofocal, astigmatism correcting IOL | Rayner | Rayner RayOne Toric | RAO610T (+28.0SE+2.0D Cyl) | Standalone | DE0505958 | Indicated for patients with astigmatism of 2.5 dioptre cylinder (DC) and above in at least 1 eye; where correction of astigmatism is considered clinically necessary
Ophthalmic | Intraocular lens replacement | Intraocular lens (IOL) | Monofocal, astigmatism correcting IOL | Rayner | Rayner RayOne Toric | RAO610T (+28.0SE+2.5D Cyl) | Standalone | DE0505958 | Indicated for patients with astigmatism of 2.5 dioptre cylinder (DC) and above in at least 1 eye; where correction of astigmatism is considered clinically necessary
Ophthalmic | Intraocular lens replacement | Intraocular lens (IOL) | Monofocal, astigmatism correcting IOL | Rayner | Rayner RayOne Toric | RAO610T (+28.0SE+3.0D Cyl) | Standalone | DE0505958 | Indicated for patients with astigmatism of 2.5 dioptre cylinder (DC) and above in at least 1 eye; where correction of astigmatism is considered clinically necessary
Ophthalmic | Intraocular lens replacement | Intraocular lens (IOL) | Monofocal, astigmatism correcting IOL | Rayner | Rayner RayOne Toric | RAO610T (+28.0SE+3.5D Cyl) | Standalone | DE0505958 | Indicated for patients with astigmatism of 2.5 dioptre cylinder (DC) and above in at least 1 eye; where correction of astigmatism is considered clinically necessary
Ophthalmic | Intraocular lens replacement | Intraocular lens (IOL) | Monofocal, astigmatism correcting IOL | Rayner | Rayner RayOne Toric | RAO610T (+28.0SE+4.0D Cyl) | Standalone | DE0505958 | Indicated for patients with astigmatism of 2.5 dioptre cylinder (DC) and above in at least 1 eye; where correction of astigmatism is considered clinically necessary
Ophthalmic | Intraocular lens replacement | Intraocular lens (IOL) | Monofocal, astigmatism correcting IOL | Rayner | Rayner RayOne Toric | RAO610T (+28.0SE+4.5D Cyl) | Standalone | DE0505958 | Indicated for patients with astigmatism of 2.5 dioptre cylinder (DC) and above in at least 1 eye; where correction of astigmatism is considered clinically necessary
Ophthalmic | Intraocular lens replacement | Intraocular lens (IOL) | Monofocal, astigmatism correcting IOL | Rayner | Rayner RayOne Toric | RAO610T (+28.0SE+5.0D Cyl) | Standalone | DE0505958 | Indicated for patients with astigmatism of 2.5 dioptre cylinder (DC) and above in at least 1 eye; where correction of astigmatism is considered clinically necessary
Ophthalmic | Intraocular lens replacement | Intraocular lens (IOL) | Monofocal, astigmatism correcting IOL | Rayner | Rayner RayOne Toric | RAO610T (+28.0SE+5.5D Cyl) | Standalone | DE0505958 | Indicated for patients with astigmatism of 2.5 dioptre cylinder (DC) and above in at least 1 eye; where correction of astigmatism is considered clinically necessary
Ophthalmic | Intraocular lens replacement | Intraocular lens (IOL) | Monofocal, astigmatism correcting IOL | Rayner | Rayner RayOne Toric | RAO610T (+28.0SE+6.0D Cyl) | Standalone | DE0505958 | Indicated for patients with astigmatism of 2.5 dioptre cylinder (DC) and above in at least 1 eye; where correction of astigmatism is considered clinically necessary
Ophthalmic | Intraocular lens replacement | Intraocular lens (IOL) | Monofocal, astigmatism correcting IOL | Rayner | Rayner RayOne Toric | RAO610T (+28.5SE+1.0D Cyl) | Standalone | DE0505958 | Indicated for patients with astigmatism of 2.5 dioptre cylinder (DC) and above in at least 1 eye; where correction of astigmatism is considered clinically necessary
Ophthalmic | Intraocular lens replacement | Intraocular lens (IOL) | Monofocal, astigmatism correcting IOL | Rayner | Rayner RayOne Toric | RAO610T (+28.5SE+1.5D Cyl) | Standalone | DE0505958 | Indicated for patients with astigmatism of 2.5 dioptre cylinder (DC) and above in at least 1 eye; where correction of astigmatism is considered clinically necessary
Ophthalmic | Intraocular lens replacement | Intraocular lens (IOL) | Monofocal, astigmatism correcting IOL | Rayner | Rayner RayOne Toric | RAO610T (+28.5SE+2.0D Cyl) | Standalone | DE0505958 | Indicated for patients with astigmatism of 2.5 dioptre cylinder (DC) and above in at least 1 eye; where correction of astigmatism is considered clinically necessary
Ophthalmic | Intraocular lens replacement | Intraocular lens (IOL) | Monofocal, astigmatism correcting IOL | Rayner | Rayner RayOne Toric | RAO610T (+28.5SE+2.5D Cyl) | Standalone | DE0505958 | Indicated for patients with astigmatism of 2.5 dioptre cylinder (DC) and above in at least 1 eye; where correction of astigmatism is considered clinically necessary
Ophthalmic | Intraocular lens replacement | Intraocular lens (IOL) | Monofocal, astigmatism correcting IOL | Rayner | Rayner RayOne Toric | RAO610T (+28.5SE+3.0D Cyl) | Standalone | DE0505958 | Indicated for patients with astigmatism of 2.5 dioptre cylinder (DC) and above in at least 1 eye; where correction of astigmatism is considered clinically necessary
Ophthalmic | Intraocular lens replacement | Intraocular lens (IOL) | Monofocal, astigmatism correcting IOL | Rayner | Rayner RayOne Toric | RAO610T (+28.5SE+3.5D Cyl) | Standalone | DE0505958 | Indicated for patients with astigmatism of 2.5 dioptre cylinder (DC) and above in at least 1 eye; where correction of astigmatism is considered clinically necessary
Ophthalmic | Intraocular lens replacement | Intraocular lens (IOL) | Monofocal, astigmatism correcting IOL | Rayner | Rayner RayOne Toric | RAO610T (+28.5SE+4.0D Cyl) | Standalone | DE0505958 | Indicated for patients with astigmatism of 2.5 dioptre cylinder (DC) and above in at least 1 eye; where correction of astigmatism is considered clinically necessary
Ophthalmic | Intraocular lens replacement | Intraocular lens (IOL) | Monofocal, astigmatism correcting IOL | Rayner | Rayner RayOne Toric | RAO610T (+28.5SE+4.5D Cyl) | Standalone | DE0505958 | Indicated for patients with astigmatism of 2.5 dioptre cylinder (DC) and above in at least 1 eye; where correction of astigmatism is considered clinically necessary
Ophthalmic | Intraocular lens replacement | Intraocular lens (IOL) | Monofocal, astigmatism correcting IOL | Rayner | Rayner RayOne Toric | RAO610T (+28.5SE+5.0D Cyl) | Standalone | DE0505958 | Indicated for patients with astigmatism of 2.5 dioptre cylinder (DC) and above in at least 1 eye; where correction of astigmatism is considered clinically necessary
Ophthalmic | Intraocular lens replacement | Intraocular lens (IOL) | Monofocal, astigmatism correcting IOL | Rayner | Rayner RayOne Toric | RAO610T (+28.5SE+5.5D Cyl) | Standalone | DE0505958 | Indicated for patients with astigmatism of 2.5 dioptre cylinder (DC) and above in at least 1 eye; where correction of astigmatism is considered clinically necessary
Ophthalmic | Intraocular lens replacement | Intraocular lens (IOL) | Monofocal, astigmatism correcting IOL | Rayner | Rayner RayOne Toric | RAO610T (+28.5SE+6.0D Cyl) | Standalone | DE0505958 | Indicated for patients with astigmatism of 2.5 dioptre cylinder (DC) and above in at least 1 eye; where correction of astigmatism is considered clinically necessary
Ophthalmic | Intraocular lens replacement | Intraocular lens (IOL) | Monofocal, astigmatism correcting IOL | Rayner | Rayner RayOne Toric | RAO610T (+29.0SE+1.0D Cyl) | Standalone | DE0505958 | Indicated for patients with astigmatism of 2.5 dioptre cylinder (DC) and above in at least 1 eye; where correction of astigmatism is considered clinically necessary
Ophthalmic | Intraocular lens replacement | Intraocular lens (IOL) | Monofocal, astigmatism correcting IOL | Rayner | Rayner RayOne Toric | RAO610T (+29.0SE+1.5D Cyl) | Standalone | DE0505958 | Indicated for patients with astigmatism of 2.5 dioptre cylinder (DC) and above in at least 1 eye; where correction of astigmatism is considered clinically necessary
Ophthalmic | Intraocular lens replacement | Intraocular lens (IOL) | Monofocal, astigmatism correcting IOL | Rayner | Rayner RayOne Toric | RAO610T (+29.0SE+2.0D Cyl) | Standalone | DE0505958 | Indicated for patients with astigmatism of 2.5 dioptre cylinder (DC) and above in at least 1 eye; where correction of astigmatism is considered clinically necessary
Ophthalmic | Intraocular lens replacement | Intraocular lens (IOL) | Monofocal, astigmatism correcting IOL | Rayner | Rayner RayOne Toric | RAO610T (+29.0SE+2.5D Cyl) | Standalone | DE0505958 | Indicated for patients with astigmatism of 2.5 dioptre cylinder (DC) and above in at least 1 eye; where correction of astigmatism is considered clinically necessary
Ophthalmic | Intraocular lens replacement | Intraocular lens (IOL) | Monofocal, astigmatism correcting IOL | Rayner | Rayner RayOne Toric | RAO610T (+29.0SE+3.0D Cyl) | Standalone | DE0505958 | Indicated for patients with astigmatism of 2.5 dioptre cylinder (DC) and above in at least 1 eye; where correction of astigmatism is considered clinically necessary
Ophthalmic | Intraocular lens replacement | Intraocular lens (IOL) | Monofocal, astigmatism correcting IOL | Rayner | Rayner RayOne Toric | RAO610T (+29.0SE+3.5D Cyl) | Standalone | DE0505958 | Indicated for patients with astigmatism of 2.5 dioptre cylinder (DC) and above in at least 1 eye; where correction of astigmatism is considered clinically necessary
Ophthalmic | Intraocular lens replacement | Intraocular lens (IOL) | Monofocal, astigmatism correcting IOL | Rayner | Rayner RayOne Toric | RAO610T (+29.0SE+4.0D Cyl) | Standalone | DE0505958 | Indicated for patients with astigmatism of 2.5 dioptre cylinder (DC) and above in at least 1 eye; where correction of astigmatism is considered clinically necessary
Ophthalmic | Intraocular lens replacement | Intraocular lens (IOL) | Monofocal, astigmatism correcting IOL | Rayner | Rayner RayOne Toric | RAO610T (+29.0SE+4.5D Cyl) | Standalone | DE0505958 | Indicated for patients with astigmatism of 2.5 dioptre cylinder (DC) and above in at least 1 eye; where correction of astigmatism is considered clinically necessary
Ophthalmic | Intraocular lens replacement | Intraocular lens (IOL) | Monofocal, astigmatism correcting IOL | Rayner | Rayner RayOne Toric | RAO610T (+29.0SE+5.0D Cyl) | Standalone | DE0505958 | Indicated for patients with astigmatism of 2.5 dioptre cylinder (DC) and above in at least 1 eye; where correction of astigmatism is considered clinically necessary
Ophthalmic | Intraocular lens replacement | Intraocular lens (IOL) | Monofocal, astigmatism correcting IOL | Rayner | Rayner RayOne Toric | RAO610T (+29.0SE+5.5D Cyl) | Standalone | DE0505958 | Indicated for patients with astigmatism of 2.5 dioptre cylinder (DC) and above in at least 1 eye; where correction of astigmatism is considered clinically necessary
Ophthalmic | Intraocular lens replacement | Intraocular lens (IOL) | Monofocal, astigmatism correcting IOL | Rayner | Rayner RayOne Toric | RAO610T (+29.0SE+6.0D Cyl) | Standalone | DE0505958 | Indicated for patients with astigmatism of 2.5 dioptre cylinder (DC) and above in at least 1 eye; where correction of astigmatism is considered clinically necessary
Ophthalmic | Intraocular lens replacement | Intraocular lens (IOL) | Monofocal, astigmatism correcting IOL | Rayner | Rayner RayOne Toric | RAO610T (+29.5SE+1.0D Cyl) | Standalone | DE0505958 | Indicated for patients with astigmatism of 2.5 dioptre cylinder (DC) and above in at least 1 eye; where correction of astigmatism is considered clinically necessary
Ophthalmic | Intraocular lens replacement | Intraocular lens (IOL) | Monofocal, astigmatism correcting IOL | Rayner | Rayner RayOne Toric | RAO610T (+29.5SE+1.5D Cyl) | Standalone | DE0505958 | Indicated for patients with astigmatism of 2.5 dioptre cylinder (DC) and above in at least 1 eye; where correction of astigmatism is considered clinically necessary
Ophthalmic | Intraocular lens replacement | Intraocular lens (IOL) | Monofocal, astigmatism correcting IOL | Rayner | Rayner RayOne Toric | RAO610T (+29.5SE+2.0D Cyl) | Standalone | DE0505958 | Indicated for patients with astigmatism of 2.5 dioptre cylinder (DC) and above in at least 1 eye; where correction of astigmatism is considered clinically necessary
Ophthalmic | Intraocular lens replacement | Intraocular lens (IOL) | Monofocal, astigmatism correcting IOL | Rayner | Rayner RayOne Toric | RAO610T (+29.5SE+2.5D Cyl) | Standalone | DE0505958 | Indicated for patients with astigmatism of 2.5 dioptre cylinder (DC) and above in at least 1 eye; where correction of astigmatism is considered clinically necessary
Ophthalmic | Intraocular lens replacement | Intraocular lens (IOL) | Monofocal, astigmatism correcting IOL | Rayner | Rayner RayOne Toric | RAO610T (+29.5SE+3.0D Cyl) | Standalone | DE0505958 | Indicated for patients with astigmatism of 2.5 dioptre cylinder (DC) and above in at least 1 eye; where correction of astigmatism is considered clinically necessary
Ophthalmic | Intraocular lens replacement | Intraocular lens (IOL) | Monofocal, astigmatism correcting IOL | Rayner | Rayner RayOne Toric | RAO610T (+29.5SE+3.5D Cyl) | Standalone | DE0505958 | Indicated for patients with astigmatism of 2.5 dioptre cylinder (DC) and above in at least 1 eye; where correction of astigmatism is considered clinically necessary
Ophthalmic | Intraocular lens replacement | Intraocular lens (IOL) | Monofocal, astigmatism correcting IOL | Rayner | Rayner RayOne Toric | RAO610T (+29.5SE+4.0D Cyl) | Standalone | DE0505958 | Indicated for patients with astigmatism of 2.5 dioptre cylinder (DC) and above in at least 1 eye; where correction of astigmatism is considered clinically necessary
Ophthalmic | Intraocular lens replacement | Intraocular lens (IOL) | Monofocal, astigmatism correcting IOL | Rayner | Rayner RayOne Toric | RAO610T (+29.5SE+4.5D Cyl) | Standalone | DE0505958 | Indicated for patients with astigmatism of 2.5 dioptre cylinder (DC) and above in at least 1 eye; where correction of astigmatism is considered clinically necessary
Ophthalmic | Intraocular lens replacement | Intraocular lens (IOL) | Monofocal, astigmatism correcting IOL | Rayner | Rayner RayOne Toric | RAO610T (+29.5SE+5.0D Cyl) | Standalone | DE0505958 | Indicated for patients with astigmatism of 2.5 dioptre cylinder (DC) and above in at least 1 eye; where correction of astigmatism is considered clinically necessary
Ophthalmic | Intraocular lens replacement | Intraocular lens (IOL) | Monofocal, astigmatism correcting IOL | Rayner | Rayner RayOne Toric | RAO610T (+29.5SE+5.5D Cyl) | Standalone | DE0505958 | Indicated for patients with astigmatism of 2.5 dioptre cylinder (DC) and above in at least 1 eye; where correction of astigmatism is considered clinically necessary
Ophthalmic | Intraocular lens replacement | Intraocular lens (IOL) | Monofocal, astigmatism correcting IOL | Rayner | Rayner RayOne Toric | RAO610T (+29.5SE+6.0D Cyl) | Standalone | DE0505958 | Indicated for patients with astigmatism of 2.5 dioptre cylinder (DC) and above in at least 1 eye; where correction of astigmatism is considered clinically necessary
Ophthalmic | Intraocular lens replacement | Intraocular lens (IOL) | Monofocal, astigmatism correcting IOL | Rayner | Rayner RayOne Toric | RAO610T (+30.0SE+1.0D Cyl) | Standalone | DE0505958 | Indicated for patients with astigmatism of 2.5 dioptre cylinder (DC) and above in at least 1 eye; where correction of astigmatism is considered clinically necessary
Ophthalmic | Intraocular lens replacement | Intraocular lens (IOL) | Monofocal, astigmatism correcting IOL | Rayner | Rayner RayOne Toric | RAO610T (+30.0SE+1.5D Cyl) | Standalone | DE0505958 | Indicated for patients with astigmatism of 2.5 dioptre cylinder (DC) and above in at least 1 eye; where correction of astigmatism is considered clinically necessary
Ophthalmic | Intraocular lens replacement | Intraocular lens (IOL) | Monofocal, astigmatism correcting IOL | Rayner | Rayner RayOne Toric | RAO610T (+30.0SE+2.0D Cyl) | Standalone | DE0505958 | Indicated for patients with astigmatism of 2.5 dioptre cylinder (DC) and above in at least 1 eye; where correction of astigmatism is considered clinically necessary
Ophthalmic | Intraocular lens replacement | Intraocular lens (IOL) | Monofocal, astigmatism correcting IOL | Rayner | Rayner RayOne Toric | RAO610T (+30.0SE+2.5D Cyl) | Standalone | DE0505958 | Indicated for patients with astigmatism of 2.5 dioptre cylinder (DC) and above in at least 1 eye; where correction of astigmatism is considered clinically necessary
Ophthalmic | Intraocular lens replacement | Intraocular lens (IOL) | Monofocal, astigmatism correcting IOL | Rayner | Rayner RayOne Toric | RAO610T (+30.0SE+3.0D Cyl) | Standalone | DE0505958 | Indicated for patients with astigmatism of 2.5 dioptre cylinder (DC) and above in at least 1 eye; where correction of astigmatism is considered clinically necessary
Ophthalmic | Intraocular lens replacement | Intraocular lens (IOL) | Monofocal, astigmatism correcting IOL | Rayner | Rayner RayOne Toric | RAO610T (+30.0SE+3.5D Cyl) | Standalone | DE0505958 | Indicated for patients with astigmatism of 2.5 dioptre cylinder (DC) and above in at least 1 eye; where correction of astigmatism is considered clinically necessary
Ophthalmic | Intraocular lens replacement | Intraocular lens (IOL) | Monofocal, astigmatism correcting IOL | Rayner | Rayner RayOne Toric | RAO610T (+30.0SE+4.0D Cyl) | Standalone | DE0505958 | Indicated for patients with astigmatism of 2.5 dioptre cylinder (DC) and above in at least 1 eye; where correction of astigmatism is considered clinically necessary
Ophthalmic | Intraocular lens replacement | Intraocular lens (IOL) | Monofocal, astigmatism correcting IOL | Rayner | Rayner RayOne Toric | RAO610T (+30.0SE+4.5D Cyl) | Standalone | DE0505958 | Indicated for patients with astigmatism of 2.5 dioptre cylinder (DC) and above in at least 1 eye; where correction of astigmatism is considered clinically necessary
Ophthalmic | Intraocular lens replacement | Intraocular lens (IOL) | Monofocal, astigmatism correcting IOL | Rayner | Rayner RayOne Toric | RAO610T (+30.0SE+5.0D Cyl) | Standalone | DE0505958 | Indicated for patients with astigmatism of 2.5 dioptre cylinder (DC) and above in at least 1 eye; where correction of astigmatism is considered clinically necessary
Ophthalmic | Intraocular lens replacement | Intraocular lens (IOL) | Monofocal, astigmatism correcting IOL | Rayner | Rayner RayOne Toric | RAO610T (+30.0SE+5.5D Cyl) | Standalone | DE0505958 | Indicated for patients with astigmatism of 2.5 dioptre cylinder (DC) and above in at least 1 eye; where correction of astigmatism is considered clinically necessary
Ophthalmic | Intraocular lens replacement | Intraocular lens (IOL) | Monofocal, astigmatism correcting IOL | Rayner | Rayner RayOne Toric | RAO610T (+30.0SE+6.0D Cyl) | Standalone | DE0505958 | Indicated for patients with astigmatism of 2.5 dioptre cylinder (DC) and above in at least 1 eye; where correction of astigmatism is considered clinically necessary
Ophthalmic | Intraocular lens replacement | Intraocular lens (IOL) | Monofocal, astigmatism correcting IOL | Teleon Surgical | LENTIS Tplus +10.0D CYL: +1.5D | LS-313 T1 SE: +10.0D C: +1.50D | Standalone | DE0013861 | Indicated for patients with astigmatism of 2.5 dioptre cylinder (DC) and above in at least 1 eye; where correction of astigmatism is considered clinically necessary
Ophthalmic | Intraocular lens replacement | Intraocular lens (IOL) | Monofocal, astigmatism correcting IOL | Teleon Surgical | LENTIS Tplus +10.5D CYL: +1.5D | LS-313 T1 SE: +10.5D C: +1.50D | Standalone | DE0013861 | Indicated for patients with astigmatism of 2.5 dioptre cylinder (DC) and above in at least 1 eye; where correction of astigmatism is considered clinically necessary
Ophthalmic | Intraocular lens replacement | Intraocular lens (IOL) | Monofocal, astigmatism correcting IOL | Teleon Surgical | LENTIS Tplus +11.0D CYL: +1.5D | LS-313 T1 SE: +11.0D C: +1.50D | Standalone | DE0013861 | Indicated for patients with astigmatism of 2.5 dioptre cylinder (DC) and above in at least 1 eye; where correction of astigmatism is considered clinically necessary
Ophthalmic | Intraocular lens replacement | Intraocular lens (IOL) | Monofocal, astigmatism correcting IOL | Teleon Surgical | LENTIS Tplus +11.5D CYL: +1.5D | LS-313 T1 SE: +11.5D C: +1.50D | Standalone | DE0013861 | Indicated for patients with astigmatism of 2.5 dioptre cylinder (DC) and above in at least 1 eye; where correction of astigmatism is considered clinically necessary
Ophthalmic | Intraocular lens replacement | Intraocular lens (IOL) | Monofocal, astigmatism correcting IOL | Teleon Surgical | LENTIS Tplus +12.0D CYL: +1.5D | LS-313 T1 SE: +12.0D C: +1.50D | Standalone | DE0013861 | Indicated for patients with astigmatism of 2.5 dioptre cylinder (DC) and above in at least 1 eye; where correction of astigmatism is considered clinically necessary
Ophthalmic | Intraocular lens replacement | Intraocular lens (IOL) | Monofocal, astigmatism correcting IOL | Teleon Surgical | LENTIS Tplus +12.5D CYL: +1.5D | LS-313 T1 SE: +12.5D C: +1.50D | Standalone | DE0013861 | Indicated for patients with astigmatism of 2.5 dioptre cylinder (DC) and above in at least 1 eye; where correction of astigmatism is considered clinically necessary
Ophthalmic | Intraocular lens replacement | Intraocular lens (IOL) | Monofocal, astigmatism correcting IOL | Teleon Surgical | LENTIS Tplus +13.0D CYL: +1.5D | LS-313 T1 SE: +13.0D C: +1.50D | Standalone | DE0013861 | Indicated for patients with astigmatism of 2.5 dioptre cylinder (DC) and above in at least 1 eye; where correction of astigmatism is considered clinically necessary
Ophthalmic | Intraocular lens replacement | Intraocular lens (IOL) | Monofocal, astigmatism correcting IOL | Teleon Surgical | LENTIS Tplus +13.5D CYL: +1.5D | LS-313 T1 SE: +13.5D C: +1.50D | Standalone | DE0013861 | Indicated for patients with astigmatism of 2.5 dioptre cylinder (DC) and above in at least 1 eye; where correction of astigmatism is considered clinically necessary
Ophthalmic | Intraocular lens replacement | Intraocular lens (IOL) | Monofocal, astigmatism correcting IOL | Teleon Surgical | LENTIS Tplus +14.0D CYL: +1.5D | LS-313 T1 SE: +14.0D C: +1.50D | Standalone | DE0013861 | Indicated for patients with astigmatism of 2.5 dioptre cylinder (DC) and above in at least 1 eye; where correction of astigmatism is considered clinically necessary
Ophthalmic | Intraocular lens replacement | Intraocular lens (IOL) | Monofocal, astigmatism correcting IOL | Teleon Surgical | LENTIS Tplus +14.5D CYL: +1.5D | LS-313 T1 SE: +14.5D C: +1.50D | Standalone | DE0013861 | Indicated for patients with astigmatism of 2.5 dioptre cylinder (DC) and above in at least 1 eye; where correction of astigmatism is considered clinically necessary
Ophthalmic | Intraocular lens replacement | Intraocular lens (IOL) | Monofocal, astigmatism correcting IOL | Teleon Surgical | LENTIS Tplus +15.0D CYL: +1.5D | LS-313 T1 SE: +15.0D C: +1.50D | Standalone | DE0013861 | Indicated for patients with astigmatism of 2.5 dioptre cylinder (DC) and above in at least 1 eye; where correction of astigmatism is considered clinically necessary
Ophthalmic | Intraocular lens replacement | Intraocular lens (IOL) | Monofocal, astigmatism correcting IOL | Teleon Surgical | LENTIS Tplus +15.5D CYL: +1.5D | LS-313 T1 SE: +15.5D C: +1.50D | Standalone | DE0013861 | Indicated for patients with astigmatism of 2.5 dioptre cylinder (DC) and above in at least 1 eye; where correction of astigmatism is considered clinically necessary
Ophthalmic | Intraocular lens replacement | Intraocular lens (IOL) | Monofocal, astigmatism correcting IOL | Teleon Surgical | LENTIS Tplus +16.0D CYL: +1.5D | LS-313 T1 SE: +16.0D C: +1.50D | Standalone | DE0013861 | Indicated for patients with astigmatism of 2.5 dioptre cylinder (DC) and above in at least 1 eye; where correction of astigmatism is considered clinically necessary
Ophthalmic | Intraocular lens replacement | Intraocular lens (IOL) | Monofocal, astigmatism correcting IOL | Teleon Surgical | LENTIS Tplus +16.5D CYL: +1.5D | LS-313 T1 SE: +16.5D C: +1.50D | Standalone | DE0013861 | Indicated for patients with astigmatism of 2.5 dioptre cylinder (DC) and above in at least 1 eye; where correction of astigmatism is considered clinically necessary
Ophthalmic | Intraocular lens replacement | Intraocular lens (IOL) | Monofocal, astigmatism correcting IOL | Teleon Surgical | LENTIS Tplus +17.0D CYL: +1.5D | LS-313 T1 SE: +17.0D C: +1.50D | Standalone | DE0013861 | Indicated for patients with astigmatism of 2.5 dioptre cylinder (DC) and above in at least 1 eye; where correction of astigmatism is considered clinically necessary
Ophthalmic | Intraocular lens replacement | Intraocular lens (IOL) | Monofocal, astigmatism correcting IOL | Teleon Surgical | LENTIS Tplus +17.5D CYL: +1.5D | LS-313 T1 SE: +17.5D C: +1.50D | Standalone | DE0013861 | Indicated for patients with astigmatism of 2.5 dioptre cylinder (DC) and above in at least 1 eye; where correction of astigmatism is considered clinically necessary
Ophthalmic | Intraocular lens replacement | Intraocular lens (IOL) | Monofocal, astigmatism correcting IOL | Teleon Surgical | LENTIS Tplus +18.0D CYL: +1.5D | LS-313 T1 SE: +18.0D C: +1.50D | Standalone | DE0013861 | Indicated for patients with astigmatism of 2.5 dioptre cylinder (DC) and above in at least 1 eye; where correction of astigmatism is considered clinically necessary
Ophthalmic | Intraocular lens replacement | Intraocular lens (IOL) | Monofocal, astigmatism correcting IOL | Teleon Surgical | LENTIS Tplus +18.5D CYL: +1.5D | LS-313 T1 SE: +18.5D C: +1.50D | Standalone | DE0013861 | Indicated for patients with astigmatism of 2.5 dioptre cylinder (DC) and above in at least 1 eye; where correction of astigmatism is considered clinically necessary
Ophthalmic | Intraocular lens replacement | Intraocular lens (IOL) | Monofocal, astigmatism correcting IOL | Teleon Surgical | LENTIS Tplus +19.0D CYL: +1.5D | LS-313 T1 SE: +19.0D C: +1.50D | Standalone | DE0013861 | Indicated for patients with astigmatism of 2.5 dioptre cylinder (DC) and above in at least 1 eye; where correction of astigmatism is considered clinically necessary
Ophthalmic | Intraocular lens replacement | Intraocular lens (IOL) | Monofocal, astigmatism correcting IOL | Teleon Surgical | LENTIS Tplus +19.5D CYL: +1.5D | LS-313 T1 SE: +19.5D C: +1.50D | Standalone | DE0013861 | Indicated for patients with astigmatism of 2.5 dioptre cylinder (DC) and above in at least 1 eye; where correction of astigmatism is considered clinically necessary
Ophthalmic | Intraocular lens replacement | Intraocular lens (IOL) | Monofocal, astigmatism correcting IOL | Teleon Surgical | LENTIS Tplus +20.0D CYL: +1.5D | LS-313 T1 SE: +20.0D C: +1.50D | Standalone | DE0013861 | Indicated for patients with astigmatism of 2.5 dioptre cylinder (DC) and above in at least 1 eye; where correction of astigmatism is considered clinically necessary
Ophthalmic | Intraocular lens replacement | Intraocular lens (IOL) | Monofocal, astigmatism correcting IOL | Teleon Surgical | LENTIS Tplus +20.5D CYL: +1.5D | LS-313 T1 SE: +20.5D C: +1.50D | Standalone | DE0013861 | Indicated for patients with astigmatism of 2.5 dioptre cylinder (DC) and above in at least 1 eye; where correction of astigmatism is considered clinically necessary
Ophthalmic | Intraocular lens replacement | Intraocular lens (IOL) | Monofocal, astigmatism correcting IOL | Teleon Surgical | LENTIS Tplus +21.0D CYL: +1.5D | LS-313 T1 SE: +21.0D C: +1.50D | Standalone | DE0013861 | Indicated for patients with astigmatism of 2.5 dioptre cylinder (DC) and above in at least 1 eye; where correction of astigmatism is considered clinically necessary
Ophthalmic | Intraocular lens replacement | Intraocular lens (IOL) | Monofocal, astigmatism correcting IOL | Teleon Surgical | LENTIS Tplus +21.5D CYL: +1.5D | LS-313 T1 SE: +21.5D C: +1.50D | Standalone | DE0013861 | Indicated for patients with astigmatism of 2.5 dioptre cylinder (DC) and above in at least 1 eye; where correction of astigmatism is considered clinically necessary
Ophthalmic | Intraocular lens replacement | Intraocular lens (IOL) | Monofocal, astigmatism correcting IOL | Teleon Surgical | LENTIS Tplus +22.0D CYL: +1.5D | LS-313 T1 SE: +22.0D C: +1.50D | Standalone | DE0013861 | Indicated for patients with astigmatism of 2.5 dioptre cylinder (DC) and above in at least 1 eye; where correction of astigmatism is considered clinically necessary
Ophthalmic | Intraocular lens replacement | Intraocular lens (IOL) | Monofocal, astigmatism correcting IOL | Teleon Surgical | LENTIS Tplus +22.5D CYL: +1.5D | LS-313 T1 SE: +22.5D C: +1.50D | Standalone | DE0013861 | Indicated for patients with astigmatism of 2.5 dioptre cylinder (DC) and above in at least 1 eye; where correction of astigmatism is considered clinically necessary
Ophthalmic | Intraocular lens replacement | Intraocular lens (IOL) | Monofocal, astigmatism correcting IOL | Teleon Surgical | LENTIS Tplus +23.0D CYL: +1.5D | LS-313 T1 SE: +23.0D C: +1.50D | Standalone | DE0013861 | Indicated for patients with astigmatism of 2.5 dioptre cylinder (DC) and above in at least 1 eye; where correction of astigmatism is considered clinically necessary
Ophthalmic | Intraocular lens replacement | Intraocular lens (IOL) | Monofocal, astigmatism correcting IOL | Teleon Surgical | LENTIS Tplus +23.5D CYL: +1.5D | LS-313 T1 SE: +23.5D C: +1.50D | Standalone | DE0013861 | Indicated for patients with astigmatism of 2.5 dioptre cylinder (DC) and above in at least 1 eye; where correction of astigmatism is considered clinically necessary
Ophthalmic | Intraocular lens replacement | Intraocular lens (IOL) | Monofocal, astigmatism correcting IOL | Teleon Surgical | LENTIS Tplus +24.0D CYL: +1.5D | LS-313 T1 SE: +24.0D C: +1.50D | Standalone | DE0013861 | Indicated for patients with astigmatism of 2.5 dioptre cylinder (DC) and above in at least 1 eye; where correction of astigmatism is considered clinically necessary
Ophthalmic | Intraocular lens replacement | Intraocular lens (IOL) | Monofocal, astigmatism correcting IOL | Teleon Surgical | LENTIS Tplus +24.5D CYL: +1.5D | LS-313 T1 SE: +24.5D C: +1.50D | Standalone | DE0013861 | Indicated for patients with astigmatism of 2.5 dioptre cylinder (DC) and above in at least 1 eye; where correction of astigmatism is considered clinically necessary
Ophthalmic | Intraocular lens replacement | Intraocular lens (IOL) | Monofocal, astigmatism correcting IOL | Teleon Surgical | LENTIS Tplus +25.0D CYL: +1.5D | LS-313 T1 SE: +25.0D C: +1.50D | Standalone | DE0013861 | Indicated for patients with astigmatism of 2.5 dioptre cylinder (DC) and above in at least 1 eye; where correction of astigmatism is considered clinically necessary
Ophthalmic | Intraocular lens replacement | Intraocular lens (IOL) | Monofocal, astigmatism correcting IOL | Teleon Surgical | LENTIS Tplus +25.5D CYL: +1.5D | LS-313 T1 SE: +25.5D C: +1.50D | Standalone | DE0013861 | Indicated for patients with astigmatism of 2.5 dioptre cylinder (DC) and above in at least 1 eye; where correction of astigmatism is considered clinically necessary
Ophthalmic | Intraocular lens replacement | Intraocular lens (IOL) | Monofocal, astigmatism correcting IOL | Teleon Surgical | LENTIS Tplus +26.0D CYL: +1.5D | LS-313 T1 SE: +26.0D C: +1.50D | Standalone | DE0013861 | Indicated for patients with astigmatism of 2.5 dioptre cylinder (DC) and above in at least 1 eye; where correction of astigmatism is considered clinically necessary
Ophthalmic | Intraocular lens replacement | Intraocular lens (IOL) | Monofocal, astigmatism correcting IOL | Teleon Surgical | LENTIS Tplus +26.5D CYL: +1.5D | LS-313 T1 SE: +26.5D C: +1.50D | Standalone | DE0013861 | Indicated for patients with astigmatism of 2.5 dioptre cylinder (DC) and above in at least 1 eye; where correction of astigmatism is considered clinically necessary
Ophthalmic | Intraocular lens replacement | Intraocular lens (IOL) | Monofocal, astigmatism correcting IOL | Teleon Surgical | LENTIS Tplus +27.0D CYL: +1.5D | LS-313 T1 SE: +27.0D C: +1.50D | Standalone | DE0013861 | Indicated for patients with astigmatism of 2.5 dioptre cylinder (DC) and above in at least 1 eye; where correction of astigmatism is considered clinically necessary
Ophthalmic | Intraocular lens replacement | Intraocular lens (IOL) | Monofocal, astigmatism correcting IOL | Teleon Surgical | LENTIS Tplus +27.5D CYL: +1.5D | LS-313 T1 SE: +27.5D C: +1.50D | Standalone | DE0013861 | Indicated for patients with astigmatism of 2.5 dioptre cylinder (DC) and above in at least 1 eye; where correction of astigmatism is considered clinically necessary
Ophthalmic | Intraocular lens replacement | Intraocular lens (IOL) | Monofocal, astigmatism correcting IOL | Teleon Surgical | LENTIS Tplus +28.0D CYL: +1.5D | LS-313 T1 SE: +28.0D C: +1.50D | Standalone | DE0013861 | Indicated for patients with astigmatism of 2.5 dioptre cylinder (DC) and above in at least 1 eye; where correction of astigmatism is considered clinically necessary
Ophthalmic | Intraocular lens replacement | Intraocular lens (IOL) | Monofocal, astigmatism correcting IOL | Teleon Surgical | LENTIS Tplus +28.5D CYL: +1.5D | LS-313 T1 SE: +28.5D C: +1.50D | Standalone | DE0013861 | Indicated for patients with astigmatism of 2.5 dioptre cylinder (DC) and above in at least 1 eye; where correction of astigmatism is considered clinically necessary
Ophthalmic | Intraocular lens replacement | Intraocular lens (IOL) | Monofocal, astigmatism correcting IOL | Teleon Surgical | LENTIS Tplus +29.0D CYL: +1.5D | LS-313 T1 SE: +29.0D C: +1.50D | Standalone | DE0013861 | Indicated for patients with astigmatism of 2.5 dioptre cylinder (DC) and above in at least 1 eye; where correction of astigmatism is considered clinically necessary
Ophthalmic | Intraocular lens replacement | Intraocular lens (IOL) | Monofocal, astigmatism correcting IOL | Teleon Surgical | LENTIS Tplus +29.5D CYL: +1.5D | LS-313 T1 SE: +29.5D C: +1.50D | Standalone | DE0013861 | Indicated for patients with astigmatism of 2.5 dioptre cylinder (DC) and above in at least 1 eye; where correction of astigmatism is considered clinically necessary
Ophthalmic | Intraocular lens replacement | Intraocular lens (IOL) | Monofocal, astigmatism correcting IOL | Teleon Surgical | LENTIS Tplus +30.0D CYL: +1.5D | LS-313 T1 SE: +30.0D C: +1.50D | Standalone | DE0013861 | Indicated for patients with astigmatism of 2.5 dioptre cylinder (DC) and above in at least 1 eye; where correction of astigmatism is considered clinically necessary
Ophthalmic | Intraocular lens replacement | Intraocular lens (IOL) | Monofocal, astigmatism correcting IOL | Teleon Surgical | LENTIS Tplus +10.0D CYL: +2.25D | LS-313 T2 SE: +10.0D C: +2.25D | Standalone | DE0013861 | Indicated for patients with astigmatism of 2.5 dioptre cylinder (DC) and above in at least 1 eye; where correction of astigmatism is considered clinically necessary
Ophthalmic | Intraocular lens replacement | Intraocular lens (IOL) | Monofocal, astigmatism correcting IOL | Teleon Surgical | LENTIS Tplus +10.5D CYL: +2.25D | LS-313 T2 SE: +10.5D C: +2.25D | Standalone | DE0013861 | Indicated for patients with astigmatism of 2.5 dioptre cylinder (DC) and above in at least 1 eye; where correction of astigmatism is considered clinically necessary
Ophthalmic | Intraocular lens replacement | Intraocular lens (IOL) | Monofocal, astigmatism correcting IOL | Teleon Surgical | LENTIS Tplus +11.0D CYL: +2.25D | LS-313 T2 SE: +11.0D C: +2.25D | Standalone | DE0013861 | Indicated for patients with astigmatism of 2.5 dioptre cylinder (DC) and above in at least 1 eye; where correction of astigmatism is considered clinically necessary
Ophthalmic | Intraocular lens replacement | Intraocular lens (IOL) | Monofocal, astigmatism correcting IOL | Teleon Surgical | LENTIS Tplus +11.5D CYL: +2.25D | LS-313 T2 SE: +11.5D C: +2.25D | Standalone | DE0013861 | Indicated for patients with astigmatism of 2.5 dioptre cylinder (DC) and above in at least 1 eye; where correction of astigmatism is considered clinically necessary
Ophthalmic | Intraocular lens replacement | Intraocular lens (IOL) | Monofocal, astigmatism correcting IOL | Teleon Surgical | LENTIS Tplus +12.0D CYL: +2.25D | LS-313 T2 SE: +12.0D C: +2.25D | Standalone | DE0013861 | Indicated for patients with astigmatism of 2.5 dioptre cylinder (DC) and above in at least 1 eye; where correction of astigmatism is considered clinically necessary
Ophthalmic | Intraocular lens replacement | Intraocular lens (IOL) | Monofocal, astigmatism correcting IOL | Teleon Surgical | LENTIS Tplus +12.5D CYL: +2.25D | LS-313 T2 SE: +12.5D C: +2.25D | Standalone | DE0013861 | Indicated for patients with astigmatism of 2.5 dioptre cylinder (DC) and above in at least 1 eye; where correction of astigmatism is considered clinically necessary
Ophthalmic | Intraocular lens replacement | Intraocular lens (IOL) | Monofocal, astigmatism correcting IOL | Teleon Surgical | LENTIS Tplus +13.0D CYL: +2.25D | LS-313 T2 SE: +13.0D C: +2.25D | Standalone | DE0013861 | Indicated for patients with astigmatism of 2.5 dioptre cylinder (DC) and above in at least 1 eye; where correction of astigmatism is considered clinically necessary
Ophthalmic | Intraocular lens replacement | Intraocular lens (IOL) | Monofocal, astigmatism correcting IOL | Teleon Surgical | LENTIS Tplus +13.5D CYL: +2.25D | LS-313 T2 SE: +13.5D C: +2.25D | Standalone | DE0013861 | Indicated for patients with astigmatism of 2.5 dioptre cylinder (DC) and above in at least 1 eye; where correction of astigmatism is considered clinically necessary
Ophthalmic | Intraocular lens replacement | Intraocular lens (IOL) | Monofocal, astigmatism correcting IOL | Teleon Surgical | LENTIS Tplus +14.0D CYL: +2.25D | LS-313 T2 SE: +14.0D C: +2.25D | Standalone | DE0013861 | Indicated for patients with astigmatism of 2.5 dioptre cylinder (DC) and above in at least 1 eye; where correction of astigmatism is considered clinically necessary
Ophthalmic | Intraocular lens replacement | Intraocular lens (IOL) | Monofocal, astigmatism correcting IOL | Teleon Surgical | LENTIS Tplus +14.5D CYL: +2.25D | LS-313 T2 SE: +14.5D C: +2.25D | Standalone | DE0013861 | Indicated for patients with astigmatism of 2.5 dioptre cylinder (DC) and above in at least 1 eye; where correction of astigmatism is considered clinically necessary
Ophthalmic | Intraocular lens replacement | Intraocular lens (IOL) | Monofocal, astigmatism correcting IOL | Teleon Surgical | LENTIS Tplus +15.0D CYL: +2.25D | LS-313 T2 SE: +15.0D C: +2.25D | Standalone | DE0013861 | Indicated for patients with astigmatism of 2.5 dioptre cylinder (DC) and above in at least 1 eye; where correction of astigmatism is considered clinically necessary
Ophthalmic | Intraocular lens replacement | Intraocular lens (IOL) | Monofocal, astigmatism correcting IOL | Teleon Surgical | LENTIS Tplus +15.5D CYL: +2.25D | LS-313 T2 SE: +15.5D C: +2.25D | Standalone | DE0013861 | Indicated for patients with astigmatism of 2.5 dioptre cylinder (DC) and above in at least 1 eye; where correction of astigmatism is considered clinically necessary
Ophthalmic | Intraocular lens replacement | Intraocular lens (IOL) | Monofocal, astigmatism correcting IOL | Teleon Surgical | LENTIS Tplus +16.0D CYL: +2.25D | LS-313 T2 SE: +16.0D C: +2.25D | Standalone | DE0013861 | Indicated for patients with astigmatism of 2.5 dioptre cylinder (DC) and above in at least 1 eye; where correction of astigmatism is considered clinically necessary
Ophthalmic | Intraocular lens replacement | Intraocular lens (IOL) | Monofocal, astigmatism correcting IOL | Teleon Surgical | LENTIS Tplus +16.5D CYL: +2.25D | LS-313 T2 SE: +16.5D C: +2.25D | Standalone | DE0013861 | Indicated for patients with astigmatism of 2.5 dioptre cylinder (DC) and above in at least 1 eye; where correction of astigmatism is considered clinically necessary
Ophthalmic | Intraocular lens replacement | Intraocular lens (IOL) | Monofocal, astigmatism correcting IOL | Teleon Surgical | LENTIS Tplus +17.0D CYL: +2.25D | LS-313 T2 SE: +17.0D C: +2.25D | Standalone | DE0013861 | Indicated for patients with astigmatism of 2.5 dioptre cylinder (DC) and above in at least 1 eye; where correction of astigmatism is considered clinically necessary
Ophthalmic | Intraocular lens replacement | Intraocular lens (IOL) | Monofocal, astigmatism correcting IOL | Teleon Surgical | LENTIS Tplus +17.5D CYL: +2.25D | LS-313 T2 SE: +17.5D C: +2.25D | Standalone | DE0013861 | Indicated for patients with astigmatism of 2.5 dioptre cylinder (DC) and above in at least 1 eye; where correction of astigmatism is considered clinically necessary
Ophthalmic | Intraocular lens replacement | Intraocular lens (IOL) | Monofocal, astigmatism correcting IOL | Teleon Surgical | LENTIS Tplus +18.0D CYL: +2.25D | LS-313 T2 SE: +18.0D C: +2.25D | Standalone | DE0013861 | Indicated for patients with astigmatism of 2.5 dioptre cylinder (DC) and above in at least 1 eye; where correction of astigmatism is considered clinically necessary
Ophthalmic | Intraocular lens replacement | Intraocular lens (IOL) | Monofocal, astigmatism correcting IOL | Teleon Surgical | LENTIS Tplus +18.5D CYL: +2.25D | LS-313 T2 SE: +18.5D C: +2.25D | Standalone | DE0013861 | Indicated for patients with astigmatism of 2.5 dioptre cylinder (DC) and above in at least 1 eye; where correction of astigmatism is considered clinically necessary
Ophthalmic | Intraocular lens replacement | Intraocular lens (IOL) | Monofocal, astigmatism correcting IOL | Teleon Surgical | LENTIS Tplus +19.0D CYL: +2.25D | LS-313 T2 SE: +19.0D C: +2.25D | Standalone | DE0013861 | Indicated for patients with astigmatism of 2.5 dioptre cylinder (DC) and above in at least 1 eye; where correction of astigmatism is considered clinically necessary
Ophthalmic | Intraocular lens replacement | Intraocular lens (IOL) | Monofocal, astigmatism correcting IOL | Teleon Surgical | LENTIS Tplus +19.5D CYL: +2.25D | LS-313 T2 SE: +19.5D C: +2.25D | Standalone | DE0013861 | Indicated for patients with astigmatism of 2.5 dioptre cylinder (DC) and above in at least 1 eye; where correction of astigmatism is considered clinically necessary
Ophthalmic | Intraocular lens replacement | Intraocular lens (IOL) | Monofocal, astigmatism correcting IOL | Teleon Surgical | LENTIS Tplus +20.0D CYL: +2.25D | LS-313 T2 SE: +20.0D C: +2.25D | Standalone | DE0013861 | Indicated for patients with astigmatism of 2.5 dioptre cylinder (DC) and above in at least 1 eye; where correction of astigmatism is considered clinically necessary
Ophthalmic | Intraocular lens replacement | Intraocular lens (IOL) | Monofocal, astigmatism correcting IOL | Teleon Surgical | LENTIS Tplus +20.5D CYL: +2.25D | LS-313 T2 SE: +20.5D C: +2.25D | Standalone | DE0013861 | Indicated for patients with astigmatism of 2.5 dioptre cylinder (DC) and above in at least 1 eye; where correction of astigmatism is considered clinically necessary
Ophthalmic | Intraocular lens replacement | Intraocular lens (IOL) | Monofocal, astigmatism correcting IOL | Teleon Surgical | LENTIS Tplus +21.0D CYL: +2.25D | LS-313 T2 SE: +21.0D C: +2.25D | Standalone | DE0013861 | Indicated for patients with astigmatism of 2.5 dioptre cylinder (DC) and above in at least 1 eye; where correction of astigmatism is considered clinically necessary
Ophthalmic | Intraocular lens replacement | Intraocular lens (IOL) | Monofocal, astigmatism correcting IOL | Teleon Surgical | LENTIS Tplus +21.5D CYL: +2.25D | LS-313 T2 SE: +21.5D C: +2.25D | Standalone | DE0013861 | Indicated for patients with astigmatism of 2.5 dioptre cylinder (DC) and above in at least 1 eye; where correction of astigmatism is considered clinically necessary
Ophthalmic | Intraocular lens replacement | Intraocular lens (IOL) | Monofocal, astigmatism correcting IOL | Teleon Surgical | LENTIS Tplus +22.0D CYL: +2.25D | LS-313 T2 SE: +22.0D C: +2.25D | Standalone | DE0013861 | Indicated for patients with astigmatism of 2.5 dioptre cylinder (DC) and above in at least 1 eye; where correction of astigmatism is considered clinically necessary
Ophthalmic | Intraocular lens replacement | Intraocular lens (IOL) | Monofocal, astigmatism correcting IOL | Teleon Surgical | LENTIS Tplus +22.5D CYL: +2.25D | LS-313 T2 SE: +22.5D C: +2.25D | Standalone | DE0013861 | Indicated for patients with astigmatism of 2.5 dioptre cylinder (DC) and above in at least 1 eye; where correction of astigmatism is considered clinically necessary
Ophthalmic | Intraocular lens replacement | Intraocular lens (IOL) | Monofocal, astigmatism correcting IOL | Teleon Surgical | LENTIS Tplus +23.0D CYL: +2.25D | LS-313 T2 SE: +23.0D C: +2.25D | Standalone | DE0013861 | Indicated for patients with astigmatism of 2.5 dioptre cylinder (DC) and above in at least 1 eye; where correction of astigmatism is considered clinically necessary
Ophthalmic | Intraocular lens replacement | Intraocular lens (IOL) | Monofocal, astigmatism correcting IOL | Teleon Surgical | LENTIS Tplus +23.5D CYL: +2.25D | LS-313 T2 SE: +23.5D C: +2.25D | Standalone | DE0013861 | Indicated for patients with astigmatism of 2.5 dioptre cylinder (DC) and above in at least 1 eye; where correction of astigmatism is considered clinically necessary
Ophthalmic | Intraocular lens replacement | Intraocular lens (IOL) | Monofocal, astigmatism correcting IOL | Teleon Surgical | LENTIS Tplus +24.0D CYL: +2.25D | LS-313 T2 SE: +24.0D C: +2.25D | Standalone | DE0013861 | Indicated for patients with astigmatism of 2.5 dioptre cylinder (DC) and above in at least 1 eye; where correction of astigmatism is considered clinically necessary
Ophthalmic | Intraocular lens replacement | Intraocular lens (IOL) | Monofocal, astigmatism correcting IOL | Teleon Surgical | LENTIS Tplus +24.5D CYL: +2.25D | LS-313 T2 SE: +24.5D C: +2.25D | Standalone | DE0013861 | Indicated for patients with astigmatism of 2.5 dioptre cylinder (DC) and above in at least 1 eye; where correction of astigmatism is considered clinically necessary
Ophthalmic | Intraocular lens replacement | Intraocular lens (IOL) | Monofocal, astigmatism correcting IOL | Teleon Surgical | LENTIS Tplus +25.0D CYL: +2.25D | LS-313 T2 SE: +25.0D C: +2.25D | Standalone | DE0013861 | Indicated for patients with astigmatism of 2.5 dioptre cylinder (DC) and above in at least 1 eye; where correction of astigmatism is considered clinically necessary
Ophthalmic | Intraocular lens replacement | Intraocular lens (IOL) | Monofocal, astigmatism correcting IOL | Teleon Surgical | LENTIS Tplus +25.5D CYL: +2.25D | LS-313 T2 SE: +25.5D C: +2.25D | Standalone | DE0013861 | Indicated for patients with astigmatism of 2.5 dioptre cylinder (DC) and above in at least 1 eye; where correction of astigmatism is considered clinically necessary
Ophthalmic | Intraocular lens replacement | Intraocular lens (IOL) | Monofocal, astigmatism correcting IOL | Teleon Surgical | LENTIS Tplus +26.0D CYL: +2.25D | LS-313 T2 SE: +26.0D C: +2.25D | Standalone | DE0013861 | Indicated for patients with astigmatism of 2.5 dioptre cylinder (DC) and above in at least 1 eye; where correction of astigmatism is considered clinically necessary
Ophthalmic | Intraocular lens replacement | Intraocular lens (IOL) | Monofocal, astigmatism correcting IOL | Teleon Surgical | LENTIS Tplus +26.5D CYL: +2.25D | LS-313 T2 SE: +26.5D C: +2.25D | Standalone | DE0013861 | Indicated for patients with astigmatism of 2.5 dioptre cylinder (DC) and above in at least 1 eye; where correction of astigmatism is considered clinically necessary
Ophthalmic | Intraocular lens replacement | Intraocular lens (IOL) | Monofocal, astigmatism correcting IOL | Teleon Surgical | LENTIS Tplus +27.0D CYL: +2.25D | LS-313 T2 SE: +27.0D C: +2.25D | Standalone | DE0013861 | Indicated for patients with astigmatism of 2.5 dioptre cylinder (DC) and above in at least 1 eye; where correction of astigmatism is considered clinically necessary
Ophthalmic | Intraocular lens replacement | Intraocular lens (IOL) | Monofocal, astigmatism correcting IOL | Teleon Surgical | LENTIS Tplus +27.5D CYL: +2.25D | LS-313 T2 SE: +27.5D C: +2.25D | Standalone | DE0013861 | Indicated for patients with astigmatism of 2.5 dioptre cylinder (DC) and above in at least 1 eye; where correction of astigmatism is considered clinically necessary
Ophthalmic | Intraocular lens replacement | Intraocular lens (IOL) | Monofocal, astigmatism correcting IOL | Teleon Surgical | LENTIS Tplus +28.0D CYL: +2.25D | LS-313 T2 SE: +28.0D C: +2.25D | Standalone | DE0013861 | Indicated for patients with astigmatism of 2.5 dioptre cylinder (DC) and above in at least 1 eye; where correction of astigmatism is considered clinically necessary
Ophthalmic | Intraocular lens replacement | Intraocular lens (IOL) | Monofocal, astigmatism correcting IOL | Teleon Surgical | LENTIS Tplus +28.5D CYL: +2.25D | LS-313 T2 SE: +28.5D C: +2.25D | Standalone | DE0013861 | Indicated for patients with astigmatism of 2.5 dioptre cylinder (DC) and above in at least 1 eye; where correction of astigmatism is considered clinically necessary
Ophthalmic | Intraocular lens replacement | Intraocular lens (IOL) | Monofocal, astigmatism correcting IOL | Teleon Surgical | LENTIS Tplus +29.0D CYL: +2.25D | LS-313 T2 SE: +29.0D C: +2.25D | Standalone | DE0013861 | Indicated for patients with astigmatism of 2.5 dioptre cylinder (DC) and above in at least 1 eye; where correction of astigmatism is considered clinically necessary
Ophthalmic | Intraocular lens replacement | Intraocular lens (IOL) | Monofocal, astigmatism correcting IOL | Teleon Surgical | LENTIS Tplus +29.5D CYL: +2.25D | LS-313 T2 SE: +29.5D C: +2.25D | Standalone | DE0013861 | Indicated for patients with astigmatism of 2.5 dioptre cylinder (DC) and above in at least 1 eye; where correction of astigmatism is considered clinically necessary
Ophthalmic | Intraocular lens replacement | Intraocular lens (IOL) | Monofocal, astigmatism correcting IOL | Teleon Surgical | LENTIS Tplus +30.0D CYL: +2.25D | LS-313 T2 SE: +30.0D C: +2.25D | Standalone | DE0013861 | Indicated for patients with astigmatism of 2.5 dioptre cylinder (DC) and above in at least 1 eye; where correction of astigmatism is considered clinically necessary
Ophthalmic | Intraocular lens replacement | Intraocular lens (IOL) | Monofocal, astigmatism correcting IOL | Teleon Surgical | LENTIS Tplus +10.0D CYL: +3.0D | LS-313 T3 SE: +10.0D C: +3.00D | Standalone | DE0013861 | Indicated for patients with astigmatism of 2.5 dioptre cylinder (DC) and above in at least 1 eye; where correction of astigmatism is considered clinically necessary
Ophthalmic | Intraocular lens replacement | Intraocular lens (IOL) | Monofocal, astigmatism correcting IOL | Teleon Surgical | LENTIS Tplus +10.5D CYL: +3.0D | LS-313 T3 SE: +10.5D C: +3.00D | Standalone | DE0013861 | Indicated for patients with astigmatism of 2.5 dioptre cylinder (DC) and above in at least 1 eye; where correction of astigmatism is considered clinically necessary
Ophthalmic | Intraocular lens replacement | Intraocular lens (IOL) | Monofocal, astigmatism correcting IOL | Teleon Surgical | LENTIS Tplus +11.0D CYL: +3.0D | LS-313 T3 SE: +11.0D C: +3.00D | Standalone | DE0013861 | Indicated for patients with astigmatism of 2.5 dioptre cylinder (DC) and above in at least 1 eye; where correction of astigmatism is considered clinically necessary
Ophthalmic | Intraocular lens replacement | Intraocular lens (IOL) | Monofocal, astigmatism correcting IOL | Teleon Surgical | LENTIS Tplus +11.5D CYL: +3.0D | LS-313 T3 SE: +11.5D C: +3.00D | Standalone | DE0013861 | Indicated for patients with astigmatism of 2.5 dioptre cylinder (DC) and above in at least 1 eye; where correction of astigmatism is considered clinically necessary
Ophthalmic | Intraocular lens replacement | Intraocular lens (IOL) | Monofocal, astigmatism correcting IOL | Teleon Surgical | LENTIS Tplus +12.0D CYL: +3.0D | LS-313 T3 SE: +12.0D C: +3.00D | Standalone | DE0013861 | Indicated for patients with astigmatism of 2.5 dioptre cylinder (DC) and above in at least 1 eye; where correction of astigmatism is considered clinically necessary
Ophthalmic | Intraocular lens replacement | Intraocular lens (IOL) | Monofocal, astigmatism correcting IOL | Teleon Surgical | LENTIS Tplus +12.5D CYL: +3.0D | LS-313 T3 SE: +12.5D C: +3.00D | Standalone | DE0013861 | Indicated for patients with astigmatism of 2.5 dioptre cylinder (DC) and above in at least 1 eye; where correction of astigmatism is considered clinically necessary
Ophthalmic | Intraocular lens replacement | Intraocular lens (IOL) | Monofocal, astigmatism correcting IOL | Teleon Surgical | LENTIS Tplus +13.0D CYL: +3.0D | LS-313 T3 SE: +13.0D C: +3.00D | Standalone | DE0013861 | Indicated for patients with astigmatism of 2.5 dioptre cylinder (DC) and above in at least 1 eye; where correction of astigmatism is considered clinically necessary
Ophthalmic | Intraocular lens replacement | Intraocular lens (IOL) | Monofocal, astigmatism correcting IOL | Teleon Surgical | LENTIS Tplus +13.5D CYL: +3.0D | LS-313 T3 SE: +13.5D C: +3.00D | Standalone | DE0013861 | Indicated for patients with astigmatism of 2.5 dioptre cylinder (DC) and above in at least 1 eye; where correction of astigmatism is considered clinically necessary
Ophthalmic | Intraocular lens replacement | Intraocular lens (IOL) | Monofocal, astigmatism correcting IOL | Teleon Surgical | LENTIS Tplus +14.0D CYL: +3.0D | LS-313 T3 SE: +14.0D C: +3.00D | Standalone | DE0013861 | Indicated for patients with astigmatism of 2.5 dioptre cylinder (DC) and above in at least 1 eye; where correction of astigmatism is considered clinically necessary
Ophthalmic | Intraocular lens replacement | Intraocular lens (IOL) | Monofocal, astigmatism correcting IOL | Teleon Surgical | LENTIS Tplus +14.5D CYL: +3.0D | LS-313 T3 SE: +14.5D C: +3.00D | Standalone | DE0013861 | Indicated for patients with astigmatism of 2.5 dioptre cylinder (DC) and above in at least 1 eye; where correction of astigmatism is considered clinically necessary
Ophthalmic | Intraocular lens replacement | Intraocular lens (IOL) | Monofocal, astigmatism correcting IOL | Teleon Surgical | LENTIS Tplus +15.0D CYL: +3.0D | LS-313 T3 SE: +15.0D C: +3.00D | Standalone | DE0013861 | Indicated for patients with astigmatism of 2.5 dioptre cylinder (DC) and above in at least 1 eye; where correction of astigmatism is considered clinically necessary
Ophthalmic | Intraocular lens replacement | Intraocular lens (IOL) | Monofocal, astigmatism correcting IOL | Teleon Surgical | LENTIS Tplus +15.5D CYL: +3.0D | LS-313 T3 SE: +15.5D C: +3.00D | Standalone | DE0013861 | Indicated for patients with astigmatism of 2.5 dioptre cylinder (DC) and above in at least 1 eye; where correction of astigmatism is considered clinically necessary
Ophthalmic | Intraocular lens replacement | Intraocular lens (IOL) | Monofocal, astigmatism correcting IOL | Teleon Surgical | LENTIS Tplus +16.0D CYL: +3.0D | LS-313 T3 SE: +16.0D C: +3.00D | Standalone | DE0013861 | Indicated for patients with astigmatism of 2.5 dioptre cylinder (DC) and above in at least 1 eye; where correction of astigmatism is considered clinically necessary
Ophthalmic | Intraocular lens replacement | Intraocular lens (IOL) | Monofocal, astigmatism correcting IOL | Teleon Surgical | LENTIS Tplus +16.5D CYL: +3.0D | LS-313 T3 SE: +16.5D C: +3.00D | Standalone | DE0013861 | Indicated for patients with astigmatism of 2.5 dioptre cylinder (DC) and above in at least 1 eye; where correction of astigmatism is considered clinically necessary
Ophthalmic | Intraocular lens replacement | Intraocular lens (IOL) | Monofocal, astigmatism correcting IOL | Teleon Surgical | LENTIS Tplus +17.0D CYL: +3.0D | LS-313 T3 SE: +17.0D C: +3.00D | Standalone | DE0013861 | Indicated for patients with astigmatism of 2.5 dioptre cylinder (DC) and above in at least 1 eye; where correction of astigmatism is considered clinically necessary
Ophthalmic | Intraocular lens replacement | Intraocular lens (IOL) | Monofocal, astigmatism correcting IOL | Teleon Surgical | LENTIS Tplus +17.5D CYL: +3.0D | LS-313 T3 SE: +17.5D C: +3.00D | Standalone | DE0013861 | Indicated for patients with astigmatism of 2.5 dioptre cylinder (DC) and above in at least 1 eye; where correction of astigmatism is considered clinically necessary
Ophthalmic | Intraocular lens replacement | Intraocular lens (IOL) | Monofocal, astigmatism correcting IOL | Teleon Surgical | LENTIS Tplus +18.0D CYL: +3.0D | LS-313 T3 SE: +18.0D C: +3.00D | Standalone | DE0013861 | Indicated for patients with astigmatism of 2.5 dioptre cylinder (DC) and above in at least 1 eye; where correction of astigmatism is considered clinically necessary
Ophthalmic | Intraocular lens replacement | Intraocular lens (IOL) | Monofocal, astigmatism correcting IOL | Teleon Surgical | LENTIS Tplus +18.5D CYL: +3.0D | LS-313 T3 SE: +18.5D C: +3.00D | Standalone | DE0013861 | Indicated for patients with astigmatism of 2.5 dioptre cylinder (DC) and above in at least 1 eye; where correction of astigmatism is considered clinically necessary
Ophthalmic | Intraocular lens replacement | Intraocular lens (IOL) | Monofocal, astigmatism correcting IOL | Teleon Surgical | LENTIS Tplus +19.0D CYL: +3.0D | LS-313 T3 SE: +19.0D C: +3.00D | Standalone | DE0013861 | Indicated for patients with astigmatism of 2.5 dioptre cylinder (DC) and above in at least 1 eye; where correction of astigmatism is considered clinically necessary
Ophthalmic | Intraocular lens replacement | Intraocular lens (IOL) | Monofocal, astigmatism correcting IOL | Teleon Surgical | LENTIS Tplus +19.5D CYL: +3.0D | LS-313 T3 SE: +19.5D C: +3.00D | Standalone | DE0013861 | Indicated for patients with astigmatism of 2.5 dioptre cylinder (DC) and above in at least 1 eye; where correction of astigmatism is considered clinically necessary
Ophthalmic | Intraocular lens replacement | Intraocular lens (IOL) | Monofocal, astigmatism correcting IOL | Teleon Surgical | LENTIS Tplus +20.0D CYL: +3.0D | LS-313 T3 SE: +20.0D C: +3.00D | Standalone | DE0013861 | Indicated for patients with astigmatism of 2.5 dioptre cylinder (DC) and above in at least 1 eye; where correction of astigmatism is considered clinically necessary
Ophthalmic | Intraocular lens replacement | Intraocular lens (IOL) | Monofocal, astigmatism correcting IOL | Teleon Surgical | LENTIS Tplus +20.5D CYL: +3.0D | LS-313 T3 SE: +20.5D C: +3.00D | Standalone | DE0013861 | Indicated for patients with astigmatism of 2.5 dioptre cylinder (DC) and above in at least 1 eye; where correction of astigmatism is considered clinically necessary
Ophthalmic | Intraocular lens replacement | Intraocular lens (IOL) | Monofocal, astigmatism correcting IOL | Teleon Surgical | LENTIS Tplus +21.0D CYL: +3.0D | LS-313 T3 SE: +21.0D C: +3.00D | Standalone | DE0013861 | Indicated for patients with astigmatism of 2.5 dioptre cylinder (DC) and above in at least 1 eye; where correction of astigmatism is considered clinically necessary
Ophthalmic | Intraocular lens replacement | Intraocular lens (IOL) | Monofocal, astigmatism correcting IOL | Teleon Surgical | LENTIS Tplus +21.5D CYL: +3.0D | LS-313 T3 SE: +21.5D C: +3.00D | Standalone | DE0013861 | Indicated for patients with astigmatism of 2.5 dioptre cylinder (DC) and above in at least 1 eye; where correction of astigmatism is considered clinically necessary
Ophthalmic | Intraocular lens replacement | Intraocular lens (IOL) | Monofocal, astigmatism correcting IOL | Teleon Surgical | LENTIS Tplus +22.0D CYL: +3.0D | LS-313 T3 SE: +22.0D C: +3.00D | Standalone | DE0013861 | Indicated for patients with astigmatism of 2.5 dioptre cylinder (DC) and above in at least 1 eye; where correction of astigmatism is considered clinically necessary
Ophthalmic | Intraocular lens replacement | Intraocular lens (IOL) | Monofocal, astigmatism correcting IOL | Teleon Surgical | LENTIS Tplus +22.5D CYL: +3.0D | LS-313 T3 SE: +22.5D C: +3.00D | Standalone | DE0013861 | Indicated for patients with astigmatism of 2.5 dioptre cylinder (DC) and above in at least 1 eye; where correction of astigmatism is considered clinically necessary
Ophthalmic | Intraocular lens replacement | Intraocular lens (IOL) | Monofocal, astigmatism correcting IOL | Teleon Surgical | LENTIS Tplus +23.0D CYL: +3.0D | LS-313 T3 SE: +23.0D C: +3.00D | Standalone | DE0013861 | Indicated for patients with astigmatism of 2.5 dioptre cylinder (DC) and above in at least 1 eye; where correction of astigmatism is considered clinically necessary
Ophthalmic | Intraocular lens replacement | Intraocular lens (IOL) | Monofocal, astigmatism correcting IOL | Teleon Surgical | LENTIS Tplus +23.5D CYL: +3.0D | LS-313 T3 SE: +23.5D C: +3.00D | Standalone | DE0013861 | Indicated for patients with astigmatism of 2.5 dioptre cylinder (DC) and above in at least 1 eye; where correction of astigmatism is considered clinically necessary
Ophthalmic | Intraocular lens replacement | Intraocular lens (IOL) | Monofocal, astigmatism correcting IOL | Teleon Surgical | LENTIS Tplus +24.0D CYL: +3.0D | LS-313 T3 SE: +24.0D C: +3.00D | Standalone | DE0013861 | Indicated for patients with astigmatism of 2.5 dioptre cylinder (DC) and above in at least 1 eye; where correction of astigmatism is considered clinically necessary
Ophthalmic | Intraocular lens replacement | Intraocular lens (IOL) | Monofocal, astigmatism correcting IOL | Teleon Surgical | LENTIS Tplus +24.5D CYL: +3.0D | LS-313 T3 SE: +24.5D C: +3.00D | Standalone | DE0013861 | Indicated for patients with astigmatism of 2.5 dioptre cylinder (DC) and above in at least 1 eye; where correction of astigmatism is considered clinically necessary
Ophthalmic | Intraocular lens replacement | Intraocular lens (IOL) | Monofocal, astigmatism correcting IOL | Teleon Surgical | LENTIS Tplus +25.0D CYL: +3.0D | LS-313 T3 SE: +25.0D C: +3.00D | Standalone | DE0013861 | Indicated for patients with astigmatism of 2.5 dioptre cylinder (DC) and above in at least 1 eye; where correction of astigmatism is considered clinically necessary
Ophthalmic | Intraocular lens replacement | Intraocular lens (IOL) | Monofocal, astigmatism correcting IOL | Teleon Surgical | LENTIS Tplus +25.5D CYL: +3.0D | LS-313 T3 SE: +25.5D C: +3.00D | Standalone | DE0013861 | Indicated for patients with astigmatism of 2.5 dioptre cylinder (DC) and above in at least 1 eye; where correction of astigmatism is considered clinically necessary
Ophthalmic | Intraocular lens replacement | Intraocular lens (IOL) | Monofocal, astigmatism correcting IOL | Teleon Surgical | LENTIS Tplus +26.0D CYL: +3.0D | LS-313 T3 SE: +26.0D C: +3.00D | Standalone | DE0013861 | Indicated for patients with astigmatism of 2.5 dioptre cylinder (DC) and above in at least 1 eye; where correction of astigmatism is considered clinically necessary
Ophthalmic | Intraocular lens replacement | Intraocular lens (IOL) | Monofocal, astigmatism correcting IOL | Teleon Surgical | LENTIS Tplus +26.5D CYL: +3.0D | LS-313 T3 SE: +26.5D C: +3.00D | Standalone | DE0013861 | Indicated for patients with astigmatism of 2.5 dioptre cylinder (DC) and above in at least 1 eye; where correction of astigmatism is considered clinically necessary
Ophthalmic | Intraocular lens replacement | Intraocular lens (IOL) | Monofocal, astigmatism correcting IOL | Teleon Surgical | LENTIS Tplus +27.0D CYL: +3.0D | LS-313 T3 SE: +27.0D C: +3.00D | Standalone | DE0013861 | Indicated for patients with astigmatism of 2.5 dioptre cylinder (DC) and above in at least 1 eye; where correction of astigmatism is considered clinically necessary
Ophthalmic | Intraocular lens replacement | Intraocular lens (IOL) | Monofocal, astigmatism correcting IOL | Teleon Surgical | LENTIS Tplus +27.5D CYL: +3.0D | LS-313 T3 SE: +27.5D C: +3.00D | Standalone | DE0013861 | Indicated for patients with astigmatism of 2.5 dioptre cylinder (DC) and above in at least 1 eye; where correction of astigmatism is considered clinically necessary
Ophthalmic | Intraocular lens replacement | Intraocular lens (IOL) | Monofocal, astigmatism correcting IOL | Teleon Surgical | LENTIS Tplus +28.0D CYL: +3.0D | LS-313 T3 SE: +28.0D C: +3.00D | Standalone | DE0013861 | Indicated for patients with astigmatism of 2.5 dioptre cylinder (DC) and above in at least 1 eye; where correction of astigmatism is considered clinically necessary
Ophthalmic | Intraocular lens replacement | Intraocular lens (IOL) | Monofocal, astigmatism correcting IOL | Teleon Surgical | LENTIS Tplus +28.5D CYL: +3.0D | LS-313 T3 SE: +28.5D C: +3.00D | Standalone | DE0013861 | Indicated for patients with astigmatism of 2.5 dioptre cylinder (DC) and above in at least 1 eye; where correction of astigmatism is considered clinically necessary
Ophthalmic | Intraocular lens replacement | Intraocular lens (IOL) | Monofocal, astigmatism correcting IOL | Teleon Surgical | LENTIS Tplus +29.0D CYL: +3.0D | LS-313 T3 SE: +29.0D C: +3.00D | Standalone | DE0013861 | Indicated for patients with astigmatism of 2.5 dioptre cylinder (DC) and above in at least 1 eye; where correction of astigmatism is considered clinically necessary
Ophthalmic | Intraocular lens replacement | Intraocular lens (IOL) | Monofocal, astigmatism correcting IOL | Teleon Surgical | LENTIS Tplus +29.5D CYL: +3.0D | LS-313 T3 SE: +29.5D C: +3.00D | Standalone | DE0013861 | Indicated for patients with astigmatism of 2.5 dioptre cylinder (DC) and above in at least 1 eye; where correction of astigmatism is considered clinically necessary
Ophthalmic | Intraocular lens replacement | Intraocular lens (IOL) | Monofocal, astigmatism correcting IOL | Teleon Surgical | LENTIS Tplus +30.0D CYL: +3.0D | LS-313 T3 SE: +30.0D C: +3.00D | Standalone | DE0013861 | Indicated for patients with astigmatism of 2.5 dioptre cylinder (DC) and above in at least 1 eye; where correction of astigmatism is considered clinically necessary
Ophthalmic | Intraocular lens replacement | Intraocular lens (IOL) | Monofocal, astigmatism correcting IOL | Teleon Surgical | LENTIS Tplus +10.0D CYL: +3.75D | LS-313 T4 SE: +10.0D C: +3.75D | Standalone | DE0013861 | Indicated for patients with astigmatism of 2.5 dioptre cylinder (DC) and above in at least 1 eye; where correction of astigmatism is considered clinically necessary
Ophthalmic | Intraocular lens replacement | Intraocular lens (IOL) | Monofocal, astigmatism correcting IOL | Teleon Surgical | LENTIS Tplus +10.5D CYL: +3.75D | LS-313 T4 SE: +10.5D C: +3.75D | Standalone | DE0013861 | Indicated for patients with astigmatism of 2.5 dioptre cylinder (DC) and above in at least 1 eye; where correction of astigmatism is considered clinically necessary
Ophthalmic | Intraocular lens replacement | Intraocular lens (IOL) | Monofocal, astigmatism correcting IOL | Teleon Surgical | LENTIS Tplus +11.0D CYL: +3.75D | LS-313 T4 SE: +11.0D C: +3.75D | Standalone | DE0013861 | Indicated for patients with astigmatism of 2.5 dioptre cylinder (DC) and above in at least 1 eye; where correction of astigmatism is considered clinically necessary
Ophthalmic | Intraocular lens replacement | Intraocular lens (IOL) | Monofocal, astigmatism correcting IOL | Teleon Surgical | LENTIS Tplus +11.5D CYL: +3.75D | LS-313 T4 SE: +11.5D C: +3.75D | Standalone | DE0013861 | Indicated for patients with astigmatism of 2.5 dioptre cylinder (DC) and above in at least 1 eye; where correction of astigmatism is considered clinically necessary
Ophthalmic | Intraocular lens replacement | Intraocular lens (IOL) | Monofocal, astigmatism correcting IOL | Teleon Surgical | LENTIS Tplus +12.0D CYL: +3.75D | LS-313 T4 SE: +12.0D C: +3.75D | Standalone | DE0013861 | Indicated for patients with astigmatism of 2.5 dioptre cylinder (DC) and above in at least 1 eye; where correction of astigmatism is considered clinically necessary
Ophthalmic | Intraocular lens replacement | Intraocular lens (IOL) | Monofocal, astigmatism correcting IOL | Teleon Surgical | LENTIS Tplus +12.5D CYL: +3.75D | LS-313 T4 SE: +12.5D C: +3.75D | Standalone | DE0013861 | Indicated for patients with astigmatism of 2.5 dioptre cylinder (DC) and above in at least 1 eye; where correction of astigmatism is considered clinically necessary
Ophthalmic | Intraocular lens replacement | Intraocular lens (IOL) | Monofocal, astigmatism correcting IOL | Teleon Surgical | LENTIS Tplus +13.0D CYL: +3.75D | LS-313 T4 SE: +13.0D C: +3.75D | Standalone | DE0013861 | Indicated for patients with astigmatism of 2.5 dioptre cylinder (DC) and above in at least 1 eye; where correction of astigmatism is considered clinically necessary
Ophthalmic | Intraocular lens replacement | Intraocular lens (IOL) | Monofocal, astigmatism correcting IOL | Teleon Surgical | LENTIS Tplus +13.5D CYL: +3.75D | LS-313 T4 SE: +13.5D C: +3.75D | Standalone | DE0013861 | Indicated for patients with astigmatism of 2.5 dioptre cylinder (DC) and above in at least 1 eye; where correction of astigmatism is considered clinically necessary
Ophthalmic | Intraocular lens replacement | Intraocular lens (IOL) | Monofocal, astigmatism correcting IOL | Teleon Surgical | LENTIS Tplus +14.0D CYL: +3.75D | LS-313 T4 SE: +14.0D C: +3.75D | Standalone | DE0013861 | Indicated for patients with astigmatism of 2.5 dioptre cylinder (DC) and above in at least 1 eye; where correction of astigmatism is considered clinically necessary
Ophthalmic | Intraocular lens replacement | Intraocular lens (IOL) | Monofocal, astigmatism correcting IOL | Teleon Surgical | LENTIS Tplus +14.5D CYL: +3.75D | LS-313 T4 SE: +14.5D C: +3.75D | Standalone | DE0013861 | Indicated for patients with astigmatism of 2.5 dioptre cylinder (DC) and above in at least 1 eye; where correction of astigmatism is considered clinically necessary
Ophthalmic | Intraocular lens replacement | Intraocular lens (IOL) | Monofocal, astigmatism correcting IOL | Teleon Surgical | LENTIS Tplus +15.0D CYL: +3.75D | LS-313 T4 SE: +15.0D C: +3.75D | Standalone | DE0013861 | Indicated for patients with astigmatism of 2.5 dioptre cylinder (DC) and above in at least 1 eye; where correction of astigmatism is considered clinically necessary
Ophthalmic | Intraocular lens replacement | Intraocular lens (IOL) | Monofocal, astigmatism correcting IOL | Teleon Surgical | LENTIS Tplus +15.5D CYL: +3.75D | LS-313 T4 SE: +15.5D C: +3.75D | Standalone | DE0013861 | Indicated for patients with astigmatism of 2.5 dioptre cylinder (DC) and above in at least 1 eye; where correction of astigmatism is considered clinically necessary
Ophthalmic | Intraocular lens replacement | Intraocular lens (IOL) | Monofocal, astigmatism correcting IOL | Teleon Surgical | LENTIS Tplus +16.0D CYL: +3.75D | LS-313 T4 SE: +16.0D C: +3.75D | Standalone | DE0013861 | Indicated for patients with astigmatism of 2.5 dioptre cylinder (DC) and above in at least 1 eye; where correction of astigmatism is considered clinically necessary
Ophthalmic | Intraocular lens replacement | Intraocular lens (IOL) | Monofocal, astigmatism correcting IOL | Teleon Surgical | LENTIS Tplus +16.5D CYL: +3.75D | LS-313 T4 SE: +16.5D C: +3.75D | Standalone | DE0013861 | Indicated for patients with astigmatism of 2.5 dioptre cylinder (DC) and above in at least 1 eye; where correction of astigmatism is considered clinically necessary
Ophthalmic | Intraocular lens replacement | Intraocular lens (IOL) | Monofocal, astigmatism correcting IOL | Teleon Surgical | LENTIS Tplus +17.0D CYL: +3.75D | LS-313 T4 SE: +17.0D C: +3.75D | Standalone | DE0013861 | Indicated for patients with astigmatism of 2.5 dioptre cylinder (DC) and above in at least 1 eye; where correction of astigmatism is considered clinically necessary
Ophthalmic | Intraocular lens replacement | Intraocular lens (IOL) | Monofocal, astigmatism correcting IOL | Teleon Surgical | LENTIS Tplus +17.5D CYL: +3.75D | LS-313 T4 SE: +17.5D C: +3.75D | Standalone | DE0013861 | Indicated for patients with astigmatism of 2.5 dioptre cylinder (DC) and above in at least 1 eye; where correction of astigmatism is considered clinically necessary
Ophthalmic | Intraocular lens replacement | Intraocular lens (IOL) | Monofocal, astigmatism correcting IOL | Teleon Surgical | LENTIS Tplus +18.0D CYL: +3.75D | LS-313 T4 SE: +18.0D C: +3.75D | Standalone | DE0013861 | Indicated for patients with astigmatism of 2.5 dioptre cylinder (DC) and above in at least 1 eye; where correction of astigmatism is considered clinically necessary
Ophthalmic | Intraocular lens replacement | Intraocular lens (IOL) | Monofocal, astigmatism correcting IOL | Teleon Surgical | LENTIS Tplus +18.5D CYL: +3.75D | LS-313 T4 SE: +18.5D C: +3.75D | Standalone | DE0013861 | Indicated for patients with astigmatism of 2.5 dioptre cylinder (DC) and above in at least 1 eye; where correction of astigmatism is considered clinically necessary
Ophthalmic | Intraocular lens replacement | Intraocular lens (IOL) | Monofocal, astigmatism correcting IOL | Teleon Surgical | LENTIS Tplus +19.0D CYL: +3.75D | LS-313 T4 SE: +19.0D C: +3.75D | Standalone | DE0013861 | Indicated for patients with astigmatism of 2.5 dioptre cylinder (DC) and above in at least 1 eye; where correction of astigmatism is considered clinically necessary
Ophthalmic | Intraocular lens replacement | Intraocular lens (IOL) | Monofocal, astigmatism correcting IOL | Teleon Surgical | LENTIS Tplus +19.5D CYL: +3.75D | LS-313 T4 SE: +19.5D C: +3.75D | Standalone | DE0013861 | Indicated for patients with astigmatism of 2.5 dioptre cylinder (DC) and above in at least 1 eye; where correction of astigmatism is considered clinically necessary
Ophthalmic | Intraocular lens replacement | Intraocular lens (IOL) | Monofocal, astigmatism correcting IOL | Teleon Surgical | LENTIS Tplus +20.0D CYL: +3.75D | LS-313 T4 SE: +20.0D C: +3.75D | Standalone | DE0013861 | Indicated for patients with astigmatism of 2.5 dioptre cylinder (DC) and above in at least 1 eye; where correction of astigmatism is considered clinically necessary
Ophthalmic | Intraocular lens replacement | Intraocular lens (IOL) | Monofocal, astigmatism correcting IOL | Teleon Surgical | LENTIS Tplus +20.5D CYL: +3.75D | LS-313 T4 SE: +20.5D C: +3.75D | Standalone | DE0013861 | Indicated for patients with astigmatism of 2.5 dioptre cylinder (DC) and above in at least 1 eye; where correction of astigmatism is considered clinically necessary
Ophthalmic | Intraocular lens replacement | Intraocular lens (IOL) | Monofocal, astigmatism correcting IOL | Teleon Surgical | LENTIS Tplus +21.0D CYL: +3.75D | LS-313 T4 SE: +21.0D C: +3.75D | Standalone | DE0013861 | Indicated for patients with astigmatism of 2.5 dioptre cylinder (DC) and above in at least 1 eye; where correction of astigmatism is considered clinically necessary
Ophthalmic | Intraocular lens replacement | Intraocular lens (IOL) | Monofocal, astigmatism correcting IOL | Teleon Surgical | LENTIS Tplus +21.5D CYL: +3.75D | LS-313 T4 SE: +21.5D C: +3.75D | Standalone | DE0013861 | Indicated for patients with astigmatism of 2.5 dioptre cylinder (DC) and above in at least 1 eye; where correction of astigmatism is considered clinically necessary
Ophthalmic | Intraocular lens replacement | Intraocular lens (IOL) | Monofocal, astigmatism correcting IOL | Teleon Surgical | LENTIS Tplus +22.0D CYL: +3.75D | LS-313 T4 SE: +22.0D C: +3.75D | Standalone | DE0013861 | Indicated for patients with astigmatism of 2.5 dioptre cylinder (DC) and above in at least 1 eye; where correction of astigmatism is considered clinically necessary
Ophthalmic | Intraocular lens replacement | Intraocular lens (IOL) | Monofocal, astigmatism correcting IOL | Teleon Surgical | LENTIS Tplus +22.5D CYL: +3.75D | LS-313 T4 SE: +22.5D C: +3.75D | Standalone | DE0013861 | Indicated for patients with astigmatism of 2.5 dioptre cylinder (DC) and above in at least 1 eye; where correction of astigmatism is considered clinically necessary
Ophthalmic | Intraocular lens replacement | Intraocular lens (IOL) | Monofocal, astigmatism correcting IOL | Teleon Surgical | LENTIS Tplus +23.0D CYL: +3.75D | LS-313 T4 SE: +23.0D C: +3.75D | Standalone | DE0013861 | Indicated for patients with astigmatism of 2.5 dioptre cylinder (DC) and above in at least 1 eye; where correction of astigmatism is considered clinically necessary
Ophthalmic | Intraocular lens replacement | Intraocular lens (IOL) | Monofocal, astigmatism correcting IOL | Teleon Surgical | LENTIS Tplus +23.5D CYL: +3.75D | LS-313 T4 SE: +23.5D C: +3.75D | Standalone | DE0013861 | Indicated for patients with astigmatism of 2.5 dioptre cylinder (DC) and above in at least 1 eye; where correction of astigmatism is considered clinically necessary
Ophthalmic | Intraocular lens replacement | Intraocular lens (IOL) | Monofocal, astigmatism correcting IOL | Teleon Surgical | LENTIS Tplus +24.0D CYL: +3.75D | LS-313 T4 SE: +24.0D C: +3.75D | Standalone | DE0013861 | Indicated for patients with astigmatism of 2.5 dioptre cylinder (DC) and above in at least 1 eye; where correction of astigmatism is considered clinically necessary
Ophthalmic | Intraocular lens replacement | Intraocular lens (IOL) | Monofocal, astigmatism correcting IOL | Teleon Surgical | LENTIS Tplus +24.5D CYL: +3.75D | LS-313 T4 SE: +24.5D C: +3.75D | Standalone | DE0013861 | Indicated for patients with astigmatism of 2.5 dioptre cylinder (DC) and above in at least 1 eye; where correction of astigmatism is considered clinically necessary
Ophthalmic | Intraocular lens replacement | Intraocular lens (IOL) | Monofocal, astigmatism correcting IOL | Teleon Surgical | LENTIS Tplus +25.0D CYL: +3.75D | LS-313 T4 SE: +25.0D C: +3.75D | Standalone | DE0013861 | Indicated for patients with astigmatism of 2.5 dioptre cylinder (DC) and above in at least 1 eye; where correction of astigmatism is considered clinically necessary
Ophthalmic | Intraocular lens replacement | Intraocular lens (IOL) | Monofocal, astigmatism correcting IOL | Teleon Surgical | LENTIS Tplus +25.5D CYL: +3.75D | LS-313 T4 SE: +25.5D C: +3.75D | Standalone | DE0013861 | Indicated for patients with astigmatism of 2.5 dioptre cylinder (DC) and above in at least 1 eye; where correction of astigmatism is considered clinically necessary
Ophthalmic | Intraocular lens replacement | Intraocular lens (IOL) | Monofocal, astigmatism correcting IOL | Teleon Surgical | LENTIS Tplus +26.0D CYL: +3.75D | LS-313 T4 SE: +26.0D C: +3.75D | Standalone | DE0013861 | Indicated for patients with astigmatism of 2.5 dioptre cylinder (DC) and above in at least 1 eye; where correction of astigmatism is considered clinically necessary
Ophthalmic | Intraocular lens replacement | Intraocular lens (IOL) | Monofocal, astigmatism correcting IOL | Teleon Surgical | LENTIS Tplus +26.5D CYL: +3.75D | LS-313 T4 SE: +26.5D C: +3.75D | Standalone | DE0013861 | Indicated for patients with astigmatism of 2.5 dioptre cylinder (DC) and above in at least 1 eye; where correction of astigmatism is considered clinically necessary
Ophthalmic | Intraocular lens replacement | Intraocular lens (IOL) | Monofocal, astigmatism correcting IOL | Teleon Surgical | LENTIS Tplus +27.0D CYL: +3.75D | LS-313 T4 SE: +27.0D C: +3.75D | Standalone | DE0013861 | Indicated for patients with astigmatism of 2.5 dioptre cylinder (DC) and above in at least 1 eye; where correction of astigmatism is considered clinically necessary
Ophthalmic | Intraocular lens replacement | Intraocular lens (IOL) | Monofocal, astigmatism correcting IOL | Teleon Surgical | LENTIS Tplus +27.5D CYL: +3.75D | LS-313 T4 SE: +27.5D C: +3.75D | Standalone | DE0013861 | Indicated for patients with astigmatism of 2.5 dioptre cylinder (DC) and above in at least 1 eye; where correction of astigmatism is considered clinically necessary
Ophthalmic | Intraocular lens replacement | Intraocular lens (IOL) | Monofocal, astigmatism correcting IOL | Teleon Surgical | LENTIS Tplus +28.0D CYL: +3.75D | LS-313 T4 SE: +28.0D C: +3.75D | Standalone | DE0013861 | Indicated for patients with astigmatism of 2.5 dioptre cylinder (DC) and above in at least 1 eye; where correction of astigmatism is considered clinically necessary
Ophthalmic | Intraocular lens replacement | Intraocular lens (IOL) | Monofocal, astigmatism correcting IOL | Teleon Surgical | LENTIS Tplus +28.5D CYL: +3.75D | LS-313 T4 SE: +28.5D C: +3.75D | Standalone | DE0013861 | Indicated for patients with astigmatism of 2.5 dioptre cylinder (DC) and above in at least 1 eye; where correction of astigmatism is considered clinically necessary
Ophthalmic | Intraocular lens replacement | Intraocular lens (IOL) | Monofocal, astigmatism correcting IOL | Teleon Surgical | LENTIS Tplus +29.0D CYL: +3.75D | LS-313 T4 SE: +29.0D C: +3.75D | Standalone | DE0013861 | Indicated for patients with astigmatism of 2.5 dioptre cylinder (DC) and above in at least 1 eye; where correction of astigmatism is considered clinically necessary
Ophthalmic | Intraocular lens replacement | Intraocular lens (IOL) | Monofocal, astigmatism correcting IOL | Teleon Surgical | LENTIS Tplus +29.5D CYL: +3.75D | LS-313 T4 SE: +29.5D C: +3.75D | Standalone | DE0013861 | Indicated for patients with astigmatism of 2.5 dioptre cylinder (DC) and above in at least 1 eye; where correction of astigmatism is considered clinically necessary
Ophthalmic | Intraocular lens replacement | Intraocular lens (IOL) | Monofocal, astigmatism correcting IOL | Teleon Surgical | LENTIS Tplus +30.0D CYL: +3.75D | LS-313 T4 SE: +30.0D C: +3.75D | Standalone | DE0013861 | Indicated for patients with astigmatism of 2.5 dioptre cylinder (DC) and above in at least 1 eye; where correction of astigmatism is considered clinically necessary
Ophthalmic | Intraocular lens replacement | Intraocular lens (IOL) | Monofocal, astigmatism correcting IOL | Teleon Surgical | LENTIS Tplus +10.0D CYL: +4.5D | LS-313 T5 SE: +10.0D C: +4.50D | Standalone | DE0013861 | Indicated for patients with astigmatism of 2.5 dioptre cylinder (DC) and above in at least 1 eye; where correction of astigmatism is considered clinically necessary
Ophthalmic | Intraocular lens replacement | Intraocular lens (IOL) | Monofocal, astigmatism correcting IOL | Teleon Surgical | LENTIS Tplus +10.5D CYL: +4.5D | LS-313 T5 SE: +10.5D C: +4.50D | Standalone | DE0013861 | Indicated for patients with astigmatism of 2.5 dioptre cylinder (DC) and above in at least 1 eye; where correction of astigmatism is considered clinically necessary
Ophthalmic | Intraocular lens replacement | Intraocular lens (IOL) | Monofocal, astigmatism correcting IOL | Teleon Surgical | LENTIS Tplus +11.0D CYL: +4.5D | LS-313 T5 SE: +11.0D C: +4.50D | Standalone | DE0013861 | Indicated for patients with astigmatism of 2.5 dioptre cylinder (DC) and above in at least 1 eye; where correction of astigmatism is considered clinically necessary
Ophthalmic | Intraocular lens replacement | Intraocular lens (IOL) | Monofocal, astigmatism correcting IOL | Teleon Surgical | LENTIS Tplus +11.5D CYL: +4.5D | LS-313 T5 SE: +11.5D C: +4.50D | Standalone | DE0013861 | Indicated for patients with astigmatism of 2.5 dioptre cylinder (DC) and above in at least 1 eye; where correction of astigmatism is considered clinically necessary
Ophthalmic | Intraocular lens replacement | Intraocular lens (IOL) | Monofocal, astigmatism correcting IOL | Teleon Surgical | LENTIS Tplus +12.0D CYL: +4.5D | LS-313 T5 SE: +12.0D C: +4.50D | Standalone | DE0013861 | Indicated for patients with astigmatism of 2.5 dioptre cylinder (DC) and above in at least 1 eye; where correction of astigmatism is considered clinically necessary
Ophthalmic | Intraocular lens replacement | Intraocular lens (IOL) | Monofocal, astigmatism correcting IOL | Teleon Surgical | LENTIS Tplus +12.5D CYL: +4.5D | LS-313 T5 SE: +12.5D C: +4.50D | Standalone | DE0013861 | Indicated for patients with astigmatism of 2.5 dioptre cylinder (DC) and above in at least 1 eye; where correction of astigmatism is considered clinically necessary
Ophthalmic | Intraocular lens replacement | Intraocular lens (IOL) | Monofocal, astigmatism correcting IOL | Teleon Surgical | LENTIS Tplus +13.0D CYL: +4.5D | LS-313 T5 SE: +13.0D C: +4.50D | Standalone | DE0013861 | Indicated for patients with astigmatism of 2.5 dioptre cylinder (DC) and above in at least 1 eye; where correction of astigmatism is considered clinically necessary
Ophthalmic | Intraocular lens replacement | Intraocular lens (IOL) | Monofocal, astigmatism correcting IOL | Teleon Surgical | LENTIS Tplus +13.5D CYL: +4.5D | LS-313 T5 SE: +13.5D C: +4.50D | Standalone | DE0013861 | Indicated for patients with astigmatism of 2.5 dioptre cylinder (DC) and above in at least 1 eye; where correction of astigmatism is considered clinically necessary
Ophthalmic | Intraocular lens replacement | Intraocular lens (IOL) | Monofocal, astigmatism correcting IOL | Teleon Surgical | LENTIS Tplus +14.0D CYL: +4.5D | LS-313 T5 SE: +14.0D C: +4.50D | Standalone | DE0013861 | Indicated for patients with astigmatism of 2.5 dioptre cylinder (DC) and above in at least 1 eye; where correction of astigmatism is considered clinically necessary
Ophthalmic | Intraocular lens replacement | Intraocular lens (IOL) | Monofocal, astigmatism correcting IOL | Teleon Surgical | LENTIS Tplus +14.5D CYL: +4.5D | LS-313 T5 SE: +14.5D C: +4.50D | Standalone | DE0013861 | Indicated for patients with astigmatism of 2.5 dioptre cylinder (DC) and above in at least 1 eye; where correction of astigmatism is considered clinically necessary
Ophthalmic | Intraocular lens replacement | Intraocular lens (IOL) | Monofocal, astigmatism correcting IOL | Teleon Surgical | LENTIS Tplus +15.0D CYL: +4.5D | LS-313 T5 SE: +15.0D C: +4.50D | Standalone | DE0013861 | Indicated for patients with astigmatism of 2.5 dioptre cylinder (DC) and above in at least 1 eye; where correction of astigmatism is considered clinically necessary
Ophthalmic | Intraocular lens replacement | Intraocular lens (IOL) | Monofocal, astigmatism correcting IOL | Teleon Surgical | LENTIS Tplus +15.5D CYL: +4.5D | LS-313 T5 SE: +15.5D C: +4.50D | Standalone | DE0013861 | Indicated for patients with astigmatism of 2.5 dioptre cylinder (DC) and above in at least 1 eye; where correction of astigmatism is considered clinically necessary
Ophthalmic | Intraocular lens replacement | Intraocular lens (IOL) | Monofocal, astigmatism correcting IOL | Teleon Surgical | LENTIS Tplus +16.0D CYL: +4.5D | LS-313 T5 SE: +16.0D C: +4.50D | Standalone | DE0013861 | Indicated for patients with astigmatism of 2.5 dioptre cylinder (DC) and above in at least 1 eye; where correction of astigmatism is considered clinically necessary
Ophthalmic | Intraocular lens replacement | Intraocular lens (IOL) | Monofocal, astigmatism correcting IOL | Teleon Surgical | LENTIS Tplus +16.5D CYL: +4.5D | LS-313 T5 SE: +16.5D C: +4.50D | Standalone | DE0013861 | Indicated for patients with astigmatism of 2.5 dioptre cylinder (DC) and above in at least 1 eye; where correction of astigmatism is considered clinically necessary
Ophthalmic | Intraocular lens replacement | Intraocular lens (IOL) | Monofocal, astigmatism correcting IOL | Teleon Surgical | LENTIS Tplus +17.0D CYL: +4.5D | LS-313 T5 SE: +17.0D C: +4.50D | Standalone | DE0013861 | Indicated for patients with astigmatism of 2.5 dioptre cylinder (DC) and above in at least 1 eye; where correction of astigmatism is considered clinically necessary
Ophthalmic | Intraocular lens replacement | Intraocular lens (IOL) | Monofocal, astigmatism correcting IOL | Teleon Surgical | LENTIS Tplus +17.5D CYL: +4.5D | LS-313 T5 SE: +17.5D C: +4.50D | Standalone | DE0013861 | Indicated for patients with astigmatism of 2.5 dioptre cylinder (DC) and above in at least 1 eye; where correction of astigmatism is considered clinically necessary
Ophthalmic | Intraocular lens replacement | Intraocular lens (IOL) | Monofocal, astigmatism correcting IOL | Teleon Surgical | LENTIS Tplus +18.0D CYL: +4.5D | LS-313 T5 SE: +18.0D C: +4.50D | Standalone | DE0013861 | Indicated for patients with astigmatism of 2.5 dioptre cylinder (DC) and above in at least 1 eye; where correction of astigmatism is considered clinically necessary
Ophthalmic | Intraocular lens replacement | Intraocular lens (IOL) | Monofocal, astigmatism correcting IOL | Teleon Surgical | LENTIS Tplus +18.5D CYL: +4.5D | LS-313 T5 SE: +18.5D C: +4.50D | Standalone | DE0013861 | Indicated for patients with astigmatism of 2.5 dioptre cylinder (DC) and above in at least 1 eye; where correction of astigmatism is considered clinically necessary
Ophthalmic | Intraocular lens replacement | Intraocular lens (IOL) | Monofocal, astigmatism correcting IOL | Teleon Surgical | LENTIS Tplus +19.0D CYL: +4.5D | LS-313 T5 SE: +19.0D C: +4.50D | Standalone | DE0013861 | Indicated for patients with astigmatism of 2.5 dioptre cylinder (DC) and above in at least 1 eye; where correction of astigmatism is considered clinically necessary
Ophthalmic | Intraocular lens replacement | Intraocular lens (IOL) | Monofocal, astigmatism correcting IOL | Teleon Surgical | LENTIS Tplus +19.5D CYL: +4.5D | LS-313 T5 SE: +19.5D C: +4.50D | Standalone | DE0013861 | Indicated for patients with astigmatism of 2.5 dioptre cylinder (DC) and above in at least 1 eye; where correction of astigmatism is considered clinically necessary
Ophthalmic | Intraocular lens replacement | Intraocular lens (IOL) | Monofocal, astigmatism correcting IOL | Teleon Surgical | LENTIS Tplus +20.0D CYL: +4.5D | LS-313 T5 SE: +20.0D C: +4.50D | Standalone | DE0013861 | Indicated for patients with astigmatism of 2.5 dioptre cylinder (DC) and above in at least 1 eye; where correction of astigmatism is considered clinically necessary
Ophthalmic | Intraocular lens replacement | Intraocular lens (IOL) | Monofocal, astigmatism correcting IOL | Teleon Surgical | LENTIS Tplus +20.5D CYL: +4.5D | LS-313 T5 SE: +20.5D C: +4.50D | Standalone | DE0013861 | Indicated for patients with astigmatism of 2.5 dioptre cylinder (DC) and above in at least 1 eye; where correction of astigmatism is considered clinically necessary
Ophthalmic | Intraocular lens replacement | Intraocular lens (IOL) | Monofocal, astigmatism correcting IOL | Teleon Surgical | LENTIS Tplus +21.0D CYL: +4.5D | LS-313 T5 SE: +21.0D C: +4.50D | Standalone | DE0013861 | Indicated for patients with astigmatism of 2.5 dioptre cylinder (DC) and above in at least 1 eye; where correction of astigmatism is considered clinically necessary
Ophthalmic | Intraocular lens replacement | Intraocular lens (IOL) | Monofocal, astigmatism correcting IOL | Teleon Surgical | LENTIS Tplus +21.5D CYL: +4.5D | LS-313 T5 SE: +21.5D C: +4.50D | Standalone | DE0013861 | Indicated for patients with astigmatism of 2.5 dioptre cylinder (DC) and above in at least 1 eye; where correction of astigmatism is considered clinically necessary
Ophthalmic | Intraocular lens replacement | Intraocular lens (IOL) | Monofocal, astigmatism correcting IOL | Teleon Surgical | LENTIS Tplus +22.0D CYL: +4.5D | LS-313 T5 SE: +22.0D C: +4.50D | Standalone | DE0013861 | Indicated for patients with astigmatism of 2.5 dioptre cylinder (DC) and above in at least 1 eye; where correction of astigmatism is considered clinically necessary
Ophthalmic | Intraocular lens replacement | Intraocular lens (IOL) | Monofocal, astigmatism correcting IOL | Teleon Surgical | LENTIS Tplus +22.5D CYL: +4.5D | LS-313 T5 SE: +22.5D C: +4.50D | Standalone | DE0013861 | Indicated for patients with astigmatism of 2.5 dioptre cylinder (DC) and above in at least 1 eye; where correction of astigmatism is considered clinically necessary
Ophthalmic | Intraocular lens replacement | Intraocular lens (IOL) | Monofocal, astigmatism correcting IOL | Teleon Surgical | LENTIS Tplus +23.0D CYL: +4.5D | LS-313 T5 SE: +23.0D C: +4.50D | Standalone | DE0013861 | Indicated for patients with astigmatism of 2.5 dioptre cylinder (DC) and above in at least 1 eye; where correction of astigmatism is considered clinically necessary
Ophthalmic | Intraocular lens replacement | Intraocular lens (IOL) | Monofocal, astigmatism correcting IOL | Teleon Surgical | LENTIS Tplus +23.5D CYL: +4.5D | LS-313 T5 SE: +23.5D C: +4.50D | Standalone | DE0013861 | Indicated for patients with astigmatism of 2.5 dioptre cylinder (DC) and above in at least 1 eye; where correction of astigmatism is considered clinically necessary
Ophthalmic | Intraocular lens replacement | Intraocular lens (IOL) | Monofocal, astigmatism correcting IOL | Teleon Surgical | LENTIS Tplus +24.0D CYL: +4.5D | LS-313 T5 SE: +24.0D C: +4.50D | Standalone | DE0013861 | Indicated for patients with astigmatism of 2.5 dioptre cylinder (DC) and above in at least 1 eye; where correction of astigmatism is considered clinically necessary
Ophthalmic | Intraocular lens replacement | Intraocular lens (IOL) | Monofocal, astigmatism correcting IOL | Teleon Surgical | LENTIS Tplus +24.5D CYL: +4.5D | LS-313 T5 SE: +24.5D C: +4.50D | Standalone | DE0013861 | Indicated for patients with astigmatism of 2.5 dioptre cylinder (DC) and above in at least 1 eye; where correction of astigmatism is considered clinically necessary
Ophthalmic | Intraocular lens replacement | Intraocular lens (IOL) | Monofocal, astigmatism correcting IOL | Teleon Surgical | LENTIS Tplus +25.0D CYL: +4.5D | LS-313 T5 SE: +25.0D C: +4.50D | Standalone | DE0013861 | Indicated for patients with astigmatism of 2.5 dioptre cylinder (DC) and above in at least 1 eye; where correction of astigmatism is considered clinically necessary
Ophthalmic | Intraocular lens replacement | Intraocular lens (IOL) | Monofocal, astigmatism correcting IOL | Teleon Surgical | LENTIS Tplus +25.5D CYL: +4.5D | LS-313 T5 SE: +25.5D C: +4.50D | Standalone | DE0013861 | Indicated for patients with astigmatism of 2.5 dioptre cylinder (DC) and above in at least 1 eye; where correction of astigmatism is considered clinically necessary
Ophthalmic | Intraocular lens replacement | Intraocular lens (IOL) | Monofocal, astigmatism correcting IOL | Teleon Surgical | LENTIS Tplus +26.0D CYL: +4.5D | LS-313 T5 SE: +26.0D C: +4.50D | Standalone | DE0013861 | Indicated for patients with astigmatism of 2.5 dioptre cylinder (DC) and above in at least 1 eye; where correction of astigmatism is considered clinically necessary
Ophthalmic | Intraocular lens replacement | Intraocular lens (IOL) | Monofocal, astigmatism correcting IOL | Teleon Surgical | LENTIS Tplus +26.5D CYL: +4.5D | LS-313 T5 SE: +26.5D C: +4.50D | Standalone | DE0013861 | Indicated for patients with astigmatism of 2.5 dioptre cylinder (DC) and above in at least 1 eye; where correction of astigmatism is considered clinically necessary
Ophthalmic | Intraocular lens replacement | Intraocular lens (IOL) | Monofocal, astigmatism correcting IOL | Teleon Surgical | LENTIS Tplus +27.0D CYL: +4.5D | LS-313 T5 SE: +27.0D C: +4.50D | Standalone | DE0013861 | Indicated for patients with astigmatism of 2.5 dioptre cylinder (DC) and above in at least 1 eye; where correction of astigmatism is considered clinically necessary
Ophthalmic | Intraocular lens replacement | Intraocular lens (IOL) | Monofocal, astigmatism correcting IOL | Teleon Surgical | LENTIS Tplus +27.5D CYL: +4.5D | LS-313 T5 SE: +27.5D C: +4.50D | Standalone | DE0013861 | Indicated for patients with astigmatism of 2.5 dioptre cylinder (DC) and above in at least 1 eye; where correction of astigmatism is considered clinically necessary
Ophthalmic | Intraocular lens replacement | Intraocular lens (IOL) | Monofocal, astigmatism correcting IOL | Teleon Surgical | LENTIS Tplus +28.0D CYL: +4.5D | LS-313 T5 SE: +28.0D C: +4.50D | Standalone | DE0013861 | Indicated for patients with astigmatism of 2.5 dioptre cylinder (DC) and above in at least 1 eye; where correction of astigmatism is considered clinically necessary
Ophthalmic | Intraocular lens replacement | Intraocular lens (IOL) | Monofocal, astigmatism correcting IOL | Teleon Surgical | LENTIS Tplus +28.5D CYL: +4.5D | LS-313 T5 SE: +28.5D C: +4.50D | Standalone | DE0013861 | Indicated for patients with astigmatism of 2.5 dioptre cylinder (DC) and above in at least 1 eye; where correction of astigmatism is considered clinically necessary
Ophthalmic | Intraocular lens replacement | Intraocular lens (IOL) | Monofocal, astigmatism correcting IOL | Teleon Surgical | LENTIS Tplus +29.0D CYL: +4.5D | LS-313 T5 SE: +29.0D C: +4.50D | Standalone | DE0013861 | Indicated for patients with astigmatism of 2.5 dioptre cylinder (DC) and above in at least 1 eye; where correction of astigmatism is considered clinically necessary
Ophthalmic | Intraocular lens replacement | Intraocular lens (IOL) | Monofocal, astigmatism correcting IOL | Teleon Surgical | LENTIS Tplus +29.5D CYL: +4.5D | LS-313 T5 SE: +29.5D C: +4.50D | Standalone | DE0013861 | Indicated for patients with astigmatism of 2.5 dioptre cylinder (DC) and above in at least 1 eye; where correction of astigmatism is considered clinically necessary
Ophthalmic | Intraocular lens replacement | Intraocular lens (IOL) | Monofocal, astigmatism correcting IOL | Teleon Surgical | LENTIS Tplus +30.0D CYL: +4.5D | LS-313 T5 SE: +30.0D C: +4.50D | Standalone | DE0013861 | Indicated for patients with astigmatism of 2.5 dioptre cylinder (DC) and above in at least 1 eye; where correction of astigmatism is considered clinically necessary
Ophthalmic | Intraocular lens replacement | Intraocular lens (IOL) | Monofocal, astigmatism correcting IOL | Teleon Surgical | LENTIS Tplus +10.0D CYL: +5.25D | LS-313 T6 SE: +10.0D C: +5.25D | Standalone | DE0013861 | Indicated for patients with astigmatism of 2.5 dioptre cylinder (DC) and above in at least 1 eye; where correction of astigmatism is considered clinically necessary
Ophthalmic | Intraocular lens replacement | Intraocular lens (IOL) | Monofocal, astigmatism correcting IOL | Teleon Surgical | LENTIS Tplus +10.5D CYL: +5.25D | LS-313 T6 SE: +10.5D C: +5.25D | Standalone | DE0013861 | Indicated for patients with astigmatism of 2.5 dioptre cylinder (DC) and above in at least 1 eye; where correction of astigmatism is considered clinically necessary
Ophthalmic | Intraocular lens replacement | Intraocular lens (IOL) | Monofocal, astigmatism correcting IOL | Teleon Surgical | LENTIS Tplus +11.0D CYL: +5.25D | LS-313 T6 SE: +11.0D C: +5.25D | Standalone | DE0013861 | Indicated for patients with astigmatism of 2.5 dioptre cylinder (DC) and above in at least 1 eye; where correction of astigmatism is considered clinically necessary
Ophthalmic | Intraocular lens replacement | Intraocular lens (IOL) | Monofocal, astigmatism correcting IOL | Teleon Surgical | LENTIS Tplus +11.5D CYL: +5.25D | LS-313 T6 SE: +11.5D C: +5.25D | Standalone | DE0013861 | Indicated for patients with astigmatism of 2.5 dioptre cylinder (DC) and above in at least 1 eye; where correction of astigmatism is considered clinically necessary
Ophthalmic | Intraocular lens replacement | Intraocular lens (IOL) | Monofocal, astigmatism correcting IOL | Teleon Surgical | LENTIS Tplus +12.0D CYL: +5.25D | LS-313 T6 SE: +12.0D C: +5.25D | Standalone | DE0013861 | Indicated for patients with astigmatism of 2.5 dioptre cylinder (DC) and above in at least 1 eye; where correction of astigmatism is considered clinically necessary
Ophthalmic | Intraocular lens replacement | Intraocular lens (IOL) | Monofocal, astigmatism correcting IOL | Teleon Surgical | LENTIS Tplus +12.5D CYL: +5.25D | LS-313 T6 SE: +12.5D C: +5.25D | Standalone | DE0013861 | Indicated for patients with astigmatism of 2.5 dioptre cylinder (DC) and above in at least 1 eye; where correction of astigmatism is considered clinically necessary
Ophthalmic | Intraocular lens replacement | Intraocular lens (IOL) | Monofocal, astigmatism correcting IOL | Teleon Surgical | LENTIS Tplus +13.0D CYL: +5.25D | LS-313 T6 SE: +13.0D C: +5.25D | Standalone | DE0013861 | Indicated for patients with astigmatism of 2.5 dioptre cylinder (DC) and above in at least 1 eye; where correction of astigmatism is considered clinically necessary
Ophthalmic | Intraocular lens replacement | Intraocular lens (IOL) | Monofocal, astigmatism correcting IOL | Teleon Surgical | LENTIS Tplus +13.5D CYL: +5.25D | LS-313 T6 SE: +13.5D C: +5.25D | Standalone | DE0013861 | Indicated for patients with astigmatism of 2.5 dioptre cylinder (DC) and above in at least 1 eye; where correction of astigmatism is considered clinically necessary
Ophthalmic | Intraocular lens replacement | Intraocular lens (IOL) | Monofocal, astigmatism correcting IOL | Teleon Surgical | LENTIS Tplus +14.0D CYL: +5.25D | LS-313 T6 SE: +14.0D C: +5.25D | Standalone | DE0013861 | Indicated for patients with astigmatism of 2.5 dioptre cylinder (DC) and above in at least 1 eye; where correction of astigmatism is considered clinically necessary
Ophthalmic | Intraocular lens replacement | Intraocular lens (IOL) | Monofocal, astigmatism correcting IOL | Teleon Surgical | LENTIS Tplus +14.5D CYL: +5.25D | LS-313 T6 SE: +14.5D C: +5.25D | Standalone | DE0013861 | Indicated for patients with astigmatism of 2.5 dioptre cylinder (DC) and above in at least 1 eye; where correction of astigmatism is considered clinically necessary
Ophthalmic | Intraocular lens replacement | Intraocular lens (IOL) | Monofocal, astigmatism correcting IOL | Teleon Surgical | LENTIS Tplus +15.0D CYL: +5.25D | LS-313 T6 SE: +15.0D C: +5.25D | Standalone | DE0013861 | Indicated for patients with astigmatism of 2.5 dioptre cylinder (DC) and above in at least 1 eye; where correction of astigmatism is considered clinically necessary
Ophthalmic | Intraocular lens replacement | Intraocular lens (IOL) | Monofocal, astigmatism correcting IOL | Teleon Surgical | LENTIS Tplus +15.5D CYL: +5.25D | LS-313 T6 SE: +15.5D C: +5.25D | Standalone | DE0013861 | Indicated for patients with astigmatism of 2.5 dioptre cylinder (DC) and above in at least 1 eye; where correction of astigmatism is considered clinically necessary
Ophthalmic | Intraocular lens replacement | Intraocular lens (IOL) | Monofocal, astigmatism correcting IOL | Teleon Surgical | LENTIS Tplus +16.0D CYL: +5.25D | LS-313 T6 SE: +16.0D C: +5.25D | Standalone | DE0013861 | Indicated for patients with astigmatism of 2.5 dioptre cylinder (DC) and above in at least 1 eye; where correction of astigmatism is considered clinically necessary
Ophthalmic | Intraocular lens replacement | Intraocular lens (IOL) | Monofocal, astigmatism correcting IOL | Teleon Surgical | LENTIS Tplus +16.5D CYL: +5.25D | LS-313 T6 SE: +16.5D C: +5.25D | Standalone | DE0013861 | Indicated for patients with astigmatism of 2.5 dioptre cylinder (DC) and above in at least 1 eye; where correction of astigmatism is considered clinically necessary
Ophthalmic | Intraocular lens replacement | Intraocular lens (IOL) | Monofocal, astigmatism correcting IOL | Teleon Surgical | LENTIS Tplus +17.0D CYL: +5.25D | LS-313 T6 SE: +17.0D C: +5.25D | Standalone | DE0013861 | Indicated for patients with astigmatism of 2.5 dioptre cylinder (DC) and above in at least 1 eye; where correction of astigmatism is considered clinically necessary
Ophthalmic | Intraocular lens replacement | Intraocular lens (IOL) | Monofocal, astigmatism correcting IOL | Teleon Surgical | LENTIS Tplus +17.5D CYL: +5.25D | LS-313 T6 SE: +17.5D C: +5.25D | Standalone | DE0013861 | Indicated for patients with astigmatism of 2.5 dioptre cylinder (DC) and above in at least 1 eye; where correction of astigmatism is considered clinically necessary
Ophthalmic | Intraocular lens replacement | Intraocular lens (IOL) | Monofocal, astigmatism correcting IOL | Teleon Surgical | LENTIS Tplus +18.0D CYL: +5.25D | LS-313 T6 SE: +18.0D C: +5.25D | Standalone | DE0013861 | Indicated for patients with astigmatism of 2.5 dioptre cylinder (DC) and above in at least 1 eye; where correction of astigmatism is considered clinically necessary
Ophthalmic | Intraocular lens replacement | Intraocular lens (IOL) | Monofocal, astigmatism correcting IOL | Teleon Surgical | LENTIS Tplus +18.5D CYL: +5.25D | LS-313 T6 SE: +18.5D C: +5.25D | Standalone | DE0013861 | Indicated for patients with astigmatism of 2.5 dioptre cylinder (DC) and above in at least 1 eye; where correction of astigmatism is considered clinically necessary
Ophthalmic | Intraocular lens replacement | Intraocular lens (IOL) | Monofocal, astigmatism correcting IOL | Teleon Surgical | LENTIS Tplus +19.0D CYL: +5.25D | LS-313 T6 SE: +19.0D C: +5.25D | Standalone | DE0013861 | Indicated for patients with astigmatism of 2.5 dioptre cylinder (DC) and above in at least 1 eye; where correction of astigmatism is considered clinically necessary
Ophthalmic | Intraocular lens replacement | Intraocular lens (IOL) | Monofocal, astigmatism correcting IOL | Teleon Surgical | LENTIS Tplus +19.5D CYL: +5.25D | LS-313 T6 SE: +19.5D C: +5.25D | Standalone | DE0013861 | Indicated for patients with astigmatism of 2.5 dioptre cylinder (DC) and above in at least 1 eye; where correction of astigmatism is considered clinically necessary
Ophthalmic | Intraocular lens replacement | Intraocular lens (IOL) | Monofocal, astigmatism correcting IOL | Teleon Surgical | LENTIS Tplus +20.0D CYL: +5.25D | LS-313 T6 SE: +20.0D C: +5.25D | Standalone | DE0013861 | Indicated for patients with astigmatism of 2.5 dioptre cylinder (DC) and above in at least 1 eye; where correction of astigmatism is considered clinically necessary
Ophthalmic | Intraocular lens replacement | Intraocular lens (IOL) | Monofocal, astigmatism correcting IOL | Teleon Surgical | LENTIS Tplus +20.5D CYL: +5.25D | LS-313 T6 SE: +20.5D C: +5.25D | Standalone | DE0013861 | Indicated for patients with astigmatism of 2.5 dioptre cylinder (DC) and above in at least 1 eye; where correction of astigmatism is considered clinically necessary
Ophthalmic | Intraocular lens replacement | Intraocular lens (IOL) | Monofocal, astigmatism correcting IOL | Teleon Surgical | LENTIS Tplus +21.0D CYL: +5.25D | LS-313 T6 SE: +21.0D C: +5.25D | Standalone | DE0013861 | Indicated for patients with astigmatism of 2.5 dioptre cylinder (DC) and above in at least 1 eye; where correction of astigmatism is considered clinically necessary
Ophthalmic | Intraocular lens replacement | Intraocular lens (IOL) | Monofocal, astigmatism correcting IOL | Teleon Surgical | LENTIS Tplus +21.5D CYL: +5.25D | LS-313 T6 SE: +21.5D C: +5.25D | Standalone | DE0013861 | Indicated for patients with astigmatism of 2.5 dioptre cylinder (DC) and above in at least 1 eye; where correction of astigmatism is considered clinically necessary
Ophthalmic | Intraocular lens replacement | Intraocular lens (IOL) | Monofocal, astigmatism correcting IOL | Teleon Surgical | LENTIS Tplus +22.0D CYL: +5.25D | LS-313 T6 SE: +22.0D C: +5.25D | Standalone | DE0013861 | Indicated for patients with astigmatism of 2.5 dioptre cylinder (DC) and above in at least 1 eye; where correction of astigmatism is considered clinically necessary
Ophthalmic | Intraocular lens replacement | Intraocular lens (IOL) | Monofocal, astigmatism correcting IOL | Teleon Surgical | LENTIS Tplus +22.5D CYL: +5.25D | LS-313 T6 SE: +22.5D C: +5.25D | Standalone | DE0013861 | Indicated for patients with astigmatism of 2.5 dioptre cylinder (DC) and above in at least 1 eye; where correction of astigmatism is considered clinically necessary
Ophthalmic | Intraocular lens replacement | Intraocular lens (IOL) | Monofocal, astigmatism correcting IOL | Teleon Surgical | LENTIS Tplus +23.0D CYL: +5.25D | LS-313 T6 SE: +23.0D C: +5.25D | Standalone | DE0013861 | Indicated for patients with astigmatism of 2.5 dioptre cylinder (DC) and above in at least 1 eye; where correction of astigmatism is considered clinically necessary
Ophthalmic | Intraocular lens replacement | Intraocular lens (IOL) | Monofocal, astigmatism correcting IOL | Teleon Surgical | LENTIS Tplus +23.5D CYL: +5.25D | LS-313 T6 SE: +23.5D C: +5.25D | Standalone | DE0013861 | Indicated for patients with astigmatism of 2.5 dioptre cylinder (DC) and above in at least 1 eye; where correction of astigmatism is considered clinically necessary
Ophthalmic | Intraocular lens replacement | Intraocular lens (IOL) | Monofocal, astigmatism correcting IOL | Teleon Surgical | LENTIS Tplus +24.0D CYL: +5.25D | LS-313 T6 SE: +24.0D C: +5.25D | Standalone | DE0013861 | Indicated for patients with astigmatism of 2.5 dioptre cylinder (DC) and above in at least 1 eye; where correction of astigmatism is considered clinically necessary
Ophthalmic | Intraocular lens replacement | Intraocular lens (IOL) | Monofocal, astigmatism correcting IOL | Teleon Surgical | LENTIS Tplus +24.5D CYL: +5.25D | LS-313 T6 SE: +24.5D C: +5.25D | Standalone | DE0013861 | Indicated for patients with astigmatism of 2.5 dioptre cylinder (DC) and above in at least 1 eye; where correction of astigmatism is considered clinically necessary
Ophthalmic | Intraocular lens replacement | Intraocular lens (IOL) | Monofocal, astigmatism correcting IOL | Teleon Surgical | LENTIS Tplus +25.0D CYL: +5.25D | LS-313 T6 SE: +25.0D C: +5.25D | Standalone | DE0013861 | Indicated for patients with astigmatism of 2.5 dioptre cylinder (DC) and above in at least 1 eye; where correction of astigmatism is considered clinically necessary
Ophthalmic | Intraocular lens replacement | Intraocular lens (IOL) | Monofocal, astigmatism correcting IOL | Teleon Surgical | LENTIS Tplus +25.5D CYL: +5.25D | LS-313 T6 SE: +25.5D C: +5.25D | Standalone | DE0013861 | Indicated for patients with astigmatism of 2.5 dioptre cylinder (DC) and above in at least 1 eye; where correction of astigmatism is considered clinically necessary
Ophthalmic | Intraocular lens replacement | Intraocular lens (IOL) | Monofocal, astigmatism correcting IOL | Teleon Surgical | LENTIS Tplus +26.0D CYL: +5.25D | LS-313 T6 SE: +26.0D C: +5.25D | Standalone | DE0013861 | Indicated for patients with astigmatism of 2.5 dioptre cylinder (DC) and above in at least 1 eye; where correction of astigmatism is considered clinically necessary
Ophthalmic | Intraocular lens replacement | Intraocular lens (IOL) | Monofocal, astigmatism correcting IOL | Teleon Surgical | LENTIS Tplus +26.5D CYL: +5.25D | LS-313 T6 SE: +26.5D C: +5.25D | Standalone | DE0013861 | Indicated for patients with astigmatism of 2.5 dioptre cylinder (DC) and above in at least 1 eye; where correction of astigmatism is considered clinically necessary
Ophthalmic | Intraocular lens replacement | Intraocular lens (IOL) | Monofocal, astigmatism correcting IOL | Teleon Surgical | LENTIS Tplus +27.0D CYL: +5.25D | LS-313 T6 SE: +27.0D C: +5.25D | Standalone | DE0013861 | Indicated for patients with astigmatism of 2.5 dioptre cylinder (DC) and above in at least 1 eye; where correction of astigmatism is considered clinically necessary
Ophthalmic | Intraocular lens replacement | Intraocular lens (IOL) | Monofocal, astigmatism correcting IOL | Teleon Surgical | LENTIS Tplus +27.5D CYL: +5.25D | LS-313 T6 SE: +27.5D C: +5.25D | Standalone | DE0013861 | Indicated for patients with astigmatism of 2.5 dioptre cylinder (DC) and above in at least 1 eye; where correction of astigmatism is considered clinically necessary
Ophthalmic | Intraocular lens replacement | Intraocular lens (IOL) | Monofocal, astigmatism correcting IOL | Teleon Surgical | LENTIS Tplus +28.0D CYL: +5.25D | LS-313 T6 SE: +28.0D C: +5.25D | Standalone | DE0013861 | Indicated for patients with astigmatism of 2.5 dioptre cylinder (DC) and above in at least 1 eye; where correction of astigmatism is considered clinically necessary
Ophthalmic | Intraocular lens replacement | Intraocular lens (IOL) | Monofocal, astigmatism correcting IOL | Teleon Surgical | LENTIS Tplus +28.5D CYL: +5.25D | LS-313 T6 SE: +28.5D C: +5.25D | Standalone | DE0013861 | Indicated for patients with astigmatism of 2.5 dioptre cylinder (DC) and above in at least 1 eye; where correction of astigmatism is considered clinically necessary
Ophthalmic | Intraocular lens replacement | Intraocular lens (IOL) | Monofocal, astigmatism correcting IOL | Teleon Surgical | LENTIS Tplus +29.0D CYL: +5.25D | LS-313 T6 SE: +29.0D C: +5.25D | Standalone | DE0013861 | Indicated for patients with astigmatism of 2.5 dioptre cylinder (DC) and above in at least 1 eye; where correction of astigmatism is considered clinically necessary
Ophthalmic | Intraocular lens replacement | Intraocular lens (IOL) | Monofocal, astigmatism correcting IOL | Teleon Surgical | LENTIS Tplus +29.5D CYL: +5.25D | LS-313 T6 SE: +29.5D C: +5.25D | Standalone | DE0013861 | Indicated for patients with astigmatism of 2.5 dioptre cylinder (DC) and above in at least 1 eye; where correction of astigmatism is considered clinically necessary
Ophthalmic | Intraocular lens replacement | Intraocular lens (IOL) | Monofocal, astigmatism correcting IOL | Teleon Surgical | LENTIS Tplus +30.0D CYL: +5.25D | LS-313 T6 SE: +30.0D C: +5.25D | Standalone | DE0013861 | Indicated for patients with astigmatism of 2.5 dioptre cylinder (DC) and above in at least 1 eye; where correction of astigmatism is considered clinically necessary
Ophthalmic | Capsular support | Capsular support device | Capsular tension ring | Alcon | Alcon ReForm Capsular Tension Rings | ACTR10 | Standalone | DE0001957 | As per HSA registered indication(s)
Ophthalmic | Capsular support | Capsular support device | Capsular tension ring | Alcon | Alcon ReForm Capsular Tension Rings | ACTR11 | Standalone | DE0001957 | As per HSA registered indication(s)
Ophthalmic | Capsular support | Capsular support device | Capsular tension ring | Alcon | Alcon ReForm Capsular Tension Rings | ACTR12 | Standalone | DE0001957 | As per HSA registered indication(s)
Ophthalmic | Capsular support | Capsular support device | Capsular tension ring | Ophtec BV | Ringject 12/10 | 375BT1G00 | Standalone | DE0018063 | As per HSA registered indication(s)
Ophthalmic | Capsular support | Capsular support device | Capsular tension ring | Ophtec BV | Ringject 13/11 | 376BT1G00 | Standalone | DE0018063 | As per HSA registered indication(s)
Ophthalmic | Intraocular pressure control | Drainage device | Conventional tube shunt (CTS) | New World Medical Inc | AHMED GLAUCOMA VALVE FLEXIBLE PLATE FP7 | FP7 | Standalone | DE0012054 | As per HSA registered indication(s)
Ophthalmic | Intraocular pressure control | Drainage device | Minimally invasive glaucoma surgery (MIGS) implant | Glaukos Corporation | iStent inject W | G2-W | Standalone | DE0019166 | MIGS implant is subsidised as a standalone procedure or in conjunction with cataract surgery in patients with mild-moderate primary open angle glaucoma (POAG) who are not adequately responsive to topical anti-glaucoma medications or who are intolerant of anti-glaucoma medication.
Ophthalmic | Intraocular pressure control | Drainage device | Minimally invasive glaucoma surgery (MIGS) implant | Ivantis Inc | Hydrus Microstent | F00018 | Standalone | DE0503089 | MIGS implant is subsidised as a standalone procedure or in conjunction with cataract surgery in patients with mild-moderate primary open angle glaucoma (POAG) who are not adequately responsive to topical anti-glaucoma medications or who are intolerant of anti-glaucoma medication.
Orthopaedics | Total knee replacement (TKR) | TKR femoral component | TKR femoral component - Unconstrained | DePuy (Ireland) | ATTUNE C/R FEM LT SZ 2 CEM | 150400102 | Standalone | DE0013986 | As per HSA registered indication(s)
Orthopaedics | Total knee replacement (TKR) | TKR femoral component | TKR femoral component - Unconstrained | DePuy (Ireland) | ATTUNE C/R FEM LT SZ 3 CEM | 150400103 | Standalone | DE0013986 | As per HSA registered indication(s)
Orthopaedics | Total knee replacement (TKR) | TKR femoral component | TKR femoral component - Unconstrained | DePuy (Ireland) | ATTUNE C/R FEM LT SZ 4 CEM | 150400104 | Standalone | DE0013986 | As per HSA registered indication(s)
Orthopaedics | Total knee replacement (TKR) | TKR femoral component | TKR femoral component - Unconstrained | DePuy (Ireland) | ATTUNE C/R FEM LT SZ 5 CEM | 150400105 | Standalone | DE0013986 | As per HSA registered indication(s)
Orthopaedics | Total knee replacement (TKR) | TKR femoral component | TKR femoral component - Unconstrained | DePuy (Ireland) | ATTUNE C/R FEM LT SZ 6 CEM | 150400106 | Standalone | DE0013986 | As per HSA registered indication(s)
Orthopaedics | Total knee replacement (TKR) | TKR femoral component | TKR femoral component - Unconstrained | DePuy (Ireland) | ATTUNE C/R FEM LT SZ 7 CEM | 150400107 | Standalone | DE0013986 | As per HSA registered indication(s)
Orthopaedics | Total knee replacement (TKR) | TKR femoral component | TKR femoral component - Unconstrained | DePuy (Ireland) | ATTUNE C/R FEM LT SZ 8 CEM | 150400108 | Standalone | DE0013986 | As per HSA registered indication(s)
Orthopaedics | Total knee replacement (TKR) | TKR femoral component | TKR femoral component - Unconstrained | DePuy (Ireland) | ATTUNE CR Cemented Femoral Size 9 Left | 150400109 | Standalone | DE0013986 | As per HSA registered indication(s)
Orthopaedics | Total knee replacement (TKR) | TKR femoral component | TKR femoral component - Unconstrained | DePuy (Ireland) | ATTUNE CR Cemented Femoral Size 10 Left | 150400110 | Standalone | DE0013986 | As per HSA registered indication(s)
Orthopaedics | Total knee replacement (TKR) | TKR femoral component | TKR femoral component - Unconstrained | DePuy (Ireland) | ATTUNE C/R FEM LT SZ 3 NAR CEM | 150400123 | Standalone | DE0013986 | As per HSA registered indication(s)
Orthopaedics | Total knee replacement (TKR) | TKR femoral component | TKR femoral component - Unconstrained | DePuy (Ireland) | ATTUNE C/R FEM LT SZ 4 NAR CEM | 150400124 | Standalone | DE0013986 | As per HSA registered indication(s)
Orthopaedics | Total knee replacement (TKR) | TKR femoral component | TKR femoral component - Unconstrained | DePuy (Ireland) | ATTUNE C/R FEM LT SZ 5 NAR CEM | 150400125 | Standalone | DE0013986 | As per HSA registered indication(s)
Orthopaedics | Total knee replacement (TKR) | TKR femoral component | TKR femoral component - Unconstrained | DePuy (Ireland) | ATTUNE C/R FEM LT SZ 6 NAR CEM | 150400126 | Standalone | DE0013986 | As per HSA registered indication(s)
Orthopaedics | Total knee replacement (TKR) | TKR femoral component | TKR femoral component - Unconstrained | DePuy (Ireland) | ATTUNE C/R FEM RT SZ 2 CEM | 150400202 | Standalone | DE0013986 | As per HSA registered indication(s)
Orthopaedics | Total knee replacement (TKR) | TKR femoral component | TKR femoral component - Unconstrained | DePuy (Ireland) | ATTUNE C/R FEM RT SZ 3 CEM | 150400203 | Standalone | DE0013986 | As per HSA registered indication(s)
Orthopaedics | Total knee replacement (TKR) | TKR femoral component | TKR femoral component - Unconstrained | DePuy (Ireland) | ATTUNE C/R FEM RT SZ 4 CEM | 150400204 | Standalone | DE0013986 | As per HSA registered indication(s)
Orthopaedics | Total knee replacement (TKR) | TKR femoral component | TKR femoral component - Unconstrained | DePuy (Ireland) | ATTUNE C/R FEM RT SZ 5 CEM | 150400205 | Standalone | DE0013986 | As per HSA registered indication(s)
Orthopaedics | Total knee replacement (TKR) | TKR femoral component | TKR femoral component - Unconstrained | DePuy (Ireland) | ATTUNE C/R FEM RT SZ 6 CEM | 150400206 | Standalone | DE0013986 | As per HSA registered indication(s)
Orthopaedics | Total knee replacement (TKR) | TKR femoral component | TKR femoral component - Unconstrained | DePuy (Ireland) | ATTUNE C/R FEM RT SZ 7 CEM | 150400207 | Standalone | DE0013986 | As per HSA registered indication(s)
Orthopaedics | Total knee replacement (TKR) | TKR femoral component | TKR femoral component - Unconstrained | DePuy (Ireland) | ATTUNE C/R FEM RT SZ 8 CEM | 150400208 | Standalone | DE0013986 | As per HSA registered indication(s)
Orthopaedics | Total knee replacement (TKR) | TKR femoral component | TKR femoral component - Unconstrained | DePuy (Ireland) | ATTUNE CR Cemented Femoral Size 9 Right | 150400209 | Standalone | DE0013986 | As per HSA registered indication(s)
Orthopaedics | Total knee replacement (TKR) | TKR femoral component | TKR femoral component - Unconstrained | DePuy (Ireland) | ATTUNE CR Cemented Femoral Size 10 Right | 150400210 | Standalone | DE0013986 | As per HSA registered indication(s)
Orthopaedics | Total knee replacement (TKR) | TKR femoral component | TKR femoral component - Unconstrained | DePuy (Ireland) | ATTUNE C/R FEM RT SZ 3 NAR CEM | 150400223 | Standalone | DE0013986 | As per HSA registered indication(s)
Orthopaedics | Total knee replacement (TKR) | TKR femoral component | TKR femoral component - Unconstrained | DePuy (Ireland) | ATTUNE C/R FEM RT SZ 4 NAR CEM | 150400224 | Standalone | DE0013986 | As per HSA registered indication(s)
Orthopaedics | Total knee replacement (TKR) | TKR femoral component | TKR femoral component - Unconstrained | DePuy (Ireland) | ATTUNE C/R FEM RT SZ 5 NAR CEM | 150400225 | Standalone | DE0013986 | As per HSA registered indication(s)
Orthopaedics | Total knee replacement (TKR) | TKR femoral component | TKR femoral component - Unconstrained | DePuy (Ireland) | ATTUNE C/R FEM RT SZ 6 NAR CEM | 150400226 | Standalone | DE0013986 | As per HSA registered indication(s)
Orthopaedics | Total knee replacement (TKR) | TKR femoral component | TKR femoral component - Unconstrained | DePuy (Ireland) | ATTUNE P/S FEM LT SZ 2 CEM | 150410102 | Standalone | DE0013986 | As per HSA registered indication(s)
Orthopaedics | Total knee replacement (TKR) | TKR femoral component | TKR femoral component - Unconstrained | DePuy (Ireland) | ATTUNE P/S FEM LT SZ 3 CEM | 150410103 | Standalone | DE0013986 | As per HSA registered indication(s)
Orthopaedics | Total knee replacement (TKR) | TKR femoral component | TKR femoral component - Unconstrained | DePuy (Ireland) | ATTUNE P/S FEM LT SZ 4 CEM | 150410104 | Standalone | DE0013986 | As per HSA registered indication(s)
Orthopaedics | Total knee replacement (TKR) | TKR femoral component | TKR femoral component - Unconstrained | DePuy (Ireland) | ATTUNE P/S FEM LT SZ 5 CEM | 150410105 | Standalone | DE0013986 | As per HSA registered indication(s)
Orthopaedics | Total knee replacement (TKR) | TKR femoral component | TKR femoral component - Unconstrained | DePuy (Ireland) | ATTUNE P/S FEM LT SZ 6 CEM | 150410106 | Standalone | DE0013986 | As per HSA registered indication(s)
Orthopaedics | Total knee replacement (TKR) | TKR femoral component | TKR femoral component - Unconstrained | DePuy (Ireland) | ATTUNE P/S FEM LT SZ 7 CEM | 150410107 | Standalone | DE0013986 | As per HSA registered indication(s)
Orthopaedics | Total knee replacement (TKR) | TKR femoral component | TKR femoral component - Unconstrained | DePuy (Ireland) | ATTUNE P/S FEM LT SZ 8 CEM | 150410108 | Standalone | DE0013986 | As per HSA registered indication(s)
Orthopaedics | Total knee replacement (TKR) | TKR femoral component | TKR femoral component - Unconstrained | DePuy (Ireland) | ATTUNE PS Cemented Femoral Size 9 Left | 150410109 | Standalone | DE0013986 | As per HSA registered indication(s)
Orthopaedics | Total knee replacement (TKR) | TKR femoral component | TKR femoral component - Unconstrained | DePuy (Ireland) | ATTUNE PS Cemented Femoral Size 10 Left | 150410110 | Standalone | DE0013986 | As per HSA registered indication(s)
Orthopaedics | Total knee replacement (TKR) | TKR femoral component | TKR femoral component - Unconstrained | DePuy (Ireland) | ATTUNE P/S FEM LT SZ 3 NAR CEM | 150410123 | Standalone | DE0013986 | As per HSA registered indication(s)
Orthopaedics | Total knee replacement (TKR) | TKR femoral component | TKR femoral component - Unconstrained | DePuy (Ireland) | ATTUNE P/S FEM LT SZ 4 NAR CEM | 150410124 | Standalone | DE0013986 | As per HSA registered indication(s)
Orthopaedics | Total knee replacement (TKR) | TKR femoral component | TKR femoral component - Unconstrained | DePuy (Ireland) | ATTUNE P/S FEM LT SZ 5 NAR CEM | 150410125 | Standalone | DE0013986 | As per HSA registered indication(s)
Orthopaedics | Total knee replacement (TKR) | TKR femoral component | TKR femoral component - Unconstrained | DePuy (Ireland) | ATTUNE P/S FEM LT SZ 6 NAR CEM | 150410126 | Standalone | DE0013986 | As per HSA registered indication(s)
Orthopaedics | Total knee replacement (TKR) | TKR femoral component | TKR femoral component - Unconstrained | DePuy (Ireland) | ATTUNE P/S FEM RT SZ 2 CEM | 150410202 | Standalone | DE0013986 | As per HSA registered indication(s)
Orthopaedics | Total knee replacement (TKR) | TKR femoral component | TKR femoral component - Unconstrained | DePuy (Ireland) | ATTUNE P/S FEM RT SZ 3 CEM | 150410203 | Standalone | DE0013986 | As per HSA registered indication(s)
Orthopaedics | Total knee replacement (TKR) | TKR femoral component | TKR femoral component - Unconstrained | DePuy (Ireland) | ATTUNE P/S FEM RT SZ 4 CEM | 150410204 | Standalone | DE0013986 | As per HSA registered indication(s)
Orthopaedics | Total knee replacement (TKR) | TKR femoral component | TKR femoral component - Unconstrained | DePuy (Ireland) | ATTUNE P/S FEM RT SZ 5 CEM | 150410205 | Standalone | DE0013986 | As per HSA registered indication(s)
Orthopaedics | Total knee replacement (TKR) | TKR femoral component | TKR femoral component - Unconstrained | DePuy (Ireland) | ATTUNE P/S FEM RT SZ 6 CEM | 150410206 | Standalone | DE0013986 | As per HSA registered indication(s)
Orthopaedics | Total knee replacement (TKR) | TKR femoral component | TKR femoral component - Unconstrained | DePuy (Ireland) | ATTUNE P/S FEM RT SZ 7 CEM | 150410207 | Standalone | DE0013986 | As per HSA registered indication(s)
Orthopaedics | Total knee replacement (TKR) | TKR femoral component | TKR femoral component - Unconstrained | DePuy (Ireland) | ATTUNE P/S FEM RT SZ 8 CEM | 150410208 | Standalone | DE0013986 | As per HSA registered indication(s)
Orthopaedics | Total knee replacement (TKR) | TKR femoral component | TKR femoral component - Unconstrained | DePuy (Ireland) | ATTUNE PS Cemented Femoral Size 9 Right | 150410209 | Standalone | DE0013986 | As per HSA registered indication(s)
Orthopaedics | Total knee replacement (TKR) | TKR femoral component | TKR femoral component - Unconstrained | DePuy (Ireland) | ATTUNE PS Cemented Femoral Size 10 Right | 150410210 | Standalone | DE0013986 | As per HSA registered indication(s)
Orthopaedics | Total knee replacement (TKR) | TKR femoral component | TKR femoral component - Unconstrained | DePuy (Ireland) | ATTUNE P/S FEM RT SZ 3 NAR CEM | 150410223 | Standalone | DE0013986 | As per HSA registered indication(s)
Orthopaedics | Total knee replacement (TKR) | TKR femoral component | TKR femoral component - Unconstrained | DePuy (Ireland) | ATTUNE P/S FEM RT SZ 4 NAR CEM | 150410224 | Standalone | DE0013986 | As per HSA registered indication(s)
Orthopaedics | Total knee replacement (TKR) | TKR femoral component | TKR femoral component - Unconstrained | DePuy (Ireland) | ATTUNE P/S FEM RT SZ 5 NAR CEM | 150410225 | Standalone | DE0013986 | As per HSA registered indication(s)
Orthopaedics | Total knee replacement (TKR) | TKR femoral component | TKR femoral component - Unconstrained | DePuy (Ireland) | ATTUNE P/S FEM RT SZ 6 NAR CEM | 150410226 | Standalone | DE0013986 | As per HSA registered indication(s)
Orthopaedics | Total knee replacement (TKR) | TKR femoral component | TKR femoral component - Unconstrained | DePuy International Ltd. | PFC SIG RPF CEM FEM SZ1.5 LT | 950011 | Standalone | DE0001511 | As per HSA registered indication(s)
Orthopaedics | Total knee replacement (TKR) | TKR femoral component | TKR femoral component - Unconstrained | DePuy International Ltd. | PFC SIG RPF CEM FEM SZ 2 LT | 950012 | Standalone | DE0001511 | As per HSA registered indication(s)
Orthopaedics | Total knee replacement (TKR) | TKR femoral component | TKR femoral component - Unconstrained | DePuy International Ltd. | PFC SIG RPF CEM FEM SZ 2.5 LT | 950013 | Standalone | DE0001511 | As per HSA registered indication(s)
Orthopaedics | Total knee replacement (TKR) | TKR femoral component | TKR femoral component - Unconstrained | DePuy International Ltd. | PFC SIG RPF CEM FEM SZ 3 LT | 950014 | Standalone | DE0001511 | As per HSA registered indication(s)
Orthopaedics | Total knee replacement (TKR) | TKR femoral component | TKR femoral component - Unconstrained | DePuy International Ltd. | PFC SIG RPF CEM FEM SZ 4 LT | 950015 | Standalone | DE0001511 | As per HSA registered indication(s)
Orthopaedics | Total knee replacement (TKR) | TKR femoral component | TKR femoral component - Unconstrained | DePuy International Ltd. | PFC SIG RPF CEM FEM SZ1.5 RT | 950021 | Standalone | DE0001511 | As per HSA registered indication(s)
Orthopaedics | Total knee replacement (TKR) | TKR femoral component | TKR femoral component - Unconstrained | DePuy International Ltd. | PFC SIG RPF CEM FEM SZ 2 RT | 950022 | Standalone | DE0001511 | As per HSA registered indication(s)
Orthopaedics | Total knee replacement (TKR) | TKR femoral component | TKR femoral component - Unconstrained | DePuy International Ltd. | PFC SIG RPF CEM FEM SZ 2.5 RT | 950023 | Standalone | DE0001511 | As per HSA registered indication(s)
Orthopaedics | Total knee replacement (TKR) | TKR femoral component | TKR femoral component - Unconstrained | DePuy International Ltd. | PFC SIG RPF CEM FEM SZ 3 RT | 950024 | Standalone | DE0001511 | As per HSA registered indication(s)
Orthopaedics | Total knee replacement (TKR) | TKR femoral component | TKR femoral component - Unconstrained | DePuy International Ltd. | PFC SIG RPF CEM FEM SZ 4 RT | 950025 | Standalone | DE0001511 | As per HSA registered indication(s)
Orthopaedics | Total knee replacement (TKR) | TKR femoral component | TKR femoral component - Unconstrained | DePuy International Ltd. | SIGMA CR150 CEM SZ 2 LT | 196020200 | Standalone | DE0006001 | As per HSA registered indication(s)
Orthopaedics | Total knee replacement (TKR) | TKR femoral component | TKR femoral component - Unconstrained | DePuy International Ltd. | SIGMA CR150 CEM SZ 2.5 LT | 196020250 | Standalone | DE0006001 | As per HSA registered indication(s)
Orthopaedics | Total knee replacement (TKR) | TKR femoral component | TKR femoral component - Unconstrained | DePuy International Ltd. | SIGMA CR150 CEM SZ 3 LT | 196020300 | Standalone | DE0006001 | As per HSA registered indication(s)
Orthopaedics | Total knee replacement (TKR) | TKR femoral component | TKR femoral component - Unconstrained | DePuy International Ltd. | SIGMA CR150 CEM SZ 4 LT | 196020400 | Standalone | DE0006001 | As per HSA registered indication(s)
Orthopaedics | Total knee replacement (TKR) | TKR femoral component | TKR femoral component - Unconstrained | DePuy International Ltd. | SIGMA CR150 CEM SZ 5 LT | 196020500 | Standalone | DE0006001 | As per HSA registered indication(s)
Orthopaedics | Total knee replacement (TKR) | TKR femoral component | TKR femoral component - Unconstrained | DePuy International Ltd. | SIGMA CR150 CEM SZ 2 RT | 196030200 | Standalone | DE0006001 | As per HSA registered indication(s)
Orthopaedics | Total knee replacement (TKR) | TKR femoral component | TKR femoral component - Unconstrained | DePuy International Ltd. | SIGMA CR150 CEM SZ 2.5 RT | 196030250 | Standalone | DE0006001 | As per HSA registered indication(s)
Orthopaedics | Total knee replacement (TKR) | TKR femoral component | TKR femoral component - Unconstrained | DePuy International Ltd. | SIGMA CR150 CEM SZ 3 RT | 196030300 | Standalone | DE0006001 | As per HSA registered indication(s)
Orthopaedics | Total knee replacement (TKR) | TKR femoral component | TKR femoral component - Unconstrained | DePuy International Ltd. | SIGMA CR150 CEM SZ 4 RT | 196030400 | Standalone | DE0006001 | As per HSA registered indication(s)
Orthopaedics | Total knee replacement (TKR) | TKR femoral component | TKR femoral component - Unconstrained | DePuy International Ltd. | SIGMA CR150 CEM SZ 5 RT | 196030500 | Standalone | DE0006001 | As per HSA registered indication(s)
Orthopaedics | Total knee replacement (TKR) | TKR femoral component | TKR femoral component - Unconstrained | DePuy Orthopaedics | SIG C/R POROCOAT FEM LT SZ 2 | 940012 | Standalone | DE0003257 | As per HSA registered indication(s)
Orthopaedics | Total knee replacement (TKR) | TKR femoral component | TKR femoral component - Unconstrained | DePuy Orthopaedics | SIG C/R POROCOAT FEM LT SZ 3 | 940013 | Standalone | DE0003257 | As per HSA registered indication(s)
Orthopaedics | Total knee replacement (TKR) | TKR femoral component | TKR femoral component - Unconstrained | DePuy Orthopaedics | SIG C/R POROCOAT FEM LT SZ 4 | 940014 | Standalone | DE0003257 | As per HSA registered indication(s)
Orthopaedics | Total knee replacement (TKR) | TKR femoral component | TKR femoral component - Unconstrained | DePuy Orthopaedics | SIG C/R POROCOAT FEM LT SZ 5 | 940015 | Standalone | DE0003257 | As per HSA registered indication(s)
Orthopaedics | Total knee replacement (TKR) | TKR femoral component | TKR femoral component - Unconstrained | DePuy Orthopaedics | SIG C/R POROCOAT FEM LT SZ 1.5 | 940017 | Standalone | DE0003257 | As per HSA registered indication(s)
Orthopaedics | Total knee replacement (TKR) | TKR femoral component | TKR femoral component - Unconstrained | DePuy Orthopaedics | SIG C/R POROCOAT FEM LT SZ 2.5 | 940018 | Standalone | DE0003257 | As per HSA registered indication(s)
Orthopaedics | Total knee replacement (TKR) | TKR femoral component | TKR femoral component - Unconstrained | DePuy Orthopaedics | SIG C/R POROCOAT FEM RT SZ 2 | 940022 | Standalone | DE0003257 | As per HSA registered indication(s)
Orthopaedics | Total knee replacement (TKR) | TKR femoral component | TKR femoral component - Unconstrained | DePuy Orthopaedics | SIG C/R POROCOAT FEM RT SZ 3 | 940023 | Standalone | DE0003257 | As per HSA registered indication(s)
Orthopaedics | Total knee replacement (TKR) | TKR femoral component | TKR femoral component - Unconstrained | DePuy Orthopaedics | SIG C/R POROCOAT FEM RT SZ 4 | 940024 | Standalone | DE0003257 | As per HSA registered indication(s)
Orthopaedics | Total knee replacement (TKR) | TKR femoral component | TKR femoral component - Unconstrained | DePuy Orthopaedics | SIG C/R POROCOAT FEM RT SZ 5 | 940025 | Standalone | DE0003257 | As per HSA registered indication(s)
Orthopaedics | Total knee replacement (TKR) | TKR femoral component | TKR femoral component - Unconstrained | DePuy Orthopaedics | SIG C/R POROCOAT FEM RT SZ 1.5 | 940027 | Standalone | DE0003257 | As per HSA registered indication(s)
Orthopaedics | Total knee replacement (TKR) | TKR femoral component | TKR femoral component - Unconstrained | DePuy Orthopaedics | SIG C/R POROCOAT FEM RT SZ 2.5 | 940028 | Standalone | DE0003257 | As per HSA registered indication(s)
Orthopaedics | Total knee replacement (TKR) | TKR femoral component | TKR femoral component - Unconstrained | DePuy Orthopaedics | PFC SIGMA C/R NPOR FEM LT SZ 2 | 960002 | Standalone | DE0003257 | As per HSA registered indication(s)
Orthopaedics | Total knee replacement (TKR) | TKR femoral component | TKR femoral component - Unconstrained | DePuy Orthopaedics | PFC SIGMA C/R NPOR FEM LT SZ 3 | 960003 | Standalone | DE0003257 | As per HSA registered indication(s)
Orthopaedics | Total knee replacement (TKR) | TKR femoral component | TKR femoral component - Unconstrained | DePuy Orthopaedics | PFC SIGMA C/R NPOR FEM LT SZ 4 | 960004 | Standalone | DE0003257 | As per HSA registered indication(s)
Orthopaedics | Total knee replacement (TKR) | TKR femoral component | TKR femoral component - Unconstrained | DePuy Orthopaedics | PFC SIGMA C/R NPOR FEM LT SZ5 | 960005 | Standalone | DE0003257 | As per HSA registered indication(s)
Orthopaedics | Total knee replacement (TKR) | TKR femoral component | TKR femoral component - Unconstrained | DePuy Orthopaedics | PFC SIGMA C/R NPOR FEM LTSZ1.5 | 960007 | Standalone | DE0003257 | As per HSA registered indication(s)
Orthopaedics | Total knee replacement (TKR) | TKR femoral component | TKR femoral component - Unconstrained | DePuy Orthopaedics | PFC SIGMA C/R NPOR FEM LTSZ2.5 | 960008 | Standalone | DE0003257 | As per HSA registered indication(s)
Orthopaedics | Total knee replacement (TKR) | TKR femoral component | TKR femoral component - Unconstrained | DePuy Orthopaedics | PFC SIGMA C/R NPOR FEM RT SZ 2 | 960012 | Standalone | DE0003257 | As per HSA registered indication(s)
Orthopaedics | Total knee replacement (TKR) | TKR femoral component | TKR femoral component - Unconstrained | DePuy Orthopaedics | PFC SIGMA C/R NPOR FEM RT SZ 3 | 960013 | Standalone | DE0003257 | As per HSA registered indication(s)
Orthopaedics | Total knee replacement (TKR) | TKR femoral component | TKR femoral component - Unconstrained | DePuy Orthopaedics | PFC SIGMA C/R NPOR FEM RT SZ 4 | 960014 | Standalone | DE0003257 | As per HSA registered indication(s)
Orthopaedics | Total knee replacement (TKR) | TKR femoral component | TKR femoral component - Unconstrained | DePuy Orthopaedics | PFC SIGMA C/R NPOR FEM RT SZ 5 | 960015 | Standalone | DE0003257 | As per HSA registered indication(s)
Orthopaedics | Total knee replacement (TKR) | TKR femoral component | TKR femoral component - Unconstrained | DePuy Orthopaedics | PFC SIGMA C/R NPOR FE RT SZ1.5 | 960017 | Standalone | DE0003257 | As per HSA registered indication(s)
Orthopaedics | Total knee replacement (TKR) | TKR femoral component | TKR femoral component - Unconstrained | DePuy Orthopaedics | PFC SIGMA C/R NPOR FE RT SZ2.5 | 960018 | Standalone | DE0003257 | As per HSA registered indication(s)
Orthopaedics | Total knee replacement (TKR) | TKR femoral component | TKR femoral component - Unconstrained | DePuy Orthopaedics | PFC SIGMA C/R POR FEM LF SZ2 | 960022 | Standalone | DE0003257 | As per HSA registered indication(s)
Orthopaedics | Total knee replacement (TKR) | TKR femoral component | TKR femoral component - Unconstrained | DePuy Orthopaedics | PFC SIGMA C/R POR FEM LF SZ3 | 960023 | Standalone | DE0003257 | As per HSA registered indication(s)
Orthopaedics | Total knee replacement (TKR) | TKR femoral component | TKR femoral component - Unconstrained | DePuy Orthopaedics | PFC SIGMA C/R POR FEM LF SZ4 | 960024 | Standalone | DE0003257 | As per HSA registered indication(s)
Orthopaedics | Total knee replacement (TKR) | TKR femoral component | TKR femoral component - Unconstrained | DePuy Orthopaedics | PFC SIGMA C/R POR FEM LF SZ5 | 960025 | Standalone | DE0003257 | As per HSA registered indication(s)
Orthopaedics | Total knee replacement (TKR) | TKR femoral component | TKR femoral component - Unconstrained | DePuy Orthopaedics | PFC SIGMA C/R POR FE LF SZ1.5 | 960027 | Standalone | DE0003257 | As per HSA registered indication(s)
Orthopaedics | Total knee replacement (TKR) | TKR femoral component | TKR femoral component - Unconstrained | DePuy Orthopaedics | PFC SIGMA C/R POR FE LF SZ 2.5 | 960028 | Standalone | DE0003257 | As per HSA registered indication(s)
Orthopaedics | Total knee replacement (TKR) | TKR femoral component | TKR femoral component - Unconstrained | DePuy Orthopaedics | PFC SIGMA C/R POR FEM RT SZ 2 | 960032 | Standalone | DE0003257 | As per HSA registered indication(s)
Orthopaedics | Total knee replacement (TKR) | TKR femoral component | TKR femoral component - Unconstrained | DePuy Orthopaedics | PFC SIGMA C/R POR FEM RT SZ3 | 960033 | Standalone | DE0003257 | As per HSA registered indication(s)
Orthopaedics | Total knee replacement (TKR) | TKR femoral component | TKR femoral component - Unconstrained | DePuy Orthopaedics | PFC SIGMA C/R POR FEM RT SZ4 | 960034 | Standalone | DE0003257 | As per HSA registered indication(s)
Orthopaedics | Total knee replacement (TKR) | TKR femoral component | TKR femoral component - Unconstrained | DePuy Orthopaedics | PFC SIGMA C/R POR FEM RT SZ 5 | 960035 | Standalone | DE0003257 | As per HSA registered indication(s)
Orthopaedics | Total knee replacement (TKR) | TKR femoral component | TKR femoral component - Unconstrained | DePuy Orthopaedics | PFC SIGMA C/R POR FE RT SZ 1.5 | 960037 | Standalone | DE0003257 | As per HSA registered indication(s)
Orthopaedics | Total knee replacement (TKR) | TKR femoral component | TKR femoral component - Unconstrained | DePuy Orthopaedics | PFC SIGMA C/R POR FE RT SZ 2.5 | 960038 | Standalone | DE0003257 | As per HSA registered indication(s)
Orthopaedics | Total knee replacement (TKR) | TKR femoral component | TKR femoral component - Unconstrained | DePuy Orthopaedics | PFC SIGMA C/S NPOR FEM LT SZ 2 | 960042 | Standalone | DE0003257 | As per HSA registered indication(s)
Orthopaedics | Total knee replacement (TKR) | TKR femoral component | TKR femoral component - Unconstrained | DePuy Orthopaedics | PFC SIGMA C/S NPOR FEM LT SZ 3 | 960043 | Standalone | DE0003257 | As per HSA registered indication(s)
Orthopaedics | Total knee replacement (TKR) | TKR femoral component | TKR femoral component - Unconstrained | DePuy Orthopaedics | PFC SIGMA C/S NPOR FEM LT SZ 4 | 960044 | Standalone | DE0003257 | As per HSA registered indication(s)
Orthopaedics | Total knee replacement (TKR) | TKR femoral component | TKR femoral component - Unconstrained | DePuy Orthopaedics | PFC SIGMA C/S NPOR FEM LT SZ 5 | 960045 | Standalone | DE0003257 | As per HSA registered indication(s)
Orthopaedics | Total knee replacement (TKR) | TKR femoral component | TKR femoral component - Unconstrained | DePuy Orthopaedics | PFC SIGMA C/S NPOR FE LT SZ1.5 | 960047 | Standalone | DE0003257 | As per HSA registered indication(s)
Orthopaedics | Total knee replacement (TKR) | TKR femoral component | TKR femoral component - Unconstrained | DePuy Orthopaedics | PFC SIGMA C/S NPOR FE LT SZ2.5 | 960048 | Standalone | DE0003257 | As per HSA registered indication(s)
Orthopaedics | Total knee replacement (TKR) | TKR femoral component | TKR femoral component - Unconstrained | DePuy Orthopaedics | PFC SIGMA C/S NPOR FEM RT SZ 2 | 960052 | Standalone | DE0003257 | As per HSA registered indication(s)
Orthopaedics | Total knee replacement (TKR) | TKR femoral component | TKR femoral component - Unconstrained | DePuy Orthopaedics | PFC SIGMA C/S NPOR FEM RT SZ 3 | 960053 | Standalone | DE0003257 | As per HSA registered indication(s)
Orthopaedics | Total knee replacement (TKR) | TKR femoral component | TKR femoral component - Unconstrained | DePuy Orthopaedics | PFC SIGMA C/S NPOR FEM RT SZ 4 | 960054 | Standalone | DE0003257 | As per HSA registered indication(s)
Orthopaedics | Total knee replacement (TKR) | TKR femoral component | TKR femoral component - Unconstrained | DePuy Orthopaedics | PFC SIGMA C/S NPOR FEM RT SZ 5 | 960055 | Standalone | DE0003257 | As per HSA registered indication(s)
Orthopaedics | Total knee replacement (TKR) | TKR femoral component | TKR femoral component - Unconstrained | DePuy Orthopaedics | PFC SIGMA C/S NPOR FE RT SZ1.5 | 960057 | Standalone | DE0003257 | As per HSA registered indication(s)
Orthopaedics | Total knee replacement (TKR) | TKR femoral component | TKR femoral component - Unconstrained | DePuy Orthopaedics | PFC SIGMA C/S NPOR FE RT SZ2.5 | 960058 | Standalone | DE0003257 | As per HSA registered indication(s)
Orthopaedics | Total knee replacement (TKR) | TKR femoral component | TKR femoral component - Unconstrained | DePuy Orthopaedics | SIGMA PS NONLUGGED FEMUR LEFTSIZE1.5 | 196040150 | Standalone | DE0003257 | As per HSA registered indication(s)
Orthopaedics | Total knee replacement (TKR) | TKR femoral component | TKR femoral component - Unconstrained | DePuy Orthopaedics | SIGMA PS NONLUGGED FEMUR LEFTSIZE2 | 196040200 | Standalone | DE0003257 | As per HSA registered indication(s)
Orthopaedics | Total knee replacement (TKR) | TKR femoral component | TKR femoral component - Unconstrained | DePuy Orthopaedics | SIGMA PS NONLUGGED FEMUR LEFTSIZE2.5 | 196040250 | Standalone | DE0003257 | As per HSA registered indication(s)
Orthopaedics | Total knee replacement (TKR) | TKR femoral component | TKR femoral component - Unconstrained | DePuy Orthopaedics | SIGMA PS NONLUGGED FEMUR LEFTSIZE3 | 196040300 | Standalone | DE0003257 | As per HSA registered indication(s)
Orthopaedics | Total knee replacement (TKR) | TKR femoral component | TKR femoral component - Unconstrained | DePuy Orthopaedics | SIGMA PS NONLUGGED FEMUR LEFTSIZE4 | 196040400 | Standalone | DE0003257 | As per HSA registered indication(s)
Orthopaedics | Total knee replacement (TKR) | TKR femoral component | TKR femoral component - Unconstrained | DePuy Orthopaedics | SIGMA PS NONLUGGED FEMUR LEFTSIZE5 | 196040500 | Standalone | DE0003257 | As per HSA registered indication(s)
Orthopaedics | Total knee replacement (TKR) | TKR femoral component | TKR femoral component - Unconstrained | DePuy Orthopaedics | SIGMA PS NONLUGGED FEMUR RIGHT SIZE1.5 | 196050150 | Standalone | DE0003257 | As per HSA registered indication(s)
Orthopaedics | Total knee replacement (TKR) | TKR femoral component | TKR femoral component - Unconstrained | DePuy Orthopaedics | SIGMA PS NONLUGGED FEMUR RIGHT SIZE2 | 196050200 | Standalone | DE0003257 | As per HSA registered indication(s)
Orthopaedics | Total knee replacement (TKR) | TKR femoral component | TKR femoral component - Unconstrained | DePuy Orthopaedics | SIGMA PS NONLUGGED FEMUR RIGHT SIZE2.5 | 196050250 | Standalone | DE0003257 | As per HSA registered indication(s)
Orthopaedics | Total knee replacement (TKR) | TKR femoral component | TKR femoral component - Unconstrained | DePuy Orthopaedics | SIGMA PS NONLUGGED FEMUR RIGHT SIZE3 | 196050300 | Standalone | DE0003257 | As per HSA registered indication(s)
Orthopaedics | Total knee replacement (TKR) | TKR femoral component | TKR femoral component - Unconstrained | DePuy Orthopaedics | SIGMA PS NONLUGGED FEMUR RIGHT SIZE4 | 196050400 | Standalone | DE0003257 | As per HSA registered indication(s)
Orthopaedics | Total knee replacement (TKR) | TKR femoral component | TKR femoral component - Unconstrained | DePuy Orthopaedics | SIGMA PS NONLUGGED FEMUR RIGHTSIZE5 | 196050500 | Standalone | DE0003257 | As per HSA registered indication(s)
Orthopaedics | Total knee replacement (TKR) | TKR femoral component | TKR femoral component - Unconstrained | DePuy Orthopaedics | SIG C R POROCOAT FEM LT SZ 6 | 940016 | Standalone | DE0003257 | As per HSA registered indication(s)
Orthopaedics | Total knee replacement (TKR) | TKR femoral component | TKR femoral component - Unconstrained | DePuy Orthopaedics | SIG C/R POROCOAT FEM LT SZ 4N | 940019 | Standalone | DE0003257 | As per HSA registered indication(s)
Orthopaedics | Total knee replacement (TKR) | TKR femoral component | TKR femoral component - Unconstrained | DePuy Orthopaedics | SIG C R POROCOAT FEM RT SZ 6 | 940026 | Standalone | DE0003257 | As per HSA registered indication(s)
Orthopaedics | Total knee replacement (TKR) | TKR femoral component | TKR femoral component - Unconstrained | DePuy Orthopaedics | SIG C/R POROCOAT FEM RT SZ 4N | 940029 | Standalone | DE0003257 | As per HSA registered indication(s)
Orthopaedics | Total knee replacement (TKR) | TKR femoral component | TKR femoral component - Unconstrained | DePuy Orthopaedics | PFC SIGMA C/R POR FEM LF SZ6 | 960026 | Standalone | DE0003257 | As per HSA registered indication(s)
Orthopaedics | Total knee replacement (TKR) | TKR femoral component | TKR femoral component - Unconstrained | DePuy Orthopaedics | PFC SIGMA C/R POR FEM RT SZ 6 | 960036 | Standalone | DE0003257 | As per HSA registered indication(s)
Orthopaedics | Total knee replacement (TKR) | TKR femoral component | TKR femoral component - Unconstrained | DePuy Orthopaedics | PFC SIG CS NPOR FEM LT SZ 4N | 196004400 | Standalone | DE0003257 | As per HSA registered indication(s)
Orthopaedics | Total knee replacement (TKR) | TKR femoral component | TKR femoral component - Unconstrained | DePuy Orthopaedics | PFC SIG CS NPOR FEM RT SZ 4N | 196005400 | Standalone | DE0003257 | As per HSA registered indication(s)
Orthopaedics | Total knee replacement (TKR) | TKR femoral component | TKR femoral component - Unconstrained | Smith+Nephew | LEGION CR NP FEM SZ2 LT | 71423202 | Standalone | DE0012409 | As per HSA registered indication(s)
Orthopaedics | Total knee replacement (TKR) | TKR femoral component | TKR femoral component - Unconstrained | Smith+Nephew | LEGION CR NP FEM SZ 3 LT | 71423203 | Standalone | DE0012409 | As per HSA registered indication(s)
Orthopaedics | Total knee replacement (TKR) | TKR femoral component | TKR femoral component - Unconstrained | Smith+Nephew | LEGION CR NP FEM SZ 4 LT | 71423204 | Standalone | DE0012409 | As per HSA registered indication(s)
Orthopaedics | Total knee replacement (TKR) | TKR femoral component | TKR femoral component - Unconstrained | Smith+Nephew | LEGION CR NP FEM SZ 5 LT | 71423205 | Standalone | DE0012409 | As per HSA registered indication(s)
Orthopaedics | Total knee replacement (TKR) | TKR femoral component | TKR femoral component - Unconstrained | Smith+Nephew | LEGION CR NP FEM SZ 6 LT | 71423206 | Standalone | DE0012409 | As per HSA registered indication(s)
Orthopaedics | Total knee replacement (TKR) | TKR femoral component | TKR femoral component - Unconstrained | Smith+Nephew | LEGION CR NP FEM SZ 7 LT | 71423207 | Standalone | DE0012409 | As per HSA registered indication(s)
Orthopaedics | Total knee replacement (TKR) | TKR femoral component | TKR femoral component - Unconstrained | Smith+Nephew | LEGION CR NP FEM SZ 2 RT | 71423212 | Standalone | DE0012409 | As per HSA registered indication(s)
Orthopaedics | Total knee replacement (TKR) | TKR femoral component | TKR femoral component - Unconstrained | Smith+Nephew | LEGION CR NP FEM SZ 3 RT | 71423213 | Standalone | DE0012409 | As per HSA registered indication(s)
Orthopaedics | Total knee replacement (TKR) | TKR femoral component | TKR femoral component - Unconstrained | Smith+Nephew | LEGION CR NP FEM SZ 4 RT | 71423214 | Standalone | DE0012409 | As per HSA registered indication(s)
Orthopaedics | Total knee replacement (TKR) | TKR femoral component | TKR femoral component - Unconstrained | Smith+Nephew | LEGION CR NP FEM SZ 5 RT | 71423215 | Standalone | DE0012409 | As per HSA registered indication(s)
Orthopaedics | Total knee replacement (TKR) | TKR femoral component | TKR femoral component - Unconstrained | Smith+Nephew | LEGION CR NP FEM SZ 6 RT | 71423216 | Standalone | DE0012409 | As per HSA registered indication(s)
Orthopaedics | Total knee replacement (TKR) | TKR femoral component | TKR femoral component - Unconstrained | Smith+Nephew | LEGION CR NP FEM SZ 7 RT | 71423217 | Standalone | DE0012409 | As per HSA registered indication(s)
Orthopaedics | Total knee replacement (TKR) | TKR femoral component | TKR femoral component - Unconstrained | Smith+Nephew | LEGION CR NP NARROW FEM SZ 3 LT | 71933640 | Standalone | DE0012409 | As per HSA registered indication(s)
Orthopaedics | Total knee replacement (TKR) | TKR femoral component | TKR femoral component - Unconstrained | Smith+Nephew | LEGION CR NP NARROW FEM SZ 4 LT | 71933641 | Standalone | DE0012409 | As per HSA registered indication(s)
Orthopaedics | Total knee replacement (TKR) | TKR femoral component | TKR femoral component - Unconstrained | Smith+Nephew | LEGION CR NP NARROW FEM SZ 5 LT | 71933642 | Standalone | DE0012409 | As per HSA registered indication(s)
Orthopaedics | Total knee replacement (TKR) | TKR femoral component | TKR femoral component - Unconstrained | Smith+Nephew | LEGION CR NP NARROW FEM SZ 6 LT | 71933643 | Standalone | DE0012409 | As per HSA registered indication(s)
Orthopaedics | Total knee replacement (TKR) | TKR femoral component | TKR femoral component - Unconstrained | Smith+Nephew | LEGION CR NP NARROW FEM SZ 3 RT | 71933644 | Standalone | DE0012409 | As per HSA registered indication(s)
Orthopaedics | Total knee replacement (TKR) | TKR femoral component | TKR femoral component - Unconstrained | Smith+Nephew | LEGION CR NP NARROW FEM SZ 4 RT | 71933645 | Standalone | DE0012409 | As per HSA registered indication(s)
Orthopaedics | Total knee replacement (TKR) | TKR femoral component | TKR femoral component - Unconstrained | Smith+Nephew | LEGION CR NP NARROW FEM SZ 5 RT | 71933646 | Standalone | DE0012409 | As per HSA registered indication(s)
Orthopaedics | Total knee replacement (TKR) | TKR femoral component | TKR femoral component - Unconstrained | Smith+Nephew | LEGION CR NP NARROW FEM SZ 6 RT | 71933647 | Standalone | DE0012409 | As per HSA registered indication(s)
Orthopaedics | Total knee replacement (TKR) | TKR femoral component | TKR femoral component - Unconstrained | Smith+Nephew | LEGION PS NP FEM SZ 2 LT | 71423222 | Standalone | DE0012409 | As per HSA registered indication(s)
Orthopaedics | Total knee replacement (TKR) | TKR femoral component | TKR femoral component - Unconstrained | Smith+Nephew | LEGION PS NP FEM SZ 3 LT | 71423223 | Standalone | DE0012409 | As per HSA registered indication(s)
Orthopaedics | Total knee replacement (TKR) | TKR femoral component | TKR femoral component - Unconstrained | Smith+Nephew | LEGION PS NP FEM SZ 4 LT | 71423224 | Standalone | DE0012409 | As per HSA registered indication(s)
Orthopaedics | Total knee replacement (TKR) | TKR femoral component | TKR femoral component - Unconstrained | Smith+Nephew | LEGION PS NP FEM SZ 5 LT | 71423225 | Standalone | DE0012409 | As per HSA registered indication(s)
Orthopaedics | Total knee replacement (TKR) | TKR femoral component | TKR femoral component - Unconstrained | Smith+Nephew | LEGION PS NP FEM SZ 6 LT | 71423226 | Standalone | DE0012409 | As per HSA registered indication(s)
Orthopaedics | Total knee replacement (TKR) | TKR femoral component | TKR femoral component - Unconstrained | Smith+Nephew | LEGION PS NP FEM SZ 7 LT | 71423227 | Standalone | DE0012409 | As per HSA registered indication(s)
Orthopaedics | Total knee replacement (TKR) | TKR femoral component | TKR femoral component - Unconstrained | Smith+Nephew | LEGION PS NP FEM SZ 8 LT | 71423228 | Standalone | DE0012409 | As per HSA registered indication(s)
Orthopaedics | Total knee replacement (TKR) | TKR femoral component | TKR femoral component - Unconstrained | Smith+Nephew | LEGION PS NP FEM SZ 2 RT | 71423232 | Standalone | DE0012409 | As per HSA registered indication(s)
Orthopaedics | Total knee replacement (TKR) | TKR femoral component | TKR femoral component - Unconstrained | Smith+Nephew | LEGION PS NP FEM SZ 3 RT | 71423233 | Standalone | DE0012409 | As per HSA registered indication(s)
Orthopaedics | Total knee replacement (TKR) | TKR femoral component | TKR femoral component - Unconstrained | Smith+Nephew | LEGION PS NP FEM SZ 4 RT | 71423234 | Standalone | DE0012409 | As per HSA registered indication(s)
Orthopaedics | Total knee replacement (TKR) | TKR femoral component | TKR femoral component - Unconstrained | Smith+Nephew | LEGION PS NP FEM SZ 5 RT | 71423235 | Standalone | DE0012409 | As per HSA registered indication(s)
Orthopaedics | Total knee replacement (TKR) | TKR femoral component | TKR femoral component - Unconstrained | Smith+Nephew | LEGION PS NP FEM SZ 6 RT | 71423236 | Standalone | DE0012409 | As per HSA registered indication(s)
Orthopaedics | Total knee replacement (TKR) | TKR femoral component | TKR femoral component - Unconstrained | Smith+Nephew | LEGION PS NP FEM SZ 7 RT | 71423237 | Standalone | DE0012409 | As per HSA registered indication(s)
Orthopaedics | Total knee replacement (TKR) | TKR femoral component | TKR femoral component - Unconstrained | Smith+Nephew | LEGION PS NP FEM SZ 8 RT | 71423238 | Standalone | DE0012409 | As per HSA registered indication(s)
Orthopaedics | Total knee replacement (TKR) | TKR femoral component | TKR femoral component - Unconstrained | Smith+Nephew | Legion PS NP Narrow Sz 3 Left | 71933648 | Standalone | DE0012409 | As per HSA registered indication(s)
Orthopaedics | Total knee replacement (TKR) | TKR femoral component | TKR femoral component - Unconstrained | Smith+Nephew | Legion PS NP Narrow Sz 4 Left | 71933649 | Standalone | DE0012409 | As per HSA registered indication(s)
Orthopaedics | Total knee replacement (TKR) | TKR femoral component | TKR femoral component - Unconstrained | Smith+Nephew | Legion PS NP Narrow Sz 5 Left | 71933650 | Standalone | DE0012409 | As per HSA registered indication(s)
Orthopaedics | Total knee replacement (TKR) | TKR femoral component | TKR femoral component - Unconstrained | Smith+Nephew | Legion PS NP Narrow Sz 6 Left | 71933651 | Standalone | DE0012409 | As per HSA registered indication(s)
Orthopaedics | Total knee replacement (TKR) | TKR femoral component | TKR femoral component - Unconstrained | Smith+Nephew | Legion PS NP Narrow Sz 3 Right | 71933652 | Standalone | DE0012409 | As per HSA registered indication(s)
Orthopaedics | Total knee replacement (TKR) | TKR femoral component | TKR femoral component - Unconstrained | Smith+Nephew | Legion PS NP Narrow Sz 4 Right | 71933653 | Standalone | DE0012409 | As per HSA registered indication(s)
Orthopaedics | Total knee replacement (TKR) | TKR femoral component | TKR femoral component - Unconstrained | Smith+Nephew | Legion PS NP Narrow Sz 5 Right | 71933654 | Standalone | DE0012409 | As per HSA registered indication(s)
Orthopaedics | Total knee replacement (TKR) | TKR femoral component | TKR femoral component - Unconstrained | Smith+Nephew | Legion PS NP Narrow Sz 6 Right | 71933655 | Standalone | DE0012409 | As per HSA registered indication(s)
Orthopaedics | Total knee replacement (TKR) | TKR femoral component | TKR femoral component - Unconstrained | STRYKER HOWMEDICA OSTEONICS | SCORPIO P/S FEM COMP W/LUG #3 LEFT | 714503L | Standalone | DE0004051 | As per HSA registered indication(s)
Orthopaedics | Total knee replacement (TKR) | TKR femoral component | TKR femoral component - Unconstrained | STRYKER HOWMEDICA OSTEONICS | SCORPIO P/S FEM COMP W/LUG #3 RIGHT | 714503R | Standalone | DE0004051 | As per HSA registered indication(s)
Orthopaedics | Total knee replacement (TKR) | TKR femoral component | TKR femoral component - Unconstrained | STRYKER HOWMEDICA OSTEONICS | SCORPIO P/S FEM COMP W/LUG #5 LEFT | 714505L | Standalone | DE0004051 | As per HSA registered indication(s)
Orthopaedics | Total knee replacement (TKR) | TKR femoral component | TKR femoral component - Unconstrained | STRYKER HOWMEDICA OSTEONICS | SCORPIO P/S FEM COMP W/LUG #5 RIGHT | 714505R | Standalone | DE0004051 | As per HSA registered indication(s)
Orthopaedics | Total knee replacement (TKR) | TKR femoral component | TKR femoral component - Unconstrained | STRYKER HOWMEDICA OSTEONICS | SCORPIO P/S FEM COMP W/LUG #7 LEFT | 714507L | Standalone | DE0004051 | As per HSA registered indication(s)
Orthopaedics | Total knee replacement (TKR) | TKR femoral component | TKR femoral component - Unconstrained | STRYKER HOWMEDICA OSTEONICS | SCORPIO P/S FEM COMP W/LUG #7 RIGHT | 714507R | Standalone | DE0004051 | As per HSA registered indication(s)
Orthopaedics | Total knee replacement (TKR) | TKR femoral component | TKR femoral component - Unconstrained | STRYKER HOWMEDICA OSTEONICS | SCORPIO P/S FEM COMP W/LUG #9 LEFT | 714509L | Standalone | DE0004051 | As per HSA registered indication(s)
Orthopaedics | Total knee replacement (TKR) | TKR femoral component | TKR femoral component - Unconstrained | STRYKER HOWMEDICA OSTEONICS | SCORPIO P/S FEM COMP W/LUG #9 RIGHT | 714509R | Standalone | DE0004051 | As per HSA registered indication(s)
Orthopaedics | Total knee replacement (TKR) | TKR femoral component | TKR femoral component - Unconstrained | STRYKER HOWMEDICA OSTEONICS | SCORPIO P/S FEM COMP W/LUG #11 LEFT | 714511L | Standalone | DE0004051 | As per HSA registered indication(s)
Orthopaedics | Total knee replacement (TKR) | TKR femoral component | TKR femoral component - Unconstrained | STRYKER HOWMEDICA OSTEONICS | SCORPIO P/S FEM COMP W/LUG #11 RIGHT | 714511R | Standalone | DE0004051 | As per HSA registered indication(s)
Orthopaedics | Total knee replacement (TKR) | TKR femoral component | TKR femoral component - Unconstrained | STRYKER HOWMEDICA OSTEONICS | SCORPIO P/S FEM COMP W/LUG #13 LEFT | 714513L | Standalone | DE0004051 | As per HSA registered indication(s)
Orthopaedics | Total knee replacement (TKR) | TKR femoral component | TKR femoral component - Unconstrained | STRYKER HOWMEDICA OSTEONICS | SCORPIO P/S FEM COMP W/LUG #13 RIGHT | 714513R | Standalone | DE0004051 | As per HSA registered indication(s)
Orthopaedics | Total knee replacement (TKR) | TKR femoral component | TKR femoral component - Unconstrained | STRYKER HOWMEDICA OSTEONICS | Scorpio NRG PS Femoral #3 LEFT | 814403L | Standalone | DE0004430 | As per HSA registered indication(s)
Orthopaedics | Total knee replacement (TKR) | TKR femoral component | TKR femoral component - Unconstrained | STRYKER HOWMEDICA OSTEONICS | Scorpio NRG PS Femoral #3 RIGHT | 814403R | Standalone | DE0004430 | As per HSA registered indication(s)
Orthopaedics | Total knee replacement (TKR) | TKR femoral component | TKR femoral component - Unconstrained | STRYKER HOWMEDICA OSTEONICS | Scorpio NRG PS Femoral #4 LEFT | 814404L | Standalone | DE0004430 | As per HSA registered indication(s)
Orthopaedics | Total knee replacement (TKR) | TKR femoral component | TKR femoral component - Unconstrained | STRYKER HOWMEDICA OSTEONICS | Scorpio NRG PS Femoral #4 RIGHT | 814404R | Standalone | DE0004430 | As per HSA registered indication(s)
Orthopaedics | Total knee replacement (TKR) | TKR femoral component | TKR femoral component - Unconstrained | STRYKER HOWMEDICA OSTEONICS | Scorpio NRG PS Femoral #5 LEFT | 814405L | Standalone | DE0004430 | As per HSA registered indication(s)
Orthopaedics | Total knee replacement (TKR) | TKR femoral component | TKR femoral component - Unconstrained | STRYKER HOWMEDICA OSTEONICS | Scorpio NRG PS Femoral #5 RIGHT | 814405R | Standalone | DE0004430 | As per HSA registered indication(s)
Orthopaedics | Total knee replacement (TKR) | TKR femoral component | TKR femoral component - Unconstrained | STRYKER HOWMEDICA OSTEONICS | Scorpio NRG PS Femoral #6 LEFT | 814406L | Standalone | DE0004430 | As per HSA registered indication(s)
Orthopaedics | Total knee replacement (TKR) | TKR femoral component | TKR femoral component - Unconstrained | STRYKER HOWMEDICA OSTEONICS | Scorpio NRG PS Femoral #6 RIGHT | 814406R | Standalone | DE0004430 | As per HSA registered indication(s)
Orthopaedics | Total knee replacement (TKR) | TKR femoral component | TKR femoral component - Unconstrained | STRYKER HOWMEDICA OSTEONICS | Scorpio NRG PS Femoral #7 LEFT | 814407L | Standalone | DE0004430 | As per HSA registered indication(s)
Orthopaedics | Total knee replacement (TKR) | TKR femoral component | TKR femoral component - Unconstrained | STRYKER HOWMEDICA OSTEONICS | Scorpio NRG PS Femoral #7 RIGHT | 814407R | Standalone | DE0004430 | As per HSA registered indication(s)
Orthopaedics | Total knee replacement (TKR) | TKR femoral component | TKR femoral component - Unconstrained | STRYKER HOWMEDICA OSTEONICS | Scorpio NRG PS Femoral #9 LEFT | 814409L | Standalone | DE0004430 | As per HSA registered indication(s)
Orthopaedics | Total knee replacement (TKR) | TKR femoral component | TKR femoral component - Unconstrained | STRYKER HOWMEDICA OSTEONICS | Scorpio NRG PS Femoral #9 RIGHT | 814409R | Standalone | DE0004430 | As per HSA registered indication(s)
Orthopaedics | Total knee replacement (TKR) | TKR femoral component | TKR femoral component - Unconstrained | STRYKER HOWMEDICA OSTEONICS | Scorpio NRG PS Femoral #11 LEFT | 814411L | Standalone | DE0004430 | As per HSA registered indication(s)
Orthopaedics | Total knee replacement (TKR) | TKR femoral component | TKR femoral component - Unconstrained | STRYKER HOWMEDICA OSTEONICS | Scorpio NRG PS Femoral #11 RIGHT | 814411R | Standalone | DE0004430 | As per HSA registered indication(s)
Orthopaedics | Total knee replacement (TKR) | TKR femoral component | TKR femoral component - Unconstrained | STRYKER HOWMEDICA OSTEONICS | Scorpio NRG PS Femoral #13 LEFT | 814413L | Standalone | DE0004430 | As per HSA registered indication(s)
Orthopaedics | Total knee replacement (TKR) | TKR femoral component | TKR femoral component - Unconstrained | STRYKER HOWMEDICA OSTEONICS | Scorpio NRG PS Femoral #13 RIGHT | 814413R | Standalone | DE0004430 | As per HSA registered indication(s)
Orthopaedics | Total knee replacement (TKR) | TKR femoral component | TKR femoral component - Unconstrained | STRYKER HOWMEDICA OSTEONICS | SCORPIO NRG CR FEM WAF POSTS #3L | 804403L | Standalone | DE0004430 | As per HSA registered indication(s)
Orthopaedics | Total knee replacement (TKR) | TKR femoral component | TKR femoral component - Unconstrained | STRYKER HOWMEDICA OSTEONICS | SCORPIO NRG CR FEM WAF POSTS #3R | 804403R | Standalone | DE0004430 | As per HSA registered indication(s)
Orthopaedics | Total knee replacement (TKR) | TKR femoral component | TKR femoral component - Unconstrained | STRYKER HOWMEDICA OSTEONICS | SCORPIO NRG CR FEM WAF POSTS #4L | 804404L | Standalone | DE0004430 | As per HSA registered indication(s)
Orthopaedics | Total knee replacement (TKR) | TKR femoral component | TKR femoral component - Unconstrained | STRYKER HOWMEDICA OSTEONICS | SCORPIO NRG CR FEM WAF POSTS #4R | 804404R | Standalone | DE0004430 | As per HSA registered indication(s)
Orthopaedics | Total knee replacement (TKR) | TKR femoral component | TKR femoral component - Unconstrained | STRYKER HOWMEDICA OSTEONICS | SCORPIO NRG CR FEM WAF POSTS #5L | 804405L | Standalone | DE0004430 | As per HSA registered indication(s)
Orthopaedics | Total knee replacement (TKR) | TKR femoral component | TKR femoral component - Unconstrained | STRYKER HOWMEDICA OSTEONICS | SCORPIO NRG CR FEM WAF POSTS #5R | 804405R | Standalone | DE0004430 | As per HSA registered indication(s)
Orthopaedics | Total knee replacement (TKR) | TKR femoral component | TKR femoral component - Unconstrained | STRYKER HOWMEDICA OSTEONICS | SCORPIO NRG CR FEM WAF POSTS #6L | 804406L | Standalone | DE0004430 | As per HSA registered indication(s)
Orthopaedics | Total knee replacement (TKR) | TKR femoral component | TKR femoral component - Unconstrained | STRYKER HOWMEDICA OSTEONICS | SCORPIO NRG CR FEM WAF POSTS #6R | 804406R | Standalone | DE0004430 | As per HSA registered indication(s)
Orthopaedics | Total knee replacement (TKR) | TKR femoral component | TKR femoral component - Unconstrained | STRYKER HOWMEDICA OSTEONICS | SCORPIO NRG CR FEM WAF POSTS #7L | 804407L | Standalone | DE0004430 | As per HSA registered indication(s)
Orthopaedics | Total knee replacement (TKR) | TKR femoral component | TKR femoral component - Unconstrained | STRYKER HOWMEDICA OSTEONICS | SCORPIO NRG CR FEM WAF POSTS #7R | 804407R | Standalone | DE0004430 | As per HSA registered indication(s)
Orthopaedics | Total knee replacement (TKR) | TKR femoral component | TKR femoral component - Unconstrained | STRYKER HOWMEDICA OSTEONICS | SCORPIO NRG CR FEM WAF POSTS #9L | 804409L | Standalone | DE0004430 | As per HSA registered indication(s)
Orthopaedics | Total knee replacement (TKR) | TKR femoral component | TKR femoral component - Unconstrained | STRYKER HOWMEDICA OSTEONICS | SCORPIO NRG CR FEM WAF POSTS #9R | 804409R | Standalone | DE0004430 | As per HSA registered indication(s)
Orthopaedics | Total knee replacement (TKR) | TKR femoral component | TKR femoral component - Unconstrained | STRYKER HOWMEDICA OSTEONICS | SCORPIO NRG CR FEM WAF POSTS #11L | 804411L | Standalone | DE0004430 | As per HSA registered indication(s)
Orthopaedics | Total knee replacement (TKR) | TKR femoral component | TKR femoral component - Unconstrained | STRYKER HOWMEDICA OSTEONICS | SCORPIO NRG CR FEM WAF POSTS #11R | 804411R | Standalone | DE0004430 | As per HSA registered indication(s)
Orthopaedics | Total knee replacement (TKR) | TKR femoral component | TKR femoral component - Unconstrained | STRYKER HOWMEDICA OSTEONICS | Triathlon PS Femoral Implant- Left Cemented Sz 3 | 5515F301 | Standalone | DE0018575 | As per HSA registered indication(s)
Orthopaedics | Total knee replacement (TKR) | TKR femoral component | TKR femoral component - Unconstrained | STRYKER HOWMEDICA OSTEONICS | Triathlon PS Femoral Implant- Left Cemented Sz 4 | 5515F401 | Standalone | DE0018575 | As per HSA registered indication(s)
Orthopaedics | Total knee replacement (TKR) | TKR femoral component | TKR femoral component - Unconstrained | STRYKER HOWMEDICA OSTEONICS | Triathlon PS Femoral Implant- Left Cemented Sz 5 | 5515F501 | Standalone | DE0018575 | As per HSA registered indication(s)
Orthopaedics | Total knee replacement (TKR) | TKR femoral component | TKR femoral component - Unconstrained | STRYKER HOWMEDICA OSTEONICS | Triathlon PS Femoral Implant- Left Cemented Sz 6 | 5515F601 | Standalone | DE0018575 | As per HSA registered indication(s)
Orthopaedics | Total knee replacement (TKR) | TKR femoral component | TKR femoral component - Unconstrained | STRYKER HOWMEDICA OSTEONICS | Triathlon PS Femoral Implant- Right Cemented Sz 3 | 5515F302 | Standalone | DE0018575 | As per HSA registered indication(s)
Orthopaedics | Total knee replacement (TKR) | TKR femoral component | TKR femoral component - Unconstrained | STRYKER HOWMEDICA OSTEONICS | Triathlon PS Femoral Implant- Right Cemented Sz 4 | 5515F402 | Standalone | DE0018575 | As per HSA registered indication(s)
Orthopaedics | Total knee replacement (TKR) | TKR femoral component | TKR femoral component - Unconstrained | STRYKER HOWMEDICA OSTEONICS | Triathlon PS Femoral Implant- Right Cemented Sz 5 | 5515F502 | Standalone | DE0018575 | As per HSA registered indication(s)
Orthopaedics | Total knee replacement (TKR) | TKR femoral component | TKR femoral component - Unconstrained | STRYKER HOWMEDICA OSTEONICS | Triathlon PS Femoral Implant- Right Cemented Sz 6 | 5515F602 | Standalone | DE0018575 | As per HSA registered indication(s)
Orthopaedics | Total knee replacement (TKR) | TKR femoral component | TKR femoral component - Unconstrained | Stryker RHQ NL-LIM Limerick | TRIATHLON CR FEMUR SIZE 1 LEFT | 5510F101 | Standalone | DE0018575 | As per HSA registered indication(s)
Orthopaedics | Total knee replacement (TKR) | TKR femoral component | TKR femoral component - Unconstrained | Stryker RHQ NL-LIM Limerick | TRIATHLON CR FEMUR SIZE 1 RIGHT | 5510F102 | Standalone | DE0018575 | As per HSA registered indication(s)
Orthopaedics | Total knee replacement (TKR) | TKR femoral component | TKR femoral component - Unconstrained | Stryker RHQ NL-LIM Limerick | TRIATHLON CR FEMUR SIZE 2 LEFT | 5510F201 | Standalone | DE0018575 | As per HSA registered indication(s)
Orthopaedics | Total knee replacement (TKR) | TKR femoral component | TKR femoral component - Unconstrained | Stryker RHQ NL-LIM Limerick | TRIATHLON CR FEMUR SIZE 2 RIGHT | 5510F202 | Standalone | DE0018575 | As per HSA registered indication(s)
Orthopaedics | Total knee replacement (TKR) | TKR femoral component | TKR femoral component - Unconstrained | Stryker RHQ NL-LIM Limerick | TRIATHLON CR FEMUR SIZE 3 LEFT | 5510F301 | Standalone | DE0018575 | As per HSA registered indication(s)
Orthopaedics | Total knee replacement (TKR) | TKR femoral component | TKR femoral component - Unconstrained | Stryker RHQ NL-LIM Limerick | TRIATHLON CR FEMUR SIZE 3 RIGHT | 5510F302 | Standalone | DE0018575 | As per HSA registered indication(s)
Orthopaedics | Total knee replacement (TKR) | TKR femoral component | TKR femoral component - Unconstrained | Stryker RHQ NL-LIM Limerick | TRIATHLON CR FEMUR SIZE 4 LEFT | 5510F401 | Standalone | DE0018575 | As per HSA registered indication(s)
Orthopaedics | Total knee replacement (TKR) | TKR femoral component | TKR femoral component - Unconstrained | Stryker RHQ NL-LIM Limerick | TRIATHLON CR FEMUR SIZE 4 RIGHT | 5510F402 | Standalone | DE0018575 | As per HSA registered indication(s)
Orthopaedics | Total knee replacement (TKR) | TKR femoral component | TKR femoral component - Unconstrained | Stryker RHQ NL-LIM Limerick | TRIATHLON CR FEMUR SIZE 5 LEFT | 5510F501 | Standalone | DE0018575 | As per HSA registered indication(s)
Orthopaedics | Total knee replacement (TKR) | TKR femoral component | TKR femoral component - Unconstrained | Stryker RHQ NL-LIM Limerick | TRIATHLON CR FEMUR SIZE 5 RIGHT | 5510F502 | Standalone | DE0018575 | As per HSA registered indication(s)
Orthopaedics | Total knee replacement (TKR) | TKR femoral component | TKR femoral component - Unconstrained | Stryker RHQ NL-LIM Limerick | TRIATHLON CR FEMUR SIZE 6 LEFT | 5510F601 | Standalone | DE0018575 | As per HSA registered indication(s)
Orthopaedics | Total knee replacement (TKR) | TKR femoral component | TKR femoral component - Unconstrained | Stryker RHQ NL-LIM Limerick | TRIATHLON CR FEMUR SIZE 6 RIGHT | 5510F602 | Standalone | DE0018575 | As per HSA registered indication(s)
Orthopaedics | Total knee replacement (TKR) | TKR femoral component | TKR femoral component - Unconstrained | Stryker RHQ NL-LIM Limerick | TRIATHLON CR FEMUR SIZE 7 LEFT | 5510F701 | Standalone | DE0018575 | As per HSA registered indication(s)
Orthopaedics | Total knee replacement (TKR) | TKR femoral component | TKR femoral component - Unconstrained | Stryker RHQ NL-LIM Limerick | TRIATHLON CR FEMUR SIZE 7 RIGHT | 5510F702 | Standalone | DE0018575 | As per HSA registered indication(s)
Orthopaedics | Total knee replacement (TKR) | TKR femoral component | TKR femoral component - Unconstrained | Stryker RHQ NL-LIM Limerick | TRIATHLON CR FEMUR SIZE 8 LEFT | 5510F801 | Standalone | DE0018575 | As per HSA registered indication(s)
Orthopaedics | Total knee replacement (TKR) | TKR femoral component | TKR femoral component - Unconstrained | Stryker RHQ NL-LIM Limerick | TRIATHLON CR FEMUR SIZE 8 RIGHT | 5510F802 | Standalone | DE0018575 | As per HSA registered indication(s)
Orthopaedics | Total knee replacement (TKR) | TKR femoral component | TKR femoral component - Unconstrained | Stryker RHQ NL-LIM Limerick | Triathlon PS Femoral Implant- Left Cemented Sz 1 | 5515F101 | Standalone | DE0018575 | As per HSA registered indication(s)
Orthopaedics | Total knee replacement (TKR) | TKR femoral component | TKR femoral component - Unconstrained | Stryker RHQ NL-LIM Limerick | Triathlon PS Femoral Implant- Left Cemented Sz 2 | 5515F201 | Standalone | DE0018575 | As per HSA registered indication(s)
Orthopaedics | Total knee replacement (TKR) | TKR femoral component | TKR femoral component - Unconstrained | Stryker RHQ NL-LIM Limerick | Triathlon PS Femoral Implant- Left Cemented Sz 7 | 5515F701 | Standalone | DE0018575 | As per HSA registered indication(s)
Orthopaedics | Total knee replacement (TKR) | TKR femoral component | TKR femoral component - Unconstrained | Stryker RHQ NL-LIM Limerick | Triathlon PS Femoral Implant- Right Cemented Sz 1 | 5515F102 | Standalone | DE0018575 | As per HSA registered indication(s)
Orthopaedics | Total knee replacement (TKR) | TKR femoral component | TKR femoral component - Unconstrained | Stryker RHQ NL-LIM Limerick | Triathlon PS Femoral Implant- Right Cemented Sz 2 | 5515F202 | Standalone | DE0018575 | As per HSA registered indication(s)
Orthopaedics | Total knee replacement (TKR) | TKR femoral component | TKR femoral component - Unconstrained | Stryker RHQ NL-LIM Limerick | Triathlon PS Femoral Implant- Right Cemented Sz 7 | 5515F702 | Standalone | DE0018575 | As per HSA registered indication(s)
Orthopaedics | Total knee replacement (TKR) | TKR femoral component | TKR femoral component - Unconstrained | Stryker RHQ NL-LIM Limerick | Triathlon PS Femoral implant - Left Cemented Size 8 | 5515F801 | Standalone | DE0018575 | As per HSA registered indication(s)
Orthopaedics | Total knee replacement (TKR) | TKR femoral component | TKR femoral component - Unconstrained | Stryker RHQ NL-LIM Limerick | Triathlon PS Femoral implant - Right Cemented Size 8 | 5515F802 | Standalone | DE0018575 | As per HSA registered indication(s)
Orthopaedics | Total knee replacement (TKR) | TKR femoral component | TKR femoral component - Unconstrained | Zimmer Biomet | Vanguard PS Open Box Interlok Femoral 55mm Right | 183100 | Standalone | DE0008428 | As per HSA registered indication(s)
Orthopaedics | Total knee replacement (TKR) | TKR femoral component | TKR femoral component - Unconstrained | Zimmer Biomet | Vanguard PS Open Box Interlok Femoral 57.5mm Right | 183102 | Standalone | DE0008428 | As per HSA registered indication(s)
Orthopaedics | Total knee replacement (TKR) | TKR femoral component | TKR femoral component - Unconstrained | Zimmer Biomet | Vanguard PS Open Box Interlok Femoral 60mm Right | 183104 | Standalone | DE0008428 | As per HSA registered indication(s)
Orthopaedics | Total knee replacement (TKR) | TKR femoral component | TKR femoral component - Unconstrained | Zimmer Biomet | Vanguard PS Open Box Interlok Femoral 62.5mm Right | 183106 | Standalone | DE0008428 | As per HSA registered indication(s)
Orthopaedics | Total knee replacement (TKR) | TKR femoral component | TKR femoral component - Unconstrained | Zimmer Biomet | Vanguard PS Open Box Interlok Femoral 65mm Right | 183108 | Standalone | DE0008428 | As per HSA registered indication(s)
Orthopaedics | Total knee replacement (TKR) | TKR femoral component | TKR femoral component - Unconstrained | Zimmer Biomet | Vanguard PS Open Box Interlok Femoral 67.5mm Right | 183110 | Standalone | DE0008428 | As per HSA registered indication(s)
Orthopaedics | Total knee replacement (TKR) | TKR femoral component | TKR femoral component - Unconstrained | Zimmer Biomet | Vanguard PS Open Box Interlok Femoral 70mm Right | 183112 | Standalone | DE0008428 | As per HSA registered indication(s)
Orthopaedics | Total knee replacement (TKR) | TKR femoral component | TKR femoral component - Unconstrained | Zimmer Biomet | Vanguard PS Open Box Interlok Femoral 72.5mm Right | 183113 | Standalone | DE0008428 | As per HSA registered indication(s)
Orthopaedics | Total knee replacement (TKR) | TKR femoral component | TKR femoral component - Unconstrained | Zimmer Biomet | Vanguard PS Open Box Interlok Femoral 75mm Right | 183114 | Standalone | DE0008428 | As per HSA registered indication(s)
Orthopaedics | Total knee replacement (TKR) | TKR femoral component | TKR femoral component - Unconstrained | Zimmer Biomet | Vanguard PS Open Box Interlok Femoral 80mm Right | 183116 | Standalone | DE0008428 | As per HSA registered indication(s)
Orthopaedics | Total knee replacement (TKR) | TKR femoral component | TKR femoral component - Unconstrained | Zimmer Biomet | Vanguard PS Open Box Interlok Femoral 55mm left | 183120 | Standalone | DE0008428 | As per HSA registered indication(s)
Orthopaedics | Total knee replacement (TKR) | TKR femoral component | TKR femoral component - Unconstrained | Zimmer Biomet | Vanguard PS Open Box Interlok Femoral 57.5mm left | 183122 | Standalone | DE0008428 | As per HSA registered indication(s)
Orthopaedics | Total knee replacement (TKR) | TKR femoral component | TKR femoral component - Unconstrained | Zimmer Biomet | Vanguard PS Open Box Interlok Femoral 60mm left | 183124 | Standalone | DE0008428 | As per HSA registered indication(s)
Orthopaedics | Total knee replacement (TKR) | TKR femoral component | TKR femoral component - Unconstrained | Zimmer Biomet | Vanguard PS Open Box Interlok Femoral 62.5mm left | 183126 | Standalone | DE0008428 | As per HSA registered indication(s)
Orthopaedics | Total knee replacement (TKR) | TKR femoral component | TKR femoral component - Unconstrained | Zimmer Biomet | Vanguard PS Open Box Interlok Femoral 65mm left | 183128 | Standalone | DE0008428 | As per HSA registered indication(s)
Orthopaedics | Total knee replacement (TKR) | TKR femoral component | TKR femoral component - Unconstrained | Zimmer Biomet | Vanguard PS Open Box Interlok Femoral 67.5mm left | 183130 | Standalone | DE0008428 | As per HSA registered indication(s)
Orthopaedics | Total knee replacement (TKR) | TKR femoral component | TKR femoral component - Unconstrained | Zimmer Biomet | Vanguard PS Open Box Interlok Femoral 70mm left | 183132 | Standalone | DE0008428 | As per HSA registered indication(s)
Orthopaedics | Total knee replacement (TKR) | TKR femoral component | TKR femoral component - Unconstrained | Zimmer Biomet | Vanguard PS Open Box Interlok Femoral 72.5mm left | 183133 | Standalone | DE0008428 | As per HSA registered indication(s)
Orthopaedics | Total knee replacement (TKR) | TKR femoral component | TKR femoral component - Unconstrained | Zimmer Biomet | Vanguard PS Open Box Interlok Femoral 75mm left | 183134 | Standalone | DE0008428 | As per HSA registered indication(s)
Orthopaedics | Total knee replacement (TKR) | TKR femoral component | TKR femoral component - Unconstrained | Zimmer Biomet | Vanguard PS Open Box Interlok Femoral 80mm left | 183136 | Standalone | DE0008428 | As per HSA registered indication(s)
Orthopaedics | Total knee replacement (TKR) | TKR femoral component | TKR femoral component - Unconstrained | Zimmer Biomet | Vanguard CR Interlok Femoral 55mm Right | 183000 | Standalone | DE0008429 | As per HSA registered indication(s)
Orthopaedics | Total knee replacement (TKR) | TKR femoral component | TKR femoral component - Unconstrained | Zimmer Biomet | Vanguard CR Interlok Femoral 57.5mm Right | 183002 | Standalone | DE0008429 | As per HSA registered indication(s)
Orthopaedics | Total knee replacement (TKR) | TKR femoral component | TKR femoral component - Unconstrained | Zimmer Biomet | Vanguard CR Interlok Femoral 60mm Right | 183004 | Standalone | DE0008429 | As per HSA registered indication(s)
Orthopaedics | Total knee replacement (TKR) | TKR femoral component | TKR femoral component - Unconstrained | Zimmer Biomet | Vanguard CR Interlok Femoral 62.5mm Right | 183006 | Standalone | DE0008429 | As per HSA registered indication(s)
Orthopaedics | Total knee replacement (TKR) | TKR femoral component | TKR femoral component - Unconstrained | Zimmer Biomet | Vanguard CR Interlok Femoral 65mm Right | 183008 | Standalone | DE0008429 | As per HSA registered indication(s)
Orthopaedics | Total knee replacement (TKR) | TKR femoral component | TKR femoral component - Unconstrained | Zimmer Biomet | Vanguard CR Interlok Femoral 67.5mm Right | 183010 | Standalone | DE0008429 | As per HSA registered indication(s)
Orthopaedics | Total knee replacement (TKR) | TKR femoral component | TKR femoral component - Unconstrained | Zimmer Biomet | Vanguard CR Interlok Femoral 70mm Right | 183012 | Standalone | DE0008429 | As per HSA registered indication(s)
Orthopaedics | Total knee replacement (TKR) | TKR femoral component | TKR femoral component - Unconstrained | Zimmer Biomet | Vanguard CR Interlok Femoral 72.5mm Right | 183013 | Standalone | DE0008429 | As per HSA registered indication(s)
Orthopaedics | Total knee replacement (TKR) | TKR femoral component | TKR femoral component - Unconstrained | Zimmer Biomet | Vanguard CR Interlok Femoral 75mm Right | 183014 | Standalone | DE0008429 | As per HSA registered indication(s)
Orthopaedics | Total knee replacement (TKR) | TKR femoral component | TKR femoral component - Unconstrained | Zimmer Biomet | Vanguard CR Interlok Femoral 80mm Right | 183016 | Standalone | DE0008429 | As per HSA registered indication(s)
Orthopaedics | Total knee replacement (TKR) | TKR femoral component | TKR femoral component - Unconstrained | Zimmer Biomet | Vanguard CR Interlok Femoral 55mm left | 183020 | Standalone | DE0008429 | As per HSA registered indication(s)
Orthopaedics | Total knee replacement (TKR) | TKR femoral component | TKR femoral component - Unconstrained | Zimmer Biomet | Vanguard CR Interlok Femoral 57.5mm left | 183022 | Standalone | DE0008429 | As per HSA registered indication(s)
Orthopaedics | Total knee replacement (TKR) | TKR femoral component | TKR femoral component - Unconstrained | Zimmer Biomet | Vanguard CR Interlok Femoral 60mm left | 183024 | Standalone | DE0008429 | As per HSA registered indication(s)
Orthopaedics | Total knee replacement (TKR) | TKR femoral component | TKR femoral component - Unconstrained | Zimmer Biomet | Vanguard CR Interlok Femoral 62.5mm left | 183026 | Standalone | DE0008429 | As per HSA registered indication(s)
Orthopaedics | Total knee replacement (TKR) | TKR femoral component | TKR femoral component - Unconstrained | Zimmer Biomet | Vanguard CR Interlok Femoral 65mm left | 183028 | Standalone | DE0008429 | As per HSA registered indication(s)
Orthopaedics | Total knee replacement (TKR) | TKR femoral component | TKR femoral component - Unconstrained | Zimmer Biomet | Vanguard CR Interlok Femoral 67.5mm left | 183030 | Standalone | DE0008429 | As per HSA registered indication(s)
Orthopaedics | Total knee replacement (TKR) | TKR femoral component | TKR femoral component - Unconstrained | Zimmer Biomet | Vanguard CR Interlok Femoral 70mm left | 183032 | Standalone | DE0008429 | As per HSA registered indication(s)
Orthopaedics | Total knee replacement (TKR) | TKR femoral component | TKR femoral component - Unconstrained | Zimmer Biomet | Vanguard CR Interlok Femoral 72.5mm left | 183033 | Standalone | DE0008429 | As per HSA registered indication(s)
Orthopaedics | Total knee replacement (TKR) | TKR femoral component | TKR femoral component - Unconstrained | Zimmer Biomet | Vanguard CR Interlok Femoral 75mm left | 183034 | Standalone | DE0008429 | As per HSA registered indication(s)
Orthopaedics | Total knee replacement (TKR) | TKR femoral component | TKR femoral component - Unconstrained | Zimmer Biomet | Vanguard CR Interlok Femoral 80mm left | 183036 | Standalone | DE0008429 | As per HSA registered indication(s)
Orthopaedics | Total knee replacement (TKR) | TKR femoral component | TKR femoral component - Unconstrained | Zimmer Inc | LPS-FLEX GSF OPT FEM SZ C LEFT | 00-5764-013-51 | Standalone | DE0016721 | As per HSA registered indication(s)
Orthopaedics | Total knee replacement (TKR) | TKR femoral component | TKR femoral component - Unconstrained | Zimmer Inc | LPS-FLEX GSF OPT FEM SZ C RT | 00-5764-013-52 | Standalone | DE0016721 | As per HSA registered indication(s)
Orthopaedics | Total knee replacement (TKR) | TKR femoral component | TKR femoral component - Unconstrained | Zimmer Inc | LPS-FLEX GSF OPT FEM SZ D LEFT | 00-5764-014-51 | Standalone | DE0016721 | As per HSA registered indication(s)
Orthopaedics | Total knee replacement (TKR) | TKR femoral component | TKR femoral component - Unconstrained | Zimmer Inc | LPS-FLEX GSF OPT FEM SZ D RT | 00-5764-014-52 | Standalone | DE0016721 | As per HSA registered indication(s)
Orthopaedics | Total knee replacement (TKR) | TKR femoral component | TKR femoral component - Unconstrained | Zimmer Inc | LPS-FLEX GSF OPT FEM SZ E LEFT | 00-5764-015-51 | Standalone | DE0016721 | As per HSA registered indication(s)
Orthopaedics | Total knee replacement (TKR) | TKR femoral component | TKR femoral component - Unconstrained | Zimmer Inc | LPS-FLEX GSF OPT FEM SZ E RT | 00-5764-015-52 | Standalone | DE0016721 | As per HSA registered indication(s)
Orthopaedics | Total knee replacement (TKR) | TKR femoral component | TKR femoral component - Unconstrained | Zimmer Inc | LPS-FLEX GSF OPT FEM SZ F LEFT | 00-5764-016-51 | Standalone | DE0016721 | As per HSA registered indication(s)
Orthopaedics | Total knee replacement (TKR) | TKR femoral component | TKR femoral component - Unconstrained | Zimmer Inc | LPS-FLEX GSF OPT FEM SZ F RT | 00-5764-016-52 | Standalone | DE0016721 | As per HSA registered indication(s)
Orthopaedics | Total knee replacement (TKR) | TKR femoral component | TKR femoral component - Unconstrained | Zimmer Inc | LPS-FLEX GSF OPT FEM SZ G LEFT | 00-5764-017-51 | Standalone | DE0016721 | As per HSA registered indication(s)
Orthopaedics | Total knee replacement (TKR) | TKR femoral component | TKR femoral component - Unconstrained | Zimmer Inc | LPS-FLEX GSF OPT FEM SZ G RT | 00-5764-017-52 | Standalone | DE0016721 | As per HSA registered indication(s)
Orthopaedics | Total knee replacement (TKR) | TKR femoral component | TKR femoral component - Unconstrained | Zimmer Inc | LPS-FLEX OPTION FEM SZ B LEFT | 00-5964-012-01 | Standalone | DE0016721 | As per HSA registered indication(s)
Orthopaedics | Total knee replacement (TKR) | TKR femoral component | TKR femoral component - Unconstrained | Zimmer Inc | LPS-FLEX OPTION FEM SZ B RIGHT | 00-5964-012-02 | Standalone | DE0016721 | As per HSA registered indication(s)
Orthopaedics | Total knee replacement (TKR) | TKR femoral component | TKR femoral component - Unconstrained | Zimmer Inc | LPS-FLEX FEM SZ C LEFT | 00-5964-013-51 | Standalone | DE0016721 | As per HSA registered indication(s)
Orthopaedics | Total knee replacement (TKR) | TKR femoral component | TKR femoral component - Unconstrained | Zimmer Inc | LPS-FLEX FEM SZ C RIGH | 00-5964-013-52 | Standalone | DE0016721 | As per HSA registered indication(s)
Orthopaedics | Total knee replacement (TKR) | TKR femoral component | TKR femoral component - Unconstrained | Zimmer Inc | LPS-FLEX FEM SZ D LEFT | 00-5964-014-51 | Standalone | DE0016721 | As per HSA registered indication(s)
Orthopaedics | Total knee replacement (TKR) | TKR femoral component | TKR femoral component - Unconstrained | Zimmer Inc | LPS-FLEX FEM SZ D RIGHT | 00-5964-014-52 | Standalone | DE0016721 | As per HSA registered indication(s)
Orthopaedics | Total knee replacement (TKR) | TKR femoral component | TKR femoral component - Unconstrained | Zimmer Inc | LPS-FLEX FEM SZ E LEFT | 00-5964-015-51 | Standalone | DE0016721 | As per HSA registered indication(s)
Orthopaedics | Total knee replacement (TKR) | TKR femoral component | TKR femoral component - Unconstrained | Zimmer Inc | LPS-FLEX FEM SZ E RIGHT | 00-5964-015-52 | Standalone | DE0016721 | As per HSA registered indication(s)
Orthopaedics | Total knee replacement (TKR) | TKR femoral component | TKR femoral component - Unconstrained | Zimmer Inc | LPS-FLEX FEM SZ F LEFT | 00-5964-016-51 | Standalone | DE0016721 | As per HSA registered indication(s)
Orthopaedics | Total knee replacement (TKR) | TKR femoral component | TKR femoral component - Unconstrained | Zimmer Inc | LPS-FLEX FEM SZ F RIGH | 00-5964-016-52 | Standalone | DE0016721 | As per HSA registered indication(s)
Orthopaedics | Total knee replacement (TKR) | TKR femoral component | TKR femoral component - Unconstrained | Zimmer Inc | LPS-FLEX FEM SZ G LEFT | 00-5964-017-51 | Standalone | DE0016721 | As per HSA registered indication(s)
Orthopaedics | Total knee replacement (TKR) | TKR femoral component | TKR femoral component - Unconstrained | Zimmer Inc | LPS-FLEX FEM SZ G RIGH | 00-5964-017-52 | Standalone | DE0016721 | As per HSA registered indication(s)
Orthopaedics | Total knee replacement (TKR) | TKR femoral component | TKR femoral component - Unconstrained | Zimmer Inc | LPS-FLEX PRECOAT FEMORAL H-L | 00-5960-018-51 | Standalone | DE0016721 | As per HSA registered indication(s)
Orthopaedics | Total knee replacement (TKR) | TKR femoral component | TKR femoral component - Unconstrained | Zimmer Inc | LPS-FLEX PRECOAT FEMORAL H-R | 00-5960-018-52 | Standalone | DE0016721 | As per HSA registered indication(s)
Orthopaedics | Total knee replacement (TKR) | TKR femoral component | TKR femoral component - Unconstrained | Zimmer Inc | NGK LPS FEM SIZE B-LEFT | 00-5996-012-01 | Standalone | DE0004640 | As per HSA registered indication(s)
Orthopaedics | Total knee replacement (TKR) | TKR femoral component | TKR femoral component - Unconstrained | Zimmer Inc | NGK LPS FEM SIZE B-RIGHT | 00-5996-012-02 | Standalone | DE0004640 | As per HSA registered indication(s)
Orthopaedics | Total knee replacement (TKR) | TKR femoral component | TKR femoral component - Unconstrained | Zimmer Inc | LPS OPT FEM C-L | 00-5996-013-51 | Standalone | DE0004640 | As per HSA registered indication(s)
Orthopaedics | Total knee replacement (TKR) | TKR femoral component | TKR femoral component - Unconstrained | Zimmer Inc | LPS OPT FEM C-R | 00-5996-013-52 | Standalone | DE0004640 | As per HSA registered indication(s)
Orthopaedics | Total knee replacement (TKR) | TKR femoral component | TKR femoral component - Unconstrained | Zimmer Inc | LPS OPT FEM D-L | 00-5996-014-51 | Standalone | DE0004640 | As per HSA registered indication(s)
Orthopaedics | Total knee replacement (TKR) | TKR femoral component | TKR femoral component - Unconstrained | Zimmer Inc | LPS OPT FEM D-R | 00-5996-014-52 | Standalone | DE0004640 | As per HSA registered indication(s)
Orthopaedics | Total knee replacement (TKR) | TKR femoral component | TKR femoral component - Unconstrained | Zimmer Inc | LPS OPT FEM E-L | 00-5996-015-51 | Standalone | DE0004640 | As per HSA registered indication(s)
Orthopaedics | Total knee replacement (TKR) | TKR femoral component | TKR femoral component - Unconstrained | Zimmer Inc | LPS OPT FEM E-R | 00-5996-015-52 | Standalone | DE0004640 | As per HSA registered indication(s)
Orthopaedics | Total knee replacement (TKR) | TKR femoral component | TKR femoral component - Unconstrained | Zimmer Inc | LPS OPT FEM F-L | 00-5996-016-51 | Standalone | DE0004640 | As per HSA registered indication(s)
Orthopaedics | Total knee replacement (TKR) | TKR femoral component | TKR femoral component - Unconstrained | Zimmer Inc | LPS OPT FEM F-R | 00-5996-016-52 | Standalone | DE0004640 | As per HSA registered indication(s)
Orthopaedics | Total knee replacement (TKR) | TKR femoral component | TKR femoral component - Unconstrained | Zimmer Inc | LPS OPT FEM G-L | 00-5996-017-51 | Standalone | DE0004640 | As per HSA registered indication(s)
Orthopaedics | Total knee replacement (TKR) | TKR femoral component | TKR femoral component - Unconstrained | Zimmer Inc | LPS OPT FEM G-R | 00-5996-017-52 | Standalone | DE0004640 | As per HSA registered indication(s)
Orthopaedics | Total knee replacement (TKR) | TKR femoral component | TKR femoral component - Unconstrained | Zimmer Inc | NGK LPS FEM SIZE H LEFT | 00-5996-018-01 | Standalone | DE0004640 | As per HSA registered indication(s)
Orthopaedics | Total knee replacement (TKR) | TKR femoral component | TKR femoral component - Unconstrained | Zimmer Inc | NGK LPS FEM SIZE H RIGHT | 00-5996-018-02 | Standalone | DE0004640 | As per HSA registered indication(s)
Orthopaedics | Total knee replacement (TKR) | TKR femoral component | TKR femoral component - Unconstrained | Zimmer Inc | LPS OPT FEM H-L | 00-5996-018-51 | Standalone | DE0004640 | As per HSA registered indication(s)
Orthopaedics | Total knee replacement (TKR) | TKR femoral component | TKR femoral component - Unconstrained | Zimmer Inc | LPS OPT FEM H-R | 00-5996-018-52 | Standalone | DE0004640 | As per HSA registered indication(s)
Orthopaedics | Total knee replacement (TKR) | TKR femoral component | TKR femoral component - Unconstrained | Zimmer Inc | NGK CR PRECOAT FEM LEFT, SIZE A | 00-5970-011-01 | Standalone | DE0004641 | As per HSA registered indication(s)
Orthopaedics | Total knee replacement (TKR) | TKR femoral component | TKR femoral component - Unconstrained | Zimmer Inc | NGK CR PRECOAT FEM RIGHT,SIZE A | 00-5970-011-02 | Standalone | DE0004641 | As per HSA registered indication(s)
Orthopaedics | Total knee replacement (TKR) | TKR femoral component | TKR femoral component - Unconstrained | Zimmer Inc | NGK CR PRECOAT FEM LEFT,SIZE B | 00-5970-012-01 | Standalone | DE0004641 | As per HSA registered indication(s)
Orthopaedics | Total knee replacement (TKR) | TKR femoral component | TKR femoral component - Unconstrained | Zimmer Inc | NGK CR PRECOAT FEM RIGHT,SIZE B | 00-5970-012-02 | Standalone | DE0004641 | As per HSA registered indication(s)
Orthopaedics | Total knee replacement (TKR) | TKR femoral component | TKR femoral component - Unconstrained | Zimmer Inc | NGK CR PRECOAT FEM LEFT,SIZE C | 00-5970-013-01 | Standalone | DE0004641 | As per HSA registered indication(s)
Orthopaedics | Total knee replacement (TKR) | TKR femoral component | TKR femoral component - Unconstrained | Zimmer Inc | NGK CR PRECOAT FEM RIGHT,SIZE C | 00-5970-013-02 | Standalone | DE0004641 | As per HSA registered indication(s)
Orthopaedics | Total knee replacement (TKR) | TKR femoral component | TKR femoral component - Unconstrained | Zimmer Inc | NGK CR PRECOAT FEM LEFT,SIZE D | 00-5970-014-01 | Standalone | DE0004641 | As per HSA registered indication(s)
Orthopaedics | Total knee replacement (TKR) | TKR femoral component | TKR femoral component - Unconstrained | Zimmer Inc | NGK CR PRECOAT FEM RIGHT,SIZE D | 00-5970-014-02 | Standalone | DE0004641 | As per HSA registered indication(s)
Orthopaedics | Total knee replacement (TKR) | TKR femoral component | TKR femoral component - Unconstrained | Zimmer Inc | NGK CR PRECOAT FEM LEFT,SIZE E | 00-5970-015-01 | Standalone | DE0004641 | As per HSA registered indication(s)
Orthopaedics | Total knee replacement (TKR) | TKR femoral component | TKR femoral component - Unconstrained | Zimmer Inc | NGK CR PRECOAT FEM RIGHT SIZE E | 00-5970-015-02 | Standalone | DE0004641 | As per HSA registered indication(s)
Orthopaedics | Total knee replacement (TKR) | TKR femoral component | TKR femoral component - Unconstrained | Zimmer Inc | NGK CR PRECOAT FEM LEFT,SIZE F | 00-5970-016-01 | Standalone | DE0004641 | As per HSA registered indication(s)
Orthopaedics | Total knee replacement (TKR) | TKR femoral component | TKR femoral component - Unconstrained | Zimmer Inc | NGK CR PRECOAT FEM RIGHT,SIZE F | 00-5970-016-02 | Standalone | DE0004641 | As per HSA registered indication(s)
Orthopaedics | Total knee replacement (TKR) | TKR femoral component | TKR femoral component - Unconstrained | Zimmer Inc | NGK CR PRECOAT FEM LEFT,SIZE G | 00-5970-017-01 | Standalone | DE0004641 | As per HSA registered indication(s)
Orthopaedics | Total knee replacement (TKR) | TKR femoral component | TKR femoral component - Unconstrained | Zimmer Inc | NGK CR PRECOAT FEM RIGHT,SIZE G | 00-5970-017-02 | Standalone | DE0004641 | As per HSA registered indication(s)
Orthopaedics | Total knee replacement (TKR) | TKR femoral component | TKR femoral component - Unconstrained | Zimmer Inc | NGK CR PRECOAT FEM LEFT,SIZE H | 00-5970-018-01 | Standalone | DE0004641 | As per HSA registered indication(s)
Orthopaedics | Total knee replacement (TKR) | TKR femoral component | TKR femoral component - Unconstrained | Zimmer Inc | NGK CR PRECOAT FEM RIGHT,SIZE H | 00-5970-018-02 | Standalone | DE0004641 | As per HSA registered indication(s)
Orthopaedics | Total knee replacement (TKR) | TKR femoral component | TKR femoral component - Unconstrained | Zimmer Inc | CR-FLEX PCT FEM C-L | 00-5950-013-01 | Standalone | DE0004638 | As per HSA registered indication(s)
Orthopaedics | Total knee replacement (TKR) | TKR femoral component | TKR femoral component - Unconstrained | Zimmer Inc | CR-FLEX PCT FEM C-R | 00-5950-013-02 | Standalone | DE0004638 | As per HSA registered indication(s)
Orthopaedics | Total knee replacement (TKR) | TKR femoral component | TKR femoral component - Unconstrained | Zimmer Inc | CR-FLEX PCT FEM D-L | 00-5950-014-01 | Standalone | DE0004638 | As per HSA registered indication(s)
Orthopaedics | Total knee replacement (TKR) | TKR femoral component | TKR femoral component - Unconstrained | Zimmer Inc | CR-FLEX PCT FEM D-R | 00-5950-014-02 | Standalone | DE0004638 | As per HSA registered indication(s)
Orthopaedics | Total knee replacement (TKR) | TKR femoral component | TKR femoral component - Unconstrained | Zimmer Inc | CR-FLEX PCT FEM E-L | 00-5950-015-01 | Standalone | DE0004638 | As per HSA registered indication(s)
Orthopaedics | Total knee replacement (TKR) | TKR femoral component | TKR femoral component - Unconstrained | Zimmer Inc | CR-FLEX PCT FEM E-R | 00-5950-015-02 | Standalone | DE0004638 | As per HSA registered indication(s)
Orthopaedics | Total knee replacement (TKR) | TKR femoral component | TKR femoral component - Unconstrained | Zimmer Inc | CR-FLEX PCT FEM F-L | 00-5950-016-01 | Standalone | DE0004638 | As per HSA registered indication(s)
Orthopaedics | Total knee replacement (TKR) | TKR femoral component | TKR femoral component - Unconstrained | Zimmer Inc | CR-FLEX PCT FEM F-R | 00-5950-016-02 | Standalone | DE0004638 | As per HSA registered indication(s)
Orthopaedics | Total knee replacement (TKR) | TKR femoral component | TKR femoral component - Unconstrained | Zimmer Inc | CR-FLEX PCT FEM G-L | 00-5950-017-01 | Standalone | DE0004638 | As per HSA registered indication(s)
Orthopaedics | Total knee replacement (TKR) | TKR femoral component | TKR femoral component - Unconstrained | Zimmer Inc | CR-FLEX PCT FEM G-R | 00-5950-017-02 | Standalone | DE0004638 | As per HSA registered indication(s)
Orthopaedics | Total knee replacement (TKR) | TKR femoral component | TKR femoral component - Unconstrained | Zimmer Inc | CR-FLEX GSF PRECOAT SZ C-L | 00-5750-013-01 | Standalone | DE0004638 | As per HSA registered indication(s)
Orthopaedics | Total knee replacement (TKR) | TKR femoral component | TKR femoral component - Unconstrained | Zimmer Inc | CR-FLEX GSF PRECOAT SZ C-R | 00-5750-013-02 | Standalone | DE0004638 | As per HSA registered indication(s)
Orthopaedics | Total knee replacement (TKR) | TKR femoral component | TKR femoral component - Unconstrained | Zimmer Inc | CR-FLEX GSF PRECOAT SZ D-L | 00-5750-014-01 | Standalone | DE0004638 | As per HSA registered indication(s)
Orthopaedics | Total knee replacement (TKR) | TKR femoral component | TKR femoral component - Unconstrained | Zimmer Inc | CR-FLEX GSF PRECOAT SZ D-R | 00-5750-014-02 | Standalone | DE0004638 | As per HSA registered indication(s)
Orthopaedics | Total knee replacement (TKR) | TKR femoral component | TKR femoral component - Unconstrained | Zimmer Inc | CR-FLEX GSF PRECOAT SZ E-L | 00-5750-015-01 | Standalone | DE0004638 | As per HSA registered indication(s)
Orthopaedics | Total knee replacement (TKR) | TKR femoral component | TKR femoral component - Unconstrained | Zimmer Inc | CR-FLEX GSF PRECOAT SZ E-R | 00-5750-015-02 | Standalone | DE0004638 | As per HSA registered indication(s)
Orthopaedics | Total knee replacement (TKR) | TKR femoral component | TKR femoral component - Unconstrained | Zimmer Inc | CR-FLEX GSF PRECOAT SZ F-L | 00-5750-016-01 | Standalone | DE0004638 | As per HSA registered indication(s)
Orthopaedics | Total knee replacement (TKR) | TKR femoral component | TKR femoral component - Unconstrained | Zimmer Inc | CR-FLEX GSF PRECOAT SZ F-R | 00-5750-016-02 | Standalone | DE0004638 | As per HSA registered indication(s)
Orthopaedics | Total knee replacement (TKR) | TKR femoral component | TKR femoral component - Unconstrained | Zimmer Inc | CR-FLEX GSF PRECOAT SZ G-L | 00-5750-017-01 | Standalone | DE0004638 | As per HSA registered indication(s)
Orthopaedics | Total knee replacement (TKR) | TKR femoral component | TKR femoral component - Unconstrained | Zimmer Inc | CR-FLEX GSF PRECOAT SZ G-R | 00-5750-017-02 | Standalone | DE0004638 | As per HSA registered indication(s)
Orthopaedics | Total knee replacement (TKR) | TKR femoral component | TKR femoral component - Unconstrained | Zimmer Inc | NG KNEE CR OPT FEM SZ C LT | 00-5966-013-01 | Standalone | DE0004641 | As per HSA registered indication(s)
Orthopaedics | Total knee replacement (TKR) | TKR femoral component | TKR femoral component - Unconstrained | Zimmer Inc | NG KNEE CR OPT FEM SZ C RT | 00-5966-013-02 | Standalone | DE0004641 | As per HSA registered indication(s)
Orthopaedics | Total knee replacement (TKR) | TKR femoral component | TKR femoral component - Unconstrained | Zimmer Inc | NG KNEE CR OPT FEM SZ D LT | 00-5966-014-01 | Standalone | DE0004641 | As per HSA registered indication(s)
Orthopaedics | Total knee replacement (TKR) | TKR femoral component | TKR femoral component - Unconstrained | Zimmer Inc | NG KNEE CR OPT FEM SZ D RT | 00-5966-014-02 | Standalone | DE0004641 | As per HSA registered indication(s)
Orthopaedics | Total knee replacement (TKR) | TKR femoral component | TKR femoral component - Unconstrained | Zimmer Inc | NG KNEE CR OPT FEM SZ E LT | 00-5966-015-01 | Standalone | DE0004641 | As per HSA registered indication(s)
Orthopaedics | Total knee replacement (TKR) | TKR femoral component | TKR femoral component - Unconstrained | Zimmer Inc | NG KNEE CR OPT FEM SZ E RT | 00-5966-015-02 | Standalone | DE0004641 | As per HSA registered indication(s)
Orthopaedics | Total knee replacement (TKR) | TKR femoral component | TKR femoral component - Unconstrained | Zimmer Inc | NG KNEE CR OPT FEM SZ F LT | 00-5966-016-01 | Standalone | DE0004641 | As per HSA registered indication(s)
Orthopaedics | Total knee replacement (TKR) | TKR femoral component | TKR femoral component - Unconstrained | Zimmer Inc | NG KNEE CR OPT FEM SZ F RT | 00-5966-016-02 | Standalone | DE0004641 | As per HSA registered indication(s)
Orthopaedics | Total knee replacement (TKR) | TKR femoral component | TKR femoral component - Unconstrained | Zimmer Inc | CR-FLEX PCT FEM C-L MINUS | 00-5950-013-05 | Standalone | DE0004638 | As per HSA registered indication(s)
Orthopaedics | Total knee replacement (TKR) | TKR femoral component | TKR femoral component - Unconstrained | Zimmer Inc | CR-FLEX PCT FEM C-R MINUS | 00-5950-013-06 | Standalone | DE0004638 | As per HSA registered indication(s)
Orthopaedics | Total knee replacement (TKR) | TKR femoral component | TKR femoral component - Unconstrained | Zimmer Inc | CR-FLEX PCT FEM D-L MINUS | 00-5950-014-05 | Standalone | DE0004638 | As per HSA registered indication(s)
Orthopaedics | Total knee replacement (TKR) | TKR femoral component | TKR femoral component - Unconstrained | Zimmer Inc | CR-FLEX PCT FEM D-R MINUS | 00-5950-014-06 | Standalone | DE0004638 | As per HSA registered indication(s)
Orthopaedics | Total knee replacement (TKR) | TKR femoral component | TKR femoral component - Unconstrained | Zimmer Inc | CR-FLEX PCT FEM E-L MINUS | 00-5950-015-05 | Standalone | DE0004638 | As per HSA registered indication(s)
Orthopaedics | Total knee replacement (TKR) | TKR femoral component | TKR femoral component - Unconstrained | Zimmer Inc | CR-FLEX PCT FEM E-R MINUS | 00-5950-015-06 | Standalone | DE0004638 | As per HSA registered indication(s)
Orthopaedics | Total knee replacement (TKR) | TKR femoral component | TKR femoral component - Unconstrained | Zimmer Inc | CR-FLEX PCT FEM F-L MINUS | 00-5950-016-05 | Standalone | DE0004638 | As per HSA registered indication(s)
Orthopaedics | Total knee replacement (TKR) | TKR femoral component | TKR femoral component - Unconstrained | Zimmer Inc | CR-FLEX PCT FEM F-R MINUS | 00-5950-016-06 | Standalone | DE0004638 | As per HSA registered indication(s)
Orthopaedics | Total knee replacement (TKR) | TKR femoral component | TKR femoral component - Unconstrained | Zimmer Inc | PSN FEM CR CMT CCR STD SZ 3 L | 42-5026-054-01 | Standalone | DE0018338 | As per HSA registered indication(s)
Orthopaedics | Total knee replacement (TKR) | TKR femoral component | TKR femoral component - Unconstrained | Zimmer Inc | PSN FEM CR CMT CCR STD SZ 3 R | 42-5026-054-02 | Standalone | DE0018338 | As per HSA registered indication(s)
Orthopaedics | Total knee replacement (TKR) | TKR femoral component | TKR femoral component - Unconstrained | Zimmer Inc | PSN FEM CR CMT CCR STD SZ 4 L | 42-5026-056-01 | Standalone | DE0018338 | As per HSA registered indication(s)
Orthopaedics | Total knee replacement (TKR) | TKR femoral component | TKR femoral component - Unconstrained | Zimmer Inc | PSN FEM CR CMT CCR STD SZ 4 R | 42-5026-056-02 | Standalone | DE0018338 | As per HSA registered indication(s)
Orthopaedics | Total knee replacement (TKR) | TKR femoral component | TKR femoral component - Unconstrained | Zimmer Inc | PSN FEM CR CMT CCR STD SZ 5 L | 42-5026-058-01 | Standalone | DE0018338 | As per HSA registered indication(s)
Orthopaedics | Total knee replacement (TKR) | TKR femoral component | TKR femoral component - Unconstrained | Zimmer Inc | PSN FEM CR CMT CCR STD SZ 5 R | 42-5026-058-02 | Standalone | DE0018338 | As per HSA registered indication(s)
Orthopaedics | Total knee replacement (TKR) | TKR femoral component | TKR femoral component - Unconstrained | Zimmer Inc | PSN FEM CR CMT CCR STD SZ 6 L | 42-5026-060-01 | Standalone | DE0018338 | As per HSA registered indication(s)
Orthopaedics | Total knee replacement (TKR) | TKR femoral component | TKR femoral component - Unconstrained | Zimmer Inc | PSN FEM CR CMT CCR STD SZ 6 R | 42-5026-060-02 | Standalone | DE0018338 | As per HSA registered indication(s)
Orthopaedics | Total knee replacement (TKR) | TKR femoral component | TKR femoral component - Unconstrained | Zimmer Inc | PSN FEM CR CMT CCR STD SZ 7 L | 42-5026-062-01 | Standalone | DE0018338 | As per HSA registered indication(s)
Orthopaedics | Total knee replacement (TKR) | TKR femoral component | TKR femoral component - Unconstrained | Zimmer Inc | PSN FEM CR CMT CCR STD SZ 7 R | 42-5026-062-02 | Standalone | DE0018338 | As per HSA registered indication(s)
Orthopaedics | Total knee replacement (TKR) | TKR femoral component | TKR femoral component - Unconstrained | Zimmer Inc | PSN FEM CR CMT CCR STD SZ 8 L | 42-5026-064-01 | Standalone | DE0018338 | As per HSA registered indication(s)
Orthopaedics | Total knee replacement (TKR) | TKR femoral component | TKR femoral component - Unconstrained | Zimmer Inc | PSN FEM CR CMT CCR STD SZ 8 R | 42-5026-064-02 | Standalone | DE0018338 | As per HSA registered indication(s)
Orthopaedics | Total knee replacement (TKR) | TKR femoral component | TKR femoral component - Unconstrained | Zimmer Inc | PSN FEM CR CMT CCR STD SZ 9 L | 42-5026-066-01 | Standalone | DE0018338 | As per HSA registered indication(s)
Orthopaedics | Total knee replacement (TKR) | TKR femoral component | TKR femoral component - Unconstrained | Zimmer Inc | PSN FEM CR CMT CCR STD SZ 9 R | 42-5026-066-02 | Standalone | DE0018338 | As per HSA registered indication(s)
Orthopaedics | Total knee replacement (TKR) | TKR femoral component | TKR femoral component - Unconstrained | Zimmer Inc | PSN FEM CR CMT CCR STD SZ 10 L | 42-5026-068-01 | Standalone | DE0018338 | As per HSA registered indication(s)
Orthopaedics | Total knee replacement (TKR) | TKR femoral component | TKR femoral component - Unconstrained | Zimmer Inc | PSN FEM CR CMT CCR STD SZ 10 R | 42-5026-068-02 | Standalone | DE0018338 | As per HSA registered indication(s)
Orthopaedics | Total knee replacement (TKR) | TKR femoral component | TKR femoral component - Unconstrained | Zimmer Inc | PSN FEM CR CMT CCR STD SZ 11 L | 42-5026-070-01 | Standalone | DE0018338 | As per HSA registered indication(s)
Orthopaedics | Total knee replacement (TKR) | TKR femoral component | TKR femoral component - Unconstrained | Zimmer Inc | PSN FEM CR CMT CCR STD SZ 11 R | 42-5026-070-02 | Standalone | DE0018338 | As per HSA registered indication(s)
Orthopaedics | Total knee replacement (TKR) | TKR femoral component | TKR femoral component - Unconstrained | Zimmer Inc | PSN FEM CR CMT CCR STD SZ 12 L | 42-5026-074-01 | Standalone | DE0018338 | As per HSA registered indication(s)
Orthopaedics | Total knee replacement (TKR) | TKR femoral component | TKR femoral component - Unconstrained | Zimmer Inc | PSN FEM CR CMT CCR STD SZ 12 R | 42-5026-074-02 | Standalone | DE0018338 | As per HSA registered indication(s)
Orthopaedics | Total knee replacement (TKR) | TKR femoral component | TKR femoral component - Unconstrained | Zimmer Inc | PSN FEM CR CMT CCR NRW SZ3 L | 42-5020-054-01 | Standalone | DE0018338 | As per HSA registered indication(s)
Orthopaedics | Total knee replacement (TKR) | TKR femoral component | TKR femoral component - Unconstrained | Zimmer Inc | PSN FEM CR CMT CCR NRW SZ4 L | 42-5020-056-01 | Standalone | DE0018338 | As per HSA registered indication(s)
Orthopaedics | Total knee replacement (TKR) | TKR femoral component | TKR femoral component - Unconstrained | Zimmer Inc | PSN FEM CR CMT CCR NRW SZ5 L | 42-5020-058-01 | Standalone | DE0018338 | As per HSA registered indication(s)
Orthopaedics | Total knee replacement (TKR) | TKR femoral component | TKR femoral component - Unconstrained | Zimmer Inc | PSN FEM CR CMT CCR NRW SZ6 L | 42-5020-060-01 | Standalone | DE0018338 | As per HSA registered indication(s)
Orthopaedics | Total knee replacement (TKR) | TKR femoral component | TKR femoral component - Unconstrained | Zimmer Inc | PSN FEM CR CMT CCR NRW SZ7 L | 42-5020-062-01 | Standalone | DE0018338 | As per HSA registered indication(s)
Orthopaedics | Total knee replacement (TKR) | TKR femoral component | TKR femoral component - Unconstrained | Zimmer Inc | PSN FEM CR CMT CCR NRW SZ8 L | 42-5020-064-01 | Standalone | DE0018338 | As per HSA registered indication(s)
Orthopaedics | Total knee replacement (TKR) | TKR femoral component | TKR femoral component - Unconstrained | Zimmer Inc | PSN FEM CR CMT CCR NRW SZ9 L | 42-5020-066-01 | Standalone | DE0018338 | As per HSA registered indication(s)
Orthopaedics | Total knee replacement (TKR) | TKR femoral component | TKR femoral component - Unconstrained | Zimmer Inc | PSN FEM CR CMT CCR NRW SZ10 L | 42-5020-068-01 | Standalone | DE0018338 | As per HSA registered indication(s)
Orthopaedics | Total knee replacement (TKR) | TKR femoral component | TKR femoral component - Unconstrained | Zimmer Inc | PSN FEM CR CMT CCR NRW SZ11 L | 42-5020-070-01 | Standalone | DE0018338 | As per HSA registered indication(s)
Orthopaedics | Total knee replacement (TKR) | TKR femoral component | TKR femoral component - Unconstrained | Zimmer Inc | PSN FEM CR CMT CCR NRW SZ3 R | 42-5020-054-02 | Standalone | DE0018338 | As per HSA registered indication(s)
Orthopaedics | Total knee replacement (TKR) | TKR femoral component | TKR femoral component - Unconstrained | Zimmer Inc | PSN FEM CR CMT CCR NRW SZ4 R | 42-5020-056-02 | Standalone | DE0018338 | As per HSA registered indication(s)
Orthopaedics | Total knee replacement (TKR) | TKR femoral component | TKR femoral component - Unconstrained | Zimmer Inc | PSN FEM CR CMT CCR NRW SZ5 R | 42-5020-058-02 | Standalone | DE0018338 | As per HSA registered indication(s)
Orthopaedics | Total knee replacement (TKR) | TKR femoral component | TKR femoral component - Unconstrained | Zimmer Inc | PSN FEM CR CMT CCR NRW SZ6 R | 42-5020-060-02 | Standalone | DE0018338 | As per HSA registered indication(s)
Orthopaedics | Total knee replacement (TKR) | TKR femoral component | TKR femoral component - Unconstrained | Zimmer Inc | PSN FEM CR CMT CCR NRW SZ7 R | 42-5020-062-02 | Standalone | DE0018338 | As per HSA registered indication(s)
Orthopaedics | Total knee replacement (TKR) | TKR femoral component | TKR femoral component - Unconstrained | Zimmer Inc | PSN FEM CR CMT CCR NRW SZ8 R | 42-5020-064-02 | Standalone | DE0018338 | As per HSA registered indication(s)
Orthopaedics | Total knee replacement (TKR) | TKR femoral component | TKR femoral component - Unconstrained | Zimmer Inc | PSN FEM CR CMT CCR NRW SZ9 R | 42-5020-066-02 | Standalone | DE0018338 | As per HSA registered indication(s)
Orthopaedics | Total knee replacement (TKR) | TKR femoral component | TKR femoral component - Unconstrained | Zimmer Inc | PSN FEM CR CMT CCR NRW SZ10 R | 42-5020-068-02 | Standalone | DE0018338 | As per HSA registered indication(s)
Orthopaedics | Total knee replacement (TKR) | TKR femoral component | TKR femoral component - Unconstrained | Zimmer Inc | PSN FEM CR CMT CCR NRW SZ11 R | 42-5020-070-02 | Standalone | DE0018338 | As per HSA registered indication(s)
Orthopaedics | Total knee replacement (TKR) | TKR femoral component | TKR femoral component - Unconstrained | Zimmer Inc | PSN FEM PS CMT CCR STD SZ 3 L | 42-5006-054-01 | Standalone | DE0018338 | As per HSA registered indication(s)
Orthopaedics | Total knee replacement (TKR) | TKR femoral component | TKR femoral component - Unconstrained | Zimmer Inc | PSN FEM PS CMT CCR STD SZ 3 R | 42-5006-054-02 | Standalone | DE0018338 | As per HSA registered indication(s)
Orthopaedics | Total knee replacement (TKR) | TKR femoral component | TKR femoral component - Unconstrained | Zimmer Inc | PSN FEM PS CMT CCR STD SZ 4 L | 42-5006-056-01 | Standalone | DE0018338 | As per HSA registered indication(s)
Orthopaedics | Total knee replacement (TKR) | TKR femoral component | TKR femoral component - Unconstrained | Zimmer Inc | PSN FEM PS CMT CCR STD SZ 4 R | 42-5006-056-02 | Standalone | DE0018338 | As per HSA registered indication(s)
Orthopaedics | Total knee replacement (TKR) | TKR femoral component | TKR femoral component - Unconstrained | Zimmer Inc | PSN FEM PS CMT CCR STD SZ 5 L | 42-5006-058-01 | Standalone | DE0018338 | As per HSA registered indication(s)
Orthopaedics | Total knee replacement (TKR) | TKR femoral component | TKR femoral component - Unconstrained | Zimmer Inc | PSN FEM PS CMT CCR STD SZ 5 R | 42-5006-058-02 | Standalone | DE0018338 | As per HSA registered indication(s)
Orthopaedics | Total knee replacement (TKR) | TKR femoral component | TKR femoral component - Unconstrained | Zimmer Inc | PSN FEM PS CMT CCR STD SZ 6 L | 42-5006-060-01 | Standalone | DE0018338 | As per HSA registered indication(s)
Orthopaedics | Total knee replacement (TKR) | TKR femoral component | TKR femoral component - Unconstrained | Zimmer Inc | PSN FEM PS CMT CCR STD SZ 6 R | 42-5006-060-02 | Standalone | DE0018338 | As per HSA registered indication(s)
Orthopaedics | Total knee replacement (TKR) | TKR femoral component | TKR femoral component - Unconstrained | Zimmer Inc | PSN FEM PS CMT CCR STD SZ 7 L | 42-5006-062-01 | Standalone | DE0018338 | As per HSA registered indication(s)
Orthopaedics | Total knee replacement (TKR) | TKR femoral component | TKR femoral component - Unconstrained | Zimmer Inc | PSN FEM PS CMT CCR STD SZ 7 R | 42-5006-062-02 | Standalone | DE0018338 | As per HSA registered indication(s)
Orthopaedics | Total knee replacement (TKR) | TKR femoral component | TKR femoral component - Unconstrained | Zimmer Inc | PSN FEM PS CMT CCR STD SZ 8 L | 42-5006-064-01 | Standalone | DE0018338 | As per HSA registered indication(s)
Orthopaedics | Total knee replacement (TKR) | TKR femoral component | TKR femoral component - Unconstrained | Zimmer Inc | PSN FEM PS CMT CCR STD SZ 8 R | 42-5006-064-02 | Standalone | DE0018338 | As per HSA registered indication(s)
Orthopaedics | Total knee replacement (TKR) | TKR femoral component | TKR femoral component - Unconstrained | Zimmer Inc | PSN FEM PS CMT CCR STD SZ 9 L | 42-5006-066-01 | Standalone | DE0018338 | As per HSA registered indication(s)
Orthopaedics | Total knee replacement (TKR) | TKR femoral component | TKR femoral component - Unconstrained | Zimmer Inc | PSN FEM PS CMT CCR STD SZ 9 R | 42-5006-066-02 | Standalone | DE0018338 | As per HSA registered indication(s)
Orthopaedics | Total knee replacement (TKR) | TKR femoral component | TKR femoral component - Unconstrained | Zimmer Inc | PSN FEM PS CMT CCR STD SZ 10 L | 42-5006-068-01 | Standalone | DE0018338 | As per HSA registered indication(s)
Orthopaedics | Total knee replacement (TKR) | TKR femoral component | TKR femoral component - Unconstrained | Zimmer Inc | PSN FEM PS CMT CCR STD SZ 10 R | 42-5006-068-02 | Standalone | DE0018338 | As per HSA registered indication(s)
Orthopaedics | Total knee replacement (TKR) | TKR femoral component | TKR femoral component - Unconstrained | Zimmer Inc | PSN FEM PS CMT CCR STD SZ 11 L | 42-5006-070-01 | Standalone | DE0018338 | As per HSA registered indication(s)
Orthopaedics | Total knee replacement (TKR) | TKR femoral component | TKR femoral component - Unconstrained | Zimmer Inc | PSN FEM PS CMT CCR STD SZ 11 R | 42-5006-070-02 | Standalone | DE0018338 | As per HSA registered indication(s)
Orthopaedics | Total knee replacement (TKR) | TKR femoral component | TKR femoral component - Unconstrained | Zimmer Inc | PSN FEM PS CMT CCR STD SZ 12 L | 42-5006-074-01 | Standalone | DE0018338 | As per HSA registered indication(s)
Orthopaedics | Total knee replacement (TKR) | TKR femoral component | TKR femoral component - Unconstrained | Zimmer Inc | PSN FEM PS CMT CCR STD SZ 12 R | 42-5006-074-02 | Standalone | DE0018338 | As per HSA registered indication(s)
Orthopaedics | Total knee replacement (TKR) | TKR femoral component | TKR femoral component - Unconstrained | Zimmer Inc | PSN FEM PS CMT CCR NRW SZ3 L | 42-5000-054-01 | Standalone | DE0018338 | As per HSA registered indication(s)
Orthopaedics | Total knee replacement (TKR) | TKR femoral component | TKR femoral component - Unconstrained | Zimmer Inc | PSN FEM PS CMT CCR NRW SZ3 R | 42-5000-054-02 | Standalone | DE0018338 | As per HSA registered indication(s)
Orthopaedics | Total knee replacement (TKR) | TKR femoral component | TKR femoral component - Unconstrained | Zimmer Inc | PSN FEM PS CMT CCR NRW SZ4 L | 42-5000-056-01 | Standalone | DE0018338 | As per HSA registered indication(s)
Orthopaedics | Total knee replacement (TKR) | TKR femoral component | TKR femoral component - Unconstrained | Zimmer Inc | PSN FEM PS CMT CCR NRW SZ4 R | 42-5000-056-02 | Standalone | DE0018338 | As per HSA registered indication(s)
Orthopaedics | Total knee replacement (TKR) | TKR femoral component | TKR femoral component - Unconstrained | Zimmer Inc | PSN FEM PS CMT CCR NRW SZ5 L | 42-5000-058-01 | Standalone | DE0018338 | As per HSA registered indication(s)
Orthopaedics | Total knee replacement (TKR) | TKR femoral component | TKR femoral component - Unconstrained | Zimmer Inc | PSN FEM PS CMT CCR NRW SZ5 R | 42-5000-058-02 | Standalone | DE0018338 | As per HSA registered indication(s)
Orthopaedics | Total knee replacement (TKR) | TKR femoral component | TKR femoral component - Unconstrained | Zimmer Inc | PSN FEM PS CMT CCR NRW SZ6 L | 42-5000-060-01 | Standalone | DE0018338 | As per HSA registered indication(s)
Orthopaedics | Total knee replacement (TKR) | TKR femoral component | TKR femoral component - Unconstrained | Zimmer Inc | PSN FEM PS CMT CCR NRW SZ6 R | 42-5000-060-02 | Standalone | DE0018338 | As per HSA registered indication(s)
Orthopaedics | Total knee replacement (TKR) | TKR femoral component | TKR femoral component - Unconstrained | Zimmer Inc | PSN FEM PS CMT CCR NRW SZ7 L | 42-5000-062-01 | Standalone | DE0018338 | As per HSA registered indication(s)
Orthopaedics | Total knee replacement (TKR) | TKR femoral component | TKR femoral component - Unconstrained | Zimmer Inc | PSN FEM PS CMT CCR NRW SZ7 R | 42-5000-062-02 | Standalone | DE0018338 | As per HSA registered indication(s)
Orthopaedics | Total knee replacement (TKR) | TKR femoral component | TKR femoral component - Unconstrained | Zimmer Inc | PSN FEM PS CMT CCR NRW SZ8 L | 42-5000-064-01 | Standalone | DE0018338 | As per HSA registered indication(s)
Orthopaedics | Total knee replacement (TKR) | TKR femoral component | TKR femoral component - Unconstrained | Zimmer Inc | PSN FEM PS CMT CCR NRW SZ8 R | 42-5000-064-02 | Standalone | DE0018338 | As per HSA registered indication(s)
Orthopaedics | Total knee replacement (TKR) | TKR femoral component | TKR femoral component - Unconstrained | Zimmer Inc | PSN FEM PS CMT CCR NRW SZ9 L | 42-5000-066-01 | Standalone | DE0018338 | As per HSA registered indication(s)
Orthopaedics | Total knee replacement (TKR) | TKR femoral component | TKR femoral component - Unconstrained | Zimmer Inc | PSN FEM PS CMT CCR NRW SZ9 R | 42-5000-066-02 | Standalone | DE0018338 | As per HSA registered indication(s)
Orthopaedics | Total knee replacement (TKR) | TKR femoral component | TKR femoral component - Unconstrained | Zimmer Inc | PSN FEM PS CMT CCR NRW SZ10 L | 42-5000-068-01 | Standalone | DE0018338 | As per HSA registered indication(s)
Orthopaedics | Total knee replacement (TKR) | TKR femoral component | TKR femoral component - Unconstrained | Zimmer Inc | PSN FEM PS CMT CCR NRW SZ10 R | 42-5000-068-02 | Standalone | DE0018338 | As per HSA registered indication(s)
Orthopaedics | Total knee replacement (TKR) | TKR femoral component | TKR femoral component - Unconstrained | Zimmer Inc | PSN FEM PS CMT CCR NRW SZ11 L | 42-5000-070-01 | Standalone | DE0018338 | As per HSA registered indication(s)
Orthopaedics | Total knee replacement (TKR) | TKR femoral component | TKR femoral component - Unconstrained | Zimmer Inc | PSN FEM PS CMT CCR NRW SZ11 R | 42-5000-070-02 | Standalone | DE0018338 | As per HSA registered indication(s)
Orthopaedics | Total knee replacement (TKR) | TKR femoral component | TKR femoral component - Unconstrained | Zimmer Inc | LPS-FLEX PRECOAT FEMORAL B-L | 00-5960-012-51 | Standalone | DE0016721 | As per HSA registered indication(s)
Orthopaedics | Total knee replacement (TKR) | TKR femoral component | TKR femoral component - Unconstrained | Zimmer Inc | LPS-FLEX PRECOAT FEMORAL B-R | 00-5960-012-52 | Standalone | DE0016721 | As per HSA registered indication(s)
Orthopaedics | Total knee replacement (TKR) | TKR femoral component | TKR femoral component - Unconstrained | Zimmer Inc | Cemented CoCr CR Narrow, 1-L | 42-5020-050-01 | Standalone | DE0018338 | As per HSA registered indication(s)
Orthopaedics | Total knee replacement (TKR) | TKR femoral component | TKR femoral component - Unconstrained | Zimmer Inc | Cemented CoCr CR Narrow, 1-R | 42-5020-050-02 | Standalone | DE0018338 | As per HSA registered indication(s)
Orthopaedics | Total knee replacement (TKR) | TKR femoral component | TKR femoral component - Unconstrained | Zimmer Inc | Cemented CoCr CR Narrow, 2-L | 42-5020-052-01 | Standalone | DE0018338 | As per HSA registered indication(s)
Orthopaedics | Total knee replacement (TKR) | TKR femoral component | TKR femoral component - Unconstrained | Zimmer Inc | Cemented CoCr CR Narrow, 2-R | 42-5020-052-02 | Standalone | DE0018338 | As per HSA registered indication(s)
Orthopaedics | Total knee replacement (TKR) | TKR femoral component | TKR femoral component - Unconstrained | Zimmer Inc | Cemented CoCr PS Narrow, 1-L | 42-5000-050-01 | Standalone | DE0018338 | As per HSA registered indication(s)
Orthopaedics | Total knee replacement (TKR) | TKR femoral component | TKR femoral component - Unconstrained | Zimmer Inc | Cemented CoCr PS Narrow, 1-R | 42-5000-050-02 | Standalone | DE0018338 | As per HSA registered indication(s)
Orthopaedics | Total knee replacement (TKR) | TKR femoral component | TKR femoral component - Unconstrained | Zimmer Inc | Cemented CoCr PS Narrow, 2-L | 42-5000-052-01 | Standalone | DE0018338 | As per HSA registered indication(s)
Orthopaedics | Total knee replacement (TKR) | TKR femoral component | TKR femoral component - Unconstrained | Zimmer Inc | Cemented CoCr PS Narrow, 2-R | 42-5000-052-02 | Standalone | DE0018338 | As per HSA registered indication(s)
Orthopaedics | Total knee replacement (TKR) | TKR femoral component | TKR femoral component - Unconstrained | DePuy Ireland | ATTUNE CR FEM LT SZ 1 CEM | 150400101 | Standalone | DE0013986 | As per HSA registered indication(s)
Orthopaedics | Total knee replacement (TKR) | TKR femoral component | TKR femoral component - Unconstrained | DePuy Ireland | ATTUNE CR FEM RT SZ 1 CEM | 150400201 | Standalone | DE0013986 | As per HSA registered indication(s)
Orthopaedics | Total knee replacement (TKR) | TKR femoral component | TKR femoral component - Unconstrained | DePuy Ireland | ATTUNE PS FEM LT SZ 1 CEM | 150410101 | Standalone | DE0013986 | As per HSA registered indication(s)
Orthopaedics | Total knee replacement (TKR) | TKR femoral component | TKR femoral component - Unconstrained | DePuy Ireland | ATTUNE PS FEM RT SZ 1 CEM | 150410201 | Standalone | DE0013986 | As per HSA registered indication(s)
Orthopaedics | Total knee replacement (TKR) | TKR femoral component | TKR femoral component - Constrained | DePuy (Ireland) | ATTUNE CRS FEMORAL LT SZ 2 CEM | 150440102 | Standalone | DE0502715 | As per HSA registered indication(s)
Orthopaedics | Total knee replacement (TKR) | TKR femoral component | TKR femoral component - Constrained | DePuy (Ireland) | ATTUNE CRS FEMORAL LT SZ 3 CEM | 150440103 | Standalone | DE0502715 | As per HSA registered indication(s)
Orthopaedics | Total knee replacement (TKR) | TKR femoral component | TKR femoral component - Constrained | DePuy (Ireland) | ATTUNE CRS FEMORAL LT SZ 4 CEM | 150440104 | Standalone | DE0502715 | As per HSA registered indication(s)
Orthopaedics | Total knee replacement (TKR) | TKR femoral component | TKR femoral component - Constrained | DePuy (Ireland) | ATTUNE CRS FEMORAL LT SZ 5 CEM | 150440105 | Standalone | DE0502715 | As per HSA registered indication(s)
Orthopaedics | Total knee replacement (TKR) | TKR femoral component | TKR femoral component - Constrained | DePuy (Ireland) | ATTUNE CRS FEMORAL LT SZ 6 CEM | 150440106 | Standalone | DE0502715 | As per HSA registered indication(s)
Orthopaedics | Total knee replacement (TKR) | TKR femoral component | TKR femoral component - Constrained | DePuy (Ireland) | ATTUNE CRS FEMORAL LT SZ 7 CEM | 150440107 | Standalone | DE0502715 | As per HSA registered indication(s)
Orthopaedics | Total knee replacement (TKR) | TKR femoral component | TKR femoral component - Constrained | DePuy (Ireland) | ATTUNE CRS FEMORAL LT SZ 8 CEM | 150440108 | Standalone | DE0502715 | As per HSA registered indication(s)
Orthopaedics | Total knee replacement (TKR) | TKR femoral component | TKR femoral component - Constrained | DePuy (Ireland) | ATTUNE CRS FEMORAL RT SZ 2 CEM | 150440202 | Standalone | DE0502715 | As per HSA registered indication(s)
Orthopaedics | Total knee replacement (TKR) | TKR femoral component | TKR femoral component - Constrained | DePuy (Ireland) | ATTUNE CRS FEMORAL RT SZ 3 CEM | 150440203 | Standalone | DE0502715 | As per HSA registered indication(s)
Orthopaedics | Total knee replacement (TKR) | TKR femoral component | TKR femoral component - Constrained | DePuy (Ireland) | ATTUNE CRS FEMORAL RT SZ 4 CEM | 150440204 | Standalone | DE0502715 | As per HSA registered indication(s)
Orthopaedics | Total knee replacement (TKR) | TKR femoral component | TKR femoral component - Constrained | DePuy (Ireland) | ATTUNE CRS FEMORAL RT SZ 5 CEM | 150440205 | Standalone | DE0502715 | As per HSA registered indication(s)
Orthopaedics | Total knee replacement (TKR) | TKR femoral component | TKR femoral component - Constrained | DePuy (Ireland) | ATTUNE CRS FEMORAL RT SZ 6 CEM | 150440206 | Standalone | DE0502715 | As per HSA registered indication(s)
Orthopaedics | Total knee replacement (TKR) | TKR femoral component | TKR femoral component - Constrained | DePuy (Ireland) | ATTUNE CRS FEMORAL RT SZ 7 CEM | 150440207 | Standalone | DE0502715 | As per HSA registered indication(s)
Orthopaedics | Total knee replacement (TKR) | TKR femoral component | TKR femoral component - Constrained | DePuy (Ireland) | ATTUNE CRS FEMORAL RT SZ 8 CEM | 150440208 | Standalone | DE0502715 | As per HSA registered indication(s)
Orthopaedics | Total knee replacement (TKR) | TKR femoral component | TKR femoral component - Constrained | DePuy (Ireland) | ATTUNE Revision CRS Femoral Size 1 Left Cemented | 150440101 | Standalone | DE0502715 | As per HSA registered indication(s)
Orthopaedics | Total knee replacement (TKR) | TKR femoral component | TKR femoral component - Constrained | DePuy (Ireland) | ATTUNE Revision CRS Femoral Size 1 Right Cemented | 150440201 | Standalone | DE0502715 | As per HSA registered indication(s)
Orthopaedics | Total knee replacement (TKR) | TKR femoral component | TKR femoral component - Constrained | DePuy Orthopaedics | PFC SIGMA TC3 FEM LEFT SZ2 | 960081 | Standalone | DE0004925 | As per HSA registered indication(s)
Orthopaedics | Total knee replacement (TKR) | TKR femoral component | TKR femoral component - Constrained | DePuy Orthopaedics | PFC SIGMA TC3 FEM LEFT SZ3 | 960082 | Standalone | DE0004925 | As per HSA registered indication(s)
Orthopaedics | Total knee replacement (TKR) | TKR femoral component | TKR femoral component - Constrained | DePuy Orthopaedics | PFC SIGMA TC3 FEM LEFT SZ4 | 960083 | Standalone | DE0004925 | As per HSA registered indication(s)
Orthopaedics | Total knee replacement (TKR) | TKR femoral component | TKR femoral component - Constrained | DePuy Orthopaedics | PFC SIGMA TC3 FEM LEFT SZ5 | 960084 | Standalone | DE0004925 | As per HSA registered indication(s)
Orthopaedics | Total knee replacement (TKR) | TKR femoral component | TKR femoral component - Constrained | DePuy Orthopaedics | PFC SIGMA TC3 FEM LEFT S1.5 | 960085 | Standalone | DE0004925 | As per HSA registered indication(s)
Orthopaedics | Total knee replacement (TKR) | TKR femoral component | TKR femoral component - Constrained | DePuy Orthopaedics | PFC*SIGMA TC3 FEM LEFT S2.5 | 960086 | Standalone | DE0004925 | As per HSA registered indication(s)
Orthopaedics | Total knee replacement (TKR) | TKR femoral component | TKR femoral component - Constrained | DePuy Orthopaedics | PFC SIGMA TC3 FEM RT SZ2 | 960087 | Standalone | DE0004925 | As per HSA registered indication(s)
Orthopaedics | Total knee replacement (TKR) | TKR femoral component | TKR femoral component - Constrained | DePuy Orthopaedics | PFC SIGMA TC3 FEM RT SZ3 | 960088 | Standalone | DE0004925 | As per HSA registered indication(s)
Orthopaedics | Total knee replacement (TKR) | TKR femoral component | TKR femoral component - Constrained | DePuy Orthopaedics | PFC SIGMA TC3 FEM RT SZ4 | 960089 | Standalone | DE0004925 | As per HSA registered indication(s)
Orthopaedics | Total knee replacement (TKR) | TKR femoral component | TKR femoral component - Constrained | DePuy Orthopaedics | PFC SIGMA TC3 FEM RT SZ1.5 | 960091 | Standalone | DE0004925 | As per HSA registered indication(s)
Orthopaedics | Total knee replacement (TKR) | TKR femoral component | TKR femoral component - Constrained | DePuy Orthopaedics | PFC SIGMA TC3 FEM RT SZ2.5 | 960092 | Standalone | DE0004925 | As per HSA registered indication(s)
Orthopaedics | Total knee replacement (TKR) | TKR femoral component | TKR femoral component - Constrained | Smith+Nephew | Legion CoCr Constrained Femoral Component Size 2 Left | 71425002 | Standalone | DE0012409 | As per HSA registered indication(s)
Orthopaedics | Total knee replacement (TKR) | TKR femoral component | TKR femoral component - Constrained | Smith+Nephew | Legion CoCr Constrained Femoral Component Size 3 Left | 71425003 | Standalone | DE0012409 | As per HSA registered indication(s)
Orthopaedics | Total knee replacement (TKR) | TKR femoral component | TKR femoral component - Constrained | Smith+Nephew | Legion CoCr Constrained Femoral Component Size 4 Left | 71425004 | Standalone | DE0012409 | As per HSA registered indication(s)
Orthopaedics | Total knee replacement (TKR) | TKR femoral component | TKR femoral component - Constrained | Smith+Nephew | Legion CoCr Constrained Femoral Component Size 5 Left | 71425005 | Standalone | DE0012409 | As per HSA registered indication(s)
Orthopaedics | Total knee replacement (TKR) | TKR femoral component | TKR femoral component - Constrained | Smith+Nephew | Legion CoCr Constrained Femoral Component Size 6 Left | 71425006 | Standalone | DE0012409 | As per HSA registered indication(s)
Orthopaedics | Total knee replacement (TKR) | TKR femoral component | TKR femoral component - Constrained | Smith+Nephew | Legion CoCr Constrained Femoral Component Size 7 Left | 71425007 | Standalone | DE0012409 | As per HSA registered indication(s)
Orthopaedics | Total knee replacement (TKR) | TKR femoral component | TKR femoral component - Constrained | Smith+Nephew | Legion CoCr Constrained Femoral Component Size 2 Right | 71426002 | Standalone | DE0012409 | As per HSA registered indication(s)
Orthopaedics | Total knee replacement (TKR) | TKR femoral component | TKR femoral component - Constrained | Smith+Nephew | Legion CoCr Constrained Femoral Component Size 3 Right | 71426003 | Standalone | DE0012409 | As per HSA registered indication(s)
Orthopaedics | Total knee replacement (TKR) | TKR femoral component | TKR femoral component - Constrained | Smith+Nephew | Legion CoCr Constrained Femoral Component Size 4 Right | 71426004 | Standalone | DE0012409 | As per HSA registered indication(s)
Orthopaedics | Total knee replacement (TKR) | TKR femoral component | TKR femoral component - Constrained | Smith+Nephew | Legion CoCr Constrained Femoral Component Size 5 Right | 71426005 | Standalone | DE0012409 | As per HSA registered indication(s)
Orthopaedics | Total knee replacement (TKR) | TKR femoral component | TKR femoral component - Constrained | Smith+Nephew | Legion CoCr Constrained Femoral Component Size 6 Right | 71426006 | Standalone | DE0012409 | As per HSA registered indication(s)
Orthopaedics | Total knee replacement (TKR) | TKR femoral component | TKR femoral component - Constrained | Smith+Nephew | Legion CoCr Constrained Femoral Component Size 7 Right | 71426007 | Standalone | DE0012409 | As per HSA registered indication(s)
Orthopaedics | Total knee replacement (TKR) | TKR femoral component | TKR femoral component - Constrained | STRYKER HOWMEDICA OSTEONICS | Scorpio TS # 3 Right Modular Femoral | 764103R | Standalone | DE0004051 | As per HSA registered indication(s)
Orthopaedics | Total knee replacement (TKR) | TKR femoral component | TKR femoral component - Constrained | STRYKER HOWMEDICA OSTEONICS | Scorpio TS # 5 Right Modular Femoral | 764105R | Standalone | DE0004051 | As per HSA registered indication(s)
Orthopaedics | Total knee replacement (TKR) | TKR femoral component | TKR femoral component - Constrained | STRYKER HOWMEDICA OSTEONICS | Scorpio TS # 7 Right Modular Femoral | 764107R | Standalone | DE0004051 | As per HSA registered indication(s)
Orthopaedics | Total knee replacement (TKR) | TKR femoral component | TKR femoral component - Constrained | STRYKER HOWMEDICA OSTEONICS | Scorpio TS # 9 Right Modular Femoral | 764109R | Standalone | DE0004051 | As per HSA registered indication(s)
Orthopaedics | Total knee replacement (TKR) | TKR femoral component | TKR femoral component - Constrained | STRYKER HOWMEDICA OSTEONICS | Scorpio TS # 11 Right Modular Femoral | 764111R | Standalone | DE0004051 | As per HSA registered indication(s)
Orthopaedics | Total knee replacement (TKR) | TKR femoral component | TKR femoral component - Constrained | STRYKER HOWMEDICA OSTEONICS | Scorpio TS # 13 Right Modular Femoral | 764113R | Standalone | DE0004051 | As per HSA registered indication(s)
Orthopaedics | Total knee replacement (TKR) | TKR femoral component | TKR femoral component - Constrained | STRYKER HOWMEDICA OSTEONICS | Scorpio TS # 3 Left Modular Femoral | 764103L | Standalone | DE0004051 | As per HSA registered indication(s)
Orthopaedics | Total knee replacement (TKR) | TKR femoral component | TKR femoral component - Constrained | STRYKER HOWMEDICA OSTEONICS | Scorpio TS # 5 Left Modular Femoral | 764105L | Standalone | DE0004051 | As per HSA registered indication(s)
Orthopaedics | Total knee replacement (TKR) | TKR femoral component | TKR femoral component - Constrained | STRYKER HOWMEDICA OSTEONICS | Scorpio TS # 7 Left Modular Femoral | 764107L | Standalone | DE0004051 | As per HSA registered indication(s)
Orthopaedics | Total knee replacement (TKR) | TKR femoral component | TKR femoral component - Constrained | STRYKER HOWMEDICA OSTEONICS | Scorpio TS # 9 Left Modular Femoral | 764109L | Standalone | DE0004051 | As per HSA registered indication(s)
Orthopaedics | Total knee replacement (TKR) | TKR femoral component | TKR femoral component - Constrained | STRYKER HOWMEDICA OSTEONICS | Scorpio TS # 11 Left Modular Femoral | 764111L | Standalone | DE0004051 | As per HSA registered indication(s)
Orthopaedics | Total knee replacement (TKR) | TKR femoral component | TKR femoral component - Constrained | STRYKER HOWMEDICA OSTEONICS | Scorpio TS # 13 Left Modular Femoral | 764113L | Standalone | DE0004051 | As per HSA registered indication(s)
Orthopaedics | Total knee replacement (TKR) | TKR femoral component | TKR femoral component - Constrained | STRYKER HOWMEDICA OSTEONICS | TS Femoral Component #1 Left | 5512F101 | Standalone | DE0018575 | As per HSA registered indication(s)
Orthopaedics | Total knee replacement (TKR) | TKR femoral component | TKR femoral component - Constrained | STRYKER HOWMEDICA OSTEONICS | TS Femoral Component #2 Left | 5512F201 | Standalone | DE0018575 | As per HSA registered indication(s)
Orthopaedics | Total knee replacement (TKR) | TKR femoral component | TKR femoral component - Constrained | STRYKER HOWMEDICA OSTEONICS | TS Femoral Component #3 Left | 5512F301 | Standalone | DE0018575 | As per HSA registered indication(s)
Orthopaedics | Total knee replacement (TKR) | TKR femoral component | TKR femoral component - Constrained | STRYKER HOWMEDICA OSTEONICS | TS Femoral Component #4 Left | 5512F401 | Standalone | DE0018575 | As per HSA registered indication(s)
Orthopaedics | Total knee replacement (TKR) | TKR femoral component | TKR femoral component - Constrained | STRYKER HOWMEDICA OSTEONICS | TS Femoral Component #5 Left | 5512F501 | Standalone | DE0018575 | As per HSA registered indication(s)
Orthopaedics | Total knee replacement (TKR) | TKR femoral component | TKR femoral component - Constrained | STRYKER HOWMEDICA OSTEONICS | TS Femoral Component #6 Left | 5512F601 | Standalone | DE0018575 | As per HSA registered indication(s)
Orthopaedics | Total knee replacement (TKR) | TKR femoral component | TKR femoral component - Constrained | STRYKER HOWMEDICA OSTEONICS | TS Femoral Component #7 Left | 5512F701 | Standalone | DE0018575 | As per HSA registered indication(s)
Orthopaedics | Total knee replacement (TKR) | TKR femoral component | TKR femoral component - Constrained | STRYKER HOWMEDICA OSTEONICS | TS Femoral Component #8 Left | 5512F801 | Standalone | DE0018575 | As per HSA registered indication(s)
Orthopaedics | Total knee replacement (TKR) | TKR femoral component | TKR femoral component - Constrained | STRYKER HOWMEDICA OSTEONICS | TS Femoral Component #1 Right | 5512F102 | Standalone | DE0018575 | As per HSA registered indication(s)
Orthopaedics | Total knee replacement (TKR) | TKR femoral component | TKR femoral component - Constrained | STRYKER HOWMEDICA OSTEONICS | TS Femoral Component #2 Right | 5512F202 | Standalone | DE0018575 | As per HSA registered indication(s)
Orthopaedics | Total knee replacement (TKR) | TKR femoral component | TKR femoral component - Constrained | STRYKER HOWMEDICA OSTEONICS | TS Femoral Component #3 Right | 5512F302 | Standalone | DE0018575 | As per HSA registered indication(s)
Orthopaedics | Total knee replacement (TKR) | TKR femoral component | TKR femoral component - Constrained | STRYKER HOWMEDICA OSTEONICS | TS Femoral Component #4 Right | 5512F402 | Standalone | DE0018575 | As per HSA registered indication(s)
Orthopaedics | Total knee replacement (TKR) | TKR femoral component | TKR femoral component - Constrained | STRYKER HOWMEDICA OSTEONICS | TS Femoral Component #5 Right | 5512F502 | Standalone | DE0018575 | As per HSA registered indication(s)
Orthopaedics | Total knee replacement (TKR) | TKR femoral component | TKR femoral component - Constrained | STRYKER HOWMEDICA OSTEONICS | TS Femoral Component #6 Right | 5512F602 | Standalone | DE0018575 | As per HSA registered indication(s)
Orthopaedics | Total knee replacement (TKR) | TKR femoral component | TKR femoral component - Constrained | STRYKER HOWMEDICA OSTEONICS | TS Femoral Component #7 Right | 5512F702 | Standalone | DE0018575 | As per HSA registered indication(s)
Orthopaedics | Total knee replacement (TKR) | TKR femoral component | TKR femoral component - Constrained | STRYKER HOWMEDICA OSTEONICS | TS Femoral Component #8 Right | 5512F802 | Standalone | DE0018575 | As per HSA registered indication(s)
Orthopaedics | Total knee replacement (TKR) | TKR femoral component | TKR femoral component - Constrained | Zimmer Inc | LCCK FEMORAL SZ C-L | 00-5994-013-91 | Standalone | DE0004639 | As per HSA registered indication(s)
Orthopaedics | Total knee replacement (TKR) | TKR femoral component | TKR femoral component - Constrained | Zimmer Inc | LCCK FEMORAL SZ C-R | 00-5994-013-92 | Standalone | DE0004639 | As per HSA registered indication(s)
Orthopaedics | Total knee replacement (TKR) | TKR femoral component | TKR femoral component - Constrained | Zimmer Inc | LCCK FEMORAL SZ D-L | 00-5994-014-91 | Standalone | DE0004639 | As per HSA registered indication(s)
Orthopaedics | Total knee replacement (TKR) | TKR femoral component | TKR femoral component - Constrained | Zimmer Inc | LCCK FEMORAL SZ D-R | 00-5994-014-92 | Standalone | DE0004639 | As per HSA registered indication(s)
Orthopaedics | Total knee replacement (TKR) | TKR femoral component | TKR femoral component - Constrained | Zimmer Inc | LCCK FEMORAL SZ E-L | 00-5994-015-91 | Standalone | DE0004639 | As per HSA registered indication(s)
Orthopaedics | Total knee replacement (TKR) | TKR femoral component | TKR femoral component - Constrained | Zimmer Inc | LCCK FEMORAL SZ E-R | 00-5994-015-92 | Standalone | DE0004639 | As per HSA registered indication(s)
Orthopaedics | Total knee replacement (TKR) | TKR femoral component | TKR femoral component - Constrained | Zimmer Inc | LCCK FEMORAL SZ F-L | 00-5994-016-91 | Standalone | DE0004639 | As per HSA registered indication(s)
Orthopaedics | Total knee replacement (TKR) | TKR femoral component | TKR femoral component - Constrained | Zimmer Inc | LCCK FEMORAL SZ F-R | 00-5994-016-92 | Standalone | DE0004639 | As per HSA registered indication(s)
Orthopaedics | Total knee replacement (TKR) | TKR femoral component | TKR femoral component - Constrained | Zimmer Inc | LCCK FEMORAL SZ G-L | 00-5994-017-91 | Standalone | DE0004639 | As per HSA registered indication(s)
Orthopaedics | Total knee replacement (TKR) | TKR femoral component | TKR femoral component - Constrained | Zimmer Inc | LCCK FEMORAL SZ G-R | 00-5994-017-92 | Standalone | DE0004639 | As per HSA registered indication(s)
Orthopaedics | Total knee replacement (TKR) | TKR femoral component | TKR femoral component - Constrained | Zimmer Inc | Persona Revision Femur Cemented Standard Size 1 Left | 42-5046-050-01 | Standalone | DE0505748 | As per HSA registered indication(s)
Orthopaedics | Total knee replacement (TKR) | TKR femoral component | TKR femoral component - Constrained | Zimmer Inc | Persona Revision Femur Cemented Standard Size 1 Right | 42-5046-050-02 | Standalone | DE0505748 | As per HSA registered indication(s)
Orthopaedics | Total knee replacement (TKR) | TKR femoral component | TKR femoral component - Constrained | Zimmer Inc | Persona Revision Femur Cemented Plus Size 1 Left | 42-5046-050-11 | Standalone | DE0505748 | As per HSA registered indication(s)
Orthopaedics | Total knee replacement (TKR) | TKR femoral component | TKR femoral component - Constrained | Zimmer Inc | Persona Revision Femur Cemented Plus Size 1 Right | 42-5046-050-12 | Standalone | DE0505748 | As per HSA registered indication(s)
Orthopaedics | Total knee replacement (TKR) | TKR femoral component | TKR femoral component - Constrained | Zimmer Inc | Persona Revision Femur Cemented Standard Size 3 Left | 42-5046-054-01 | Standalone | DE0505748 | As per HSA registered indication(s)
Orthopaedics | Total knee replacement (TKR) | TKR femoral component | TKR femoral component - Constrained | Zimmer Inc | Persona Revision Femur Cemented Standard Size 3 Right | 42-5046-054-02 | Standalone | DE0505748 | As per HSA registered indication(s)
Orthopaedics | Total knee replacement (TKR) | TKR femoral component | TKR femoral component - Constrained | Zimmer Inc | Persona Revision Femur Cemented Plus Size 3 Left | 42-5046-054-11 | Standalone | DE0505748 | As per HSA registered indication(s)
Orthopaedics | Total knee replacement (TKR) | TKR femoral component | TKR femoral component - Constrained | Zimmer Inc | Persona Revision Femur Cemented Plus Size 3 Right | 42-5046-054-12 | Standalone | DE0505748 | As per HSA registered indication(s)
Orthopaedics | Total knee replacement (TKR) | TKR femoral component | TKR femoral component - Constrained | Zimmer Inc | Persona Revision Femur Cemented Standard Size 5 Left | 42-5046-058-01 | Standalone | DE0505748 | As per HSA registered indication(s)
Orthopaedics | Total knee replacement (TKR) | TKR femoral component | TKR femoral component - Constrained | Zimmer Inc | Persona Revision Femur Cemented Standard Size 5 Right | 42-5046-058-02 | Standalone | DE0505748 | As per HSA registered indication(s)
Orthopaedics | Total knee replacement (TKR) | TKR femoral component | TKR femoral component - Constrained | Zimmer Inc | Persona Revision Femur Cemented Plus Size 5 Left | 42-5046-058-11 | Standalone | DE0505748 | As per HSA registered indication(s)
Orthopaedics | Total knee replacement (TKR) | TKR femoral component | TKR femoral component - Constrained | Zimmer Inc | Persona Revision Femur Cemented Plus Size 5 Right | 42-5046-058-12 | Standalone | DE0505748 | As per HSA registered indication(s)
Orthopaedics | Total knee replacement (TKR) | TKR femoral component | TKR femoral component - Constrained | Zimmer Inc | Persona Revision Femur Cemented Standard Size 7 Left | 42-5046-062-01 | Standalone | DE0505748 | As per HSA registered indication(s)
Orthopaedics | Total knee replacement (TKR) | TKR femoral component | TKR femoral component - Constrained | Zimmer Inc | Persona Revision Femur Cemented Standard Size 7 Right | 42-5046-062-02 | Standalone | DE0505748 | As per HSA registered indication(s)
Orthopaedics | Total knee replacement (TKR) | TKR femoral component | TKR femoral component - Constrained | Zimmer Inc | Persona Revision Femur Cemented Plus Size 7 Left | 42-5046-062-11 | Standalone | DE0505748 | As per HSA registered indication(s)
Orthopaedics | Total knee replacement (TKR) | TKR femoral component | TKR femoral component - Constrained | Zimmer Inc | Persona Revision Femur Cemented Plus Size 7 Right | 42-5046-062-12 | Standalone | DE0505748 | As per HSA registered indication(s)
Orthopaedics | Total knee replacement (TKR) | TKR femoral component | TKR femoral component - Constrained | Zimmer Inc | Persona Revision Femur Cemented Standard Size 9 Left | 42-5046-066-01 | Standalone | DE0505748 | As per HSA registered indication(s)
Orthopaedics | Total knee replacement (TKR) | TKR femoral component | TKR femoral component - Constrained | Zimmer Inc | Persona Revision Femur Cemented Standard Size 9 Right | 42-5046-066-02 | Standalone | DE0505748 | As per HSA registered indication(s)
Orthopaedics | Total knee replacement (TKR) | TKR femoral component | TKR femoral component - Constrained | Zimmer Inc | Persona Revision Femur Cemented Plus Size 9 Left | 42-5046-066-11 | Standalone | DE0505748 | As per HSA registered indication(s)
Orthopaedics | Total knee replacement (TKR) | TKR femoral component | TKR femoral component - Constrained | Zimmer Inc | Persona Revision Femur Cemented Plus Size 9 Right | 42-5046-066-12 | Standalone | DE0505748 | As per HSA registered indication(s)
Orthopaedics | Total knee replacement (TKR) | TKR femoral component | TKR femoral component - Constrained | Zimmer Inc | Persona Revision Femur Cemented Standard Size 11 Left | 42-5046-070-01 | Standalone | DE0505748 | As per HSA registered indication(s)
Orthopaedics | Total knee replacement (TKR) | TKR femoral component | TKR femoral component - Constrained | Zimmer Inc | Persona Revision Femur Cemented Standard Size 11 Right | 42-5046-070-02 | Standalone | DE0505748 | As per HSA registered indication(s)
Orthopaedics | Total knee replacement (TKR) | TKR femoral component | TKR femoral component - Constrained | Zimmer Inc | Persona Revision Femur Cemented Plus Size 11 Left | 42-5046-070-11 | Standalone | DE0505748 | As per HSA registered indication(s)
Orthopaedics | Total knee replacement (TKR) | TKR femoral component | TKR femoral component - Constrained | Zimmer Inc | Persona Revision Femur Cemented Plus Size 11 Right | 42-5046-070-12 | Standalone | DE0505748 | As per HSA registered indication(s)
Orthopaedics | Total knee replacement (TKR) | TKR femoral component | TKR femoral component - Constrained | DePuy Ireland UC | PFCSIGMA C/S TC3 FEM RT SZ5 | 960090 | Standalone | DE0004925 | As per HSA registered indication(s)
Orthopaedics | Total knee replacement (TKR) | TKR femoral component | TKR femoral component - Fully constrained/hinge | DePuy Orthopaedics | Medium Left SROM Femur | 623401L | Standalone | DE0016852 | Patients requiring more constrained type of knee implants for revision TKR
Orthopaedics | Total knee replacement (TKR) | TKR femoral component | TKR femoral component - Fully constrained/hinge | DePuy Orthopaedics | Medium Right SROM Femur | 623401R | Standalone | DE0016852 | Patients requiring more constrained type of knee implants for revision TKR
Orthopaedics | Total knee replacement (TKR) | TKR femoral component | TKR femoral component - Fully constrained/hinge | DePuy Orthopaedics | Small Left SROM Femur | 623411L | Standalone | DE0016852 | Patients requiring more constrained type of knee implants for revision TKR
Orthopaedics | Total knee replacement (TKR) | TKR femoral component | TKR femoral component - Fully constrained/hinge | DePuy Orthopaedics | Small Right SROM Femur | 623411R | Standalone | DE0016852 | Patients requiring more constrained type of knee implants for revision TKR
Orthopaedics | Total knee replacement (TKR) | TKR femoral component | TKR femoral component - Fully constrained/hinge | DePuy Orthopaedics | XSmall Left SROM Femur | 623421L | Standalone | DE0016852 | Patients requiring more constrained type of knee implants for revision TKR
Orthopaedics | Total knee replacement (TKR) | TKR femoral component | TKR femoral component - Fully constrained/hinge | DePuy Orthopaedics | XSmall Right SROM Femur | 623421R | Standalone | DE0016852 | Patients requiring more constrained type of knee implants for revision TKR
Orthopaedics | Total knee replacement (TKR) | TKR femoral component | TKR femoral component - Fully constrained/hinge | Zimmer Inc | RHK FEM SZ B LEFT | 00-5880-012-01 | Standalone | DE0003841 | Patients requiring more constrained type of knee implants for revision TKR
Orthopaedics | Total knee replacement (TKR) | TKR femoral component | TKR femoral component - Fully constrained/hinge | Zimmer Inc | RHK FEM SZ B RIGHT | 00-5880-012-02 | Standalone | DE0003841 | Patients requiring more constrained type of knee implants for revision TKR
Orthopaedics | Total knee replacement (TKR) | TKR femoral component | TKR femoral component - Fully constrained/hinge | Zimmer Inc | RHK FEM SZ C LEFT | 00-5880-013-01 | Standalone | DE0003841 | Patients requiring more constrained type of knee implants for revision TKR
Orthopaedics | Total knee replacement (TKR) | TKR femoral component | TKR femoral component - Fully constrained/hinge | Zimmer Inc | RHK FEM SZ C RIGHT | 00-5880-013-02 | Standalone | DE0003841 | Patients requiring more constrained type of knee implants for revision TKR
Orthopaedics | Total knee replacement (TKR) | TKR femoral component | TKR femoral component - Fully constrained/hinge | Zimmer Inc | RHK FEM SZ D LEFT | 00-5880-014-01 | Standalone | DE0003841 | Patients requiring more constrained type of knee implants for revision TKR
Orthopaedics | Total knee replacement (TKR) | TKR femoral component | TKR femoral component - Fully constrained/hinge | Zimmer Inc | RHK FEM SZ D RIGHT | 00-5880-014-02 | Standalone | DE0003841 | Patients requiring more constrained type of knee implants for revision TKR
Orthopaedics | Total knee replacement (TKR) | TKR femoral component | TKR femoral component - Fully constrained/hinge | Zimmer Inc | RHK FEM SZ E LEFT | 00-5880-015-01 | Standalone | DE0003841 | Patients requiring more constrained type of knee implants for revision TKR
Orthopaedics | Total knee replacement (TKR) | TKR femoral component | TKR femoral component - Fully constrained/hinge | Zimmer Inc | RHK FEM SZ E RIGHT | 00-5880-015-02 | Standalone | DE0003841 | Patients requiring more constrained type of knee implants for revision TKR
Orthopaedics | Total knee replacement (TKR) | TKR femoral component | TKR femoral component - Fully constrained/hinge | Zimmer Inc | RHK FEM SZ F LEFT | 00-5880-016-01 | Standalone | DE0003841 | Patients requiring more constrained type of knee implants for revision TKR
Orthopaedics | Total knee replacement (TKR) | TKR femoral component | TKR femoral component - Fully constrained/hinge | Zimmer Inc | RHK FEM SZ F RIGHT | 00-5880-016-02 | Standalone | DE0003841 | Patients requiring more constrained type of knee implants for revision TKR
Orthopaedics | Total knee replacement (TKR) | TKR hypoallergenic femoral component | TKR hypoallergenic femoral component - Unconstrained | Smith+Nephew | LEGION CR OXIN FEM SZ2 RT | 71421222 | Standalone | DE0012408 | Patients with a known or suspected metal allergy
Orthopaedics | Total knee replacement (TKR) | TKR hypoallergenic femoral component | TKR hypoallergenic femoral component - Unconstrained | Smith+Nephew | LEGION CR OXIN FEM SZ3 RT | 71421223 | Standalone | DE0012408 | Patients with a known or suspected metal allergy
Orthopaedics | Total knee replacement (TKR) | TKR hypoallergenic femoral component | TKR hypoallergenic femoral component - Unconstrained | Smith+Nephew | LEGION CR OXIN FEM SZ4 RT | 71421224 | Standalone | DE0012408 | Patients with a known or suspected metal allergy
Orthopaedics | Total knee replacement (TKR) | TKR hypoallergenic femoral component | TKR hypoallergenic femoral component - Unconstrained | Smith+Nephew | LEGION CR OXIN FEM SZ5 RT | 71421225 | Standalone | DE0012408 | Patients with a known or suspected metal allergy
Orthopaedics | Total knee replacement (TKR) | TKR hypoallergenic femoral component | TKR hypoallergenic femoral component - Unconstrained | Smith+Nephew | LEGION CR OXIN FEM SZ6 RT | 71421226 | Standalone | DE0012408 | Patients with a known or suspected metal allergy
Orthopaedics | Total knee replacement (TKR) | TKR hypoallergenic femoral component | TKR hypoallergenic femoral component - Unconstrained | Smith+Nephew | LEGION CR OXIN FEM SZ7 RT | 71421227 | Standalone | DE0012408 | Patients with a known or suspected metal allergy
Orthopaedics | Total knee replacement (TKR) | TKR hypoallergenic femoral component | TKR hypoallergenic femoral component - Unconstrained | Smith+Nephew | LEGION CR OXIN FEM SZ8 RT | 71421228 | Standalone | DE0012408 | Patients with a known or suspected metal allergy
Orthopaedics | Total knee replacement (TKR) | TKR hypoallergenic femoral component | TKR hypoallergenic femoral component - Unconstrained | Smith+Nephew | LEGION CR OXIN FEM SZ2 LT | 71421232 | Standalone | DE0012408 | Patients with a known or suspected metal allergy
Orthopaedics | Total knee replacement (TKR) | TKR hypoallergenic femoral component | TKR hypoallergenic femoral component - Unconstrained | Smith+Nephew | LEGION CR OXIN FEM SZ3 LT | 71421233 | Standalone | DE0012408 | Patients with a known or suspected metal allergy
Orthopaedics | Total knee replacement (TKR) | TKR hypoallergenic femoral component | TKR hypoallergenic femoral component - Unconstrained | Smith+Nephew | LEGION CR OXIN FEM SZ4 LT | 71421234 | Standalone | DE0012408 | Patients with a known or suspected metal allergy
Orthopaedics | Total knee replacement (TKR) | TKR hypoallergenic femoral component | TKR hypoallergenic femoral component - Unconstrained | Smith+Nephew | LEGION CR OXIN FEM SZ5 LT | 71421235 | Standalone | DE0012408 | Patients with a known or suspected metal allergy
Orthopaedics | Total knee replacement (TKR) | TKR hypoallergenic femoral component | TKR hypoallergenic femoral component - Unconstrained | Smith+Nephew | LEGION CR OXIN FEM SZ6 LT | 71421236 | Standalone | DE0012408 | Patients with a known or suspected metal allergy
Orthopaedics | Total knee replacement (TKR) | TKR hypoallergenic femoral component | TKR hypoallergenic femoral component - Unconstrained | Smith+Nephew | LEGION CR OXIN FEM SZ7 LT | 71421237 | Standalone | DE0012408 | Patients with a known or suspected metal allergy
Orthopaedics | Total knee replacement (TKR) | TKR hypoallergenic femoral component | TKR hypoallergenic femoral component - Unconstrained | Smith+Nephew | LEGION CR OXIN FEM SZ8 LT | 71421238 | Standalone | DE0012408 | Patients with a known or suspected metal allergy
Orthopaedics | Total knee replacement (TKR) | TKR hypoallergenic femoral component | TKR hypoallergenic femoral component - Unconstrained | Smith+Nephew | LEGION PS OXIN FEM SZ2 RT | 71421202 | Standalone | DE0012408 | Patients with a known or suspected metal allergy
Orthopaedics | Total knee replacement (TKR) | TKR hypoallergenic femoral component | TKR hypoallergenic femoral component - Unconstrained | Smith+Nephew | LEGION PS OXIN FEM SZ3 RT | 71421203 | Standalone | DE0012408 | Patients with a known or suspected metal allergy
Orthopaedics | Total knee replacement (TKR) | TKR hypoallergenic femoral component | TKR hypoallergenic femoral component - Unconstrained | Smith+Nephew | LEGION PS OXIN FEM SZ4 RT | 71421204 | Standalone | DE0012408 | Patients with a known or suspected metal allergy
Orthopaedics | Total knee replacement (TKR) | TKR hypoallergenic femoral component | TKR hypoallergenic femoral component - Unconstrained | Smith+Nephew | LEGION PS OXIN FEM SZ5 RT | 71421205 | Standalone | DE0012408 | Patients with a known or suspected metal allergy
Orthopaedics | Total knee replacement (TKR) | TKR hypoallergenic femoral component | TKR hypoallergenic femoral component - Unconstrained | Smith+Nephew | LEGION PS OXIN FEM SZ6 RT | 71421206 | Standalone | DE0012408 | Patients with a known or suspected metal allergy
Orthopaedics | Total knee replacement (TKR) | TKR hypoallergenic femoral component | TKR hypoallergenic femoral component - Unconstrained | Smith+Nephew | LEGION PS OXIN FEM SZ7 RT | 71421207 | Standalone | DE0012408 | Patients with a known or suspected metal allergy
Orthopaedics | Total knee replacement (TKR) | TKR hypoallergenic femoral component | TKR hypoallergenic femoral component - Unconstrained | Smith+Nephew | LEGION PS OXIN FEM SZ8 RT | 71421208 | Standalone | DE0012408 | Patients with a known or suspected metal allergy
Orthopaedics | Total knee replacement (TKR) | TKR hypoallergenic femoral component | TKR hypoallergenic femoral component - Unconstrained | Smith+Nephew | LEGION PS OXIN FEM SZ2 LT | 71421212 | Standalone | DE0012408 | Patients with a known or suspected metal allergy
Orthopaedics | Total knee replacement (TKR) | TKR hypoallergenic femoral component | TKR hypoallergenic femoral component - Unconstrained | Smith+Nephew | LEGION PS OXIN FEM SZ3 LT | 71421213 | Standalone | DE0012408 | Patients with a known or suspected metal allergy
Orthopaedics | Total knee replacement (TKR) | TKR hypoallergenic femoral component | TKR hypoallergenic femoral component - Unconstrained | Smith+Nephew | LEGION PS OXIN FEM SZ4 LT | 71421214 | Standalone | DE0012408 | Patients with a known or suspected metal allergy
Orthopaedics | Total knee replacement (TKR) | TKR hypoallergenic femoral component | TKR hypoallergenic femoral component - Unconstrained | Smith+Nephew | LEGION PS OXIN FEM SZ5 LT | 71421215 | Standalone | DE0012408 | Patients with a known or suspected metal allergy
Orthopaedics | Total knee replacement (TKR) | TKR hypoallergenic femoral component | TKR hypoallergenic femoral component - Unconstrained | Smith+Nephew | LEGION PS OXIN FEM SZ6 LT | 71421216 | Standalone | DE0012408 | Patients with a known or suspected metal allergy
Orthopaedics | Total knee replacement (TKR) | TKR hypoallergenic femoral component | TKR hypoallergenic femoral component - Unconstrained | Smith+Nephew | LEGION PS OXIN FEM SZ7 LT | 71421217 | Standalone | DE0012408 | Patients with a known or suspected metal allergy
Orthopaedics | Total knee replacement (TKR) | TKR hypoallergenic femoral component | TKR hypoallergenic femoral component - Unconstrained | Smith+Nephew | LEGION PS OXIN FEM SZ8 LT | 71421218 | Standalone | DE0012408 | Patients with a known or suspected metal allergy
Orthopaedics | Total knee replacement (TKR) | TKR hypoallergenic femoral component | TKR hypoallergenic femoral component - Unconstrained | Smith+Nephew | LEGION NARROW CR OXIN SZ 3N LT | 71421243 | Standalone | DE0012408 | Patients with a known or suspected metal allergy
Orthopaedics | Total knee replacement (TKR) | TKR hypoallergenic femoral component | TKR hypoallergenic femoral component - Unconstrained | Smith+Nephew | LEGION NARROW CR OXIN SZ 4N LT | 71421244 | Standalone | DE0012408 | Patients with a known or suspected metal allergy
Orthopaedics | Total knee replacement (TKR) | TKR hypoallergenic femoral component | TKR hypoallergenic femoral component - Unconstrained | Smith+Nephew | LEGION NARROW CR OXIN SZ 5N LT | 71421245 | Standalone | DE0012408 | Patients with a known or suspected metal allergy
Orthopaedics | Total knee replacement (TKR) | TKR hypoallergenic femoral component | TKR hypoallergenic femoral component - Unconstrained | Smith+Nephew | LEGION NARROW CR OXIN SZ 6N LT | 71421246 | Standalone | DE0012408 | Patients with a known or suspected metal allergy
Orthopaedics | Total knee replacement (TKR) | TKR hypoallergenic femoral component | TKR hypoallergenic femoral component - Unconstrained | Smith+Nephew | LEGION NARROW CR OXIN SZ 3N RT | 71421253 | Standalone | DE0012408 | Patients with a known or suspected metal allergy
Orthopaedics | Total knee replacement (TKR) | TKR hypoallergenic femoral component | TKR hypoallergenic femoral component - Unconstrained | Smith+Nephew | LEGION NARROW CR OXIN SZ 4N RT | 71421254 | Standalone | DE0012408 | Patients with a known or suspected metal allergy
Orthopaedics | Total knee replacement (TKR) | TKR hypoallergenic femoral component | TKR hypoallergenic femoral component - Unconstrained | Smith+Nephew | LEGION NARROW CR OXIN SZ 5N RT | 71421255 | Standalone | DE0012408 | Patients with a known or suspected metal allergy
Orthopaedics | Total knee replacement (TKR) | TKR hypoallergenic femoral component | TKR hypoallergenic femoral component - Unconstrained | Smith+Nephew | LEGION NARROW CR OXIN SZ 6N RT | 71421256 | Standalone | DE0012408 | Patients with a known or suspected metal allergy
Orthopaedics | Total knee replacement (TKR) | TKR hypoallergenic femoral component | TKR hypoallergenic femoral component - Unconstrained | Smith+Nephew | LEGION NARROW PS OXIN SZ 3N LT | 71421263 | Standalone | DE0012408 | Patients with a known or suspected metal allergy
Orthopaedics | Total knee replacement (TKR) | TKR hypoallergenic femoral component | TKR hypoallergenic femoral component - Unconstrained | Smith+Nephew | LEGION NARROW PS OXIN SZ 4N LT | 71421264 | Standalone | DE0012408 | Patients with a known or suspected metal allergy
Orthopaedics | Total knee replacement (TKR) | TKR hypoallergenic femoral component | TKR hypoallergenic femoral component - Unconstrained | Smith+Nephew | LEGION NARROW PS OXIN SZ 5N LT | 71421265 | Standalone | DE0012408 | Patients with a known or suspected metal allergy
Orthopaedics | Total knee replacement (TKR) | TKR hypoallergenic femoral component | TKR hypoallergenic femoral component - Unconstrained | Smith+Nephew | LEGION NARROW PS OXIN SZ 6N LT | 71421266 | Standalone | DE0012408 | Patients with a known or suspected metal allergy
Orthopaedics | Total knee replacement (TKR) | TKR hypoallergenic femoral component | TKR hypoallergenic femoral component - Unconstrained | Smith+Nephew | LEGION NARROW PS OXIN SZ 3N RT | 71421273 | Standalone | DE0012408 | Patients with a known or suspected metal allergy
Orthopaedics | Total knee replacement (TKR) | TKR hypoallergenic femoral component | TKR hypoallergenic femoral component - Unconstrained | Smith+Nephew | LEGION NARROW PS OXIN SZ 4N RT | 71421274 | Standalone | DE0012408 | Patients with a known or suspected metal allergy
Orthopaedics | Total knee replacement (TKR) | TKR hypoallergenic femoral component | TKR hypoallergenic femoral component - Unconstrained | Smith+Nephew | LEGION NARROW PS OXIN SZ 5N RT | 71421275 | Standalone | DE0012408 | Patients with a known or suspected metal allergy
Orthopaedics | Total knee replacement (TKR) | TKR hypoallergenic femoral component | TKR hypoallergenic femoral component - Unconstrained | Smith+Nephew | LEGION NARROW PS OXIN SZ 6N RT | 71421276 | Standalone | DE0012408 | Patients with a known or suspected metal allergy
Orthopaedics | Total knee replacement (TKR) | TKR hypoallergenic femoral component | TKR hypoallergenic femoral component - Unconstrained | Smith+Nephew | JOURNEY II BCS FEMORAL OXINIUM RIGHT SIZE 1 | 74022111 | Standalone | DE0500840 | Patients with a known or suspected metal allergy
Orthopaedics | Total knee replacement (TKR) | TKR hypoallergenic femoral component | TKR hypoallergenic femoral component - Unconstrained | Smith+Nephew | JOURNEY II BCS FEMORAL OXINIUM RIGHT SIZE 2 | 74022112 | Standalone | DE0500840 | Patients with a known or suspected metal allergy
Orthopaedics | Total knee replacement (TKR) | TKR hypoallergenic femoral component | TKR hypoallergenic femoral component - Unconstrained | Smith+Nephew | JOURNEY II BCS FEMORAL OXINIUM RIGHT SIZE 3 | 74022113 | Standalone | DE0500840 | Patients with a known or suspected metal allergy
Orthopaedics | Total knee replacement (TKR) | TKR hypoallergenic femoral component | TKR hypoallergenic femoral component - Unconstrained | Smith+Nephew | JOURNEY II BCS FEMORAL OXINIUM RIGHT SIZE 4 | 74022114 | Standalone | DE0500840 | Patients with a known or suspected metal allergy
Orthopaedics | Total knee replacement (TKR) | TKR hypoallergenic femoral component | TKR hypoallergenic femoral component - Unconstrained | Smith+Nephew | JOURNEY II BCS FEMORAL OXINIUM RIGHT SIZE 5 | 74022115 | Standalone | DE0500840 | Patients with a known or suspected metal allergy
Orthopaedics | Total knee replacement (TKR) | TKR hypoallergenic femoral component | TKR hypoallergenic femoral component - Unconstrained | Smith+Nephew | JOURNEY II BCS FEMORAL OXINIUM RIGHT SIZE 6 | 74022116 | Standalone | DE0500840 | Patients with a known or suspected metal allergy
Orthopaedics | Total knee replacement (TKR) | TKR hypoallergenic femoral component | TKR hypoallergenic femoral component - Unconstrained | Smith+Nephew | JOURNEY II BCS FEMORAL OXINIUM RIGHT SIZE 7 | 74022117 | Standalone | DE0500840 | Patients with a known or suspected metal allergy
Orthopaedics | Total knee replacement (TKR) | TKR hypoallergenic femoral component | TKR hypoallergenic femoral component - Unconstrained | Smith+Nephew | JOURNEY II BCS FEMORAL OXINIUM RIGHT SIZE 8 | 74022118 | Standalone | DE0500840 | Patients with a known or suspected metal allergy
Orthopaedics | Total knee replacement (TKR) | TKR hypoallergenic femoral component | TKR hypoallergenic femoral component - Unconstrained | Smith+Nephew | JOURNEY II BCS FEMORAL OXINIUM RIGHT SIZE 9 | 74022119 | Standalone | DE0500840 | Patients with a known or suspected metal allergy
Orthopaedics | Total knee replacement (TKR) | TKR hypoallergenic femoral component | TKR hypoallergenic femoral component - Unconstrained | Smith+Nephew | JOURNEY II BCS FEMORAL OXINIUM RIGHT SIZE 10 | 74022110 | Standalone | DE0500840 | Patients with a known or suspected metal allergy
Orthopaedics | Total knee replacement (TKR) | TKR hypoallergenic femoral component | TKR hypoallergenic femoral component - Unconstrained | Smith+Nephew | JOURNEY II BCS FEMORAL OXINIUM LEFT SIZE 1 | 74022121 | Standalone | DE0500840 | Patients with a known or suspected metal allergy
Orthopaedics | Total knee replacement (TKR) | TKR hypoallergenic femoral component | TKR hypoallergenic femoral component - Unconstrained | Smith+Nephew | JOURNEY II BCS FEMORAL OXINIUM LEFT SIZE 2 | 74022122 | Standalone | DE0500840 | Patients with a known or suspected metal allergy
Orthopaedics | Total knee replacement (TKR) | TKR hypoallergenic femoral component | TKR hypoallergenic femoral component - Unconstrained | Smith+Nephew | JOURNEY II BCS FEMORAL OXINIUM LEFT SIZE 3 | 74022123 | Standalone | DE0500840 | Patients with a known or suspected metal allergy
Orthopaedics | Total knee replacement (TKR) | TKR hypoallergenic femoral component | TKR hypoallergenic femoral component - Unconstrained | Smith+Nephew | JOURNEY II BCS FEMORAL OXINIUM LEFT SIZE 4 | 74022124 | Standalone | DE0500840 | Patients with a known or suspected metal allergy
Orthopaedics | Total knee replacement (TKR) | TKR hypoallergenic femoral component | TKR hypoallergenic femoral component - Unconstrained | Smith+Nephew | JOURNEY II BCS FEMORAL OXINIUM LEFT SIZE 5 | 74022125 | Standalone | DE0500840 | Patients with a known or suspected metal allergy
Orthopaedics | Total knee replacement (TKR) | TKR hypoallergenic femoral component | TKR hypoallergenic femoral component - Unconstrained | Smith+Nephew | JOURNEY II BCS FEMORAL OXINIUM LEFT SIZE 6 | 74022126 | Standalone | DE0500840 | Patients with a known or suspected metal allergy
Orthopaedics | Total knee replacement (TKR) | TKR hypoallergenic femoral component | TKR hypoallergenic femoral component - Unconstrained | Smith+Nephew | JOURNEY II BCS FEMORAL OXINIUM LEFT SIZE 7 | 74022127 | Standalone | DE0500840 | Patients with a known or suspected metal allergy
Orthopaedics | Total knee replacement (TKR) | TKR hypoallergenic femoral component | TKR hypoallergenic femoral component - Unconstrained | Smith+Nephew | JOURNEY II BCS FEMORAL OXINIUM LEFT SIZE 8 | 74022128 | Standalone | DE0500840 | Patients with a known or suspected metal allergy
Orthopaedics | Total knee replacement (TKR) | TKR hypoallergenic femoral component | TKR hypoallergenic femoral component - Unconstrained | Smith+Nephew | JOURNEY II BCS FEMORAL OXINIUM LEFT SIZE 9 | 74022129 | Standalone | DE0500840 | Patients with a known or suspected metal allergy
Orthopaedics | Total knee replacement (TKR) | TKR hypoallergenic femoral component | TKR hypoallergenic femoral component - Unconstrained | Smith+Nephew | JOURNEY II BCS FEMORAL OXINIUM LEFT SIZE 10 | 74022120 | Standalone | DE0500840 | Patients with a known or suspected metal allergy
Orthopaedics | Total knee replacement (TKR) | TKR hypoallergenic femoral component | TKR hypoallergenic femoral component - Unconstrained | Smith+Nephew | JRNY II CR FEM OX NP RT SZ 1 | 74021151 | Standalone | DE0500840 | Patients with a known or suspected metal allergy
Orthopaedics | Total knee replacement (TKR) | TKR hypoallergenic femoral component | TKR hypoallergenic femoral component - Unconstrained | Smith+Nephew | JRNY II CR FEM OX NP RT SZ 2 | 74021152 | Standalone | DE0500840 | Patients with a known or suspected metal allergy
Orthopaedics | Total knee replacement (TKR) | TKR hypoallergenic femoral component | TKR hypoallergenic femoral component - Unconstrained | Smith+Nephew | JRNY II CR FEM OX NP RT SZ 3 | 74021153 | Standalone | DE0500840 | Patients with a known or suspected metal allergy
Orthopaedics | Total knee replacement (TKR) | TKR hypoallergenic femoral component | TKR hypoallergenic femoral component - Unconstrained | Smith+Nephew | JRNY II CR FEM OX NP RT SZ 4 | 74021154 | Standalone | DE0500840 | Patients with a known or suspected metal allergy
Orthopaedics | Total knee replacement (TKR) | TKR hypoallergenic femoral component | TKR hypoallergenic femoral component - Unconstrained | Smith+Nephew | JRNY II CR FEM OX NP RT SZ 5 | 74021155 | Standalone | DE0500840 | Patients with a known or suspected metal allergy
Orthopaedics | Total knee replacement (TKR) | TKR hypoallergenic femoral component | TKR hypoallergenic femoral component - Unconstrained | Smith+Nephew | JRNY II CR FEM OX NP RT SZ 6 | 74021156 | Standalone | DE0500840 | Patients with a known or suspected metal allergy
Orthopaedics | Total knee replacement (TKR) | TKR hypoallergenic femoral component | TKR hypoallergenic femoral component - Unconstrained | Smith+Nephew | JRNY II CR FEM OX NP RT SZ 7 | 74021157 | Standalone | DE0500840 | Patients with a known or suspected metal allergy
Orthopaedics | Total knee replacement (TKR) | TKR hypoallergenic femoral component | TKR hypoallergenic femoral component - Unconstrained | Smith+Nephew | JRNY II CR FEM OX NP RT SZ 8 | 74021158 | Standalone | DE0500840 | Patients with a known or suspected metal allergy
Orthopaedics | Total knee replacement (TKR) | TKR hypoallergenic femoral component | TKR hypoallergenic femoral component - Unconstrained | Smith+Nephew | JRNY II CR FEM OX NP RT SZ 9 | 74021159 | Standalone | DE0500840 | Patients with a known or suspected metal allergy
Orthopaedics | Total knee replacement (TKR) | TKR hypoallergenic femoral component | TKR hypoallergenic femoral component - Unconstrained | Smith+Nephew | JRNY II CR FEM OX NP RT SZ 10 | 74021150 | Standalone | DE0500840 | Patients with a known or suspected metal allergy
Orthopaedics | Total knee replacement (TKR) | TKR hypoallergenic femoral component | TKR hypoallergenic femoral component - Unconstrained | Smith+Nephew | JRNY II CR FEM OX NP LT SZ 10 | 74021160 | Standalone | DE0500840 | Patients with a known or suspected metal allergy
Orthopaedics | Total knee replacement (TKR) | TKR hypoallergenic femoral component | TKR hypoallergenic femoral component - Unconstrained | Smith+Nephew | JRNY II CR FEM OX NP LT SZ 1 | 74021161 | Standalone | DE0500840 | Patients with a known or suspected metal allergy
Orthopaedics | Total knee replacement (TKR) | TKR hypoallergenic femoral component | TKR hypoallergenic femoral component - Unconstrained | Smith+Nephew | JRNY II CR FEM OX NP LT SZ 2 | 74021162 | Standalone | DE0500840 | Patients with a known or suspected metal allergy
Orthopaedics | Total knee replacement (TKR) | TKR hypoallergenic femoral component | TKR hypoallergenic femoral component - Unconstrained | Smith+Nephew | JRNY II CR FEM OX NP LT SZ 3 | 74021163 | Standalone | DE0500840 | Patients with a known or suspected metal allergy
Orthopaedics | Total knee replacement (TKR) | TKR hypoallergenic femoral component | TKR hypoallergenic femoral component - Unconstrained | Smith+Nephew | JRNY II CR FEM OX NP LT SZ 4 | 74021164 | Standalone | DE0500840 | Patients with a known or suspected metal allergy
Orthopaedics | Total knee replacement (TKR) | TKR hypoallergenic femoral component | TKR hypoallergenic femoral component - Unconstrained | Smith+Nephew | JRNY II CR FEM OX NP LT SZ 5 | 74021165 | Standalone | DE0500840 | Patients with a known or suspected metal allergy
Orthopaedics | Total knee replacement (TKR) | TKR hypoallergenic femoral component | TKR hypoallergenic femoral component - Unconstrained | Smith+Nephew | JRNY II CR FEM OX NP LT SZ 6 | 74021166 | Standalone | DE0500840 | Patients with a known or suspected metal allergy
Orthopaedics | Total knee replacement (TKR) | TKR hypoallergenic femoral component | TKR hypoallergenic femoral component - Unconstrained | Smith+Nephew | JRNY II CR FEM OX NP LT SZ 7 | 74021167 | Standalone | DE0500840 | Patients with a known or suspected metal allergy
Orthopaedics | Total knee replacement (TKR) | TKR hypoallergenic femoral component | TKR hypoallergenic femoral component - Unconstrained | Smith+Nephew | JRNY II CR FEM OX NP LT SZ 8 | 74021168 | Standalone | DE0500840 | Patients with a known or suspected metal allergy
Orthopaedics | Total knee replacement (TKR) | TKR hypoallergenic femoral component | TKR hypoallergenic femoral component - Unconstrained | Smith+Nephew | JRNY II CR FEM OX NP LT SZ 9 | 74021169 | Standalone | DE0500840 | Patients with a known or suspected metal allergy
Orthopaedics | Total knee replacement (TKR) | TKR hypoallergenic femoral component | TKR hypoallergenic femoral component - Unconstrained | Zimmer Inc | LPS-FLEX TIVANIUM FEMORAL C-L | 00-5968-013-51 | Standalone | DE0016721 | Patients with a known or suspected metal allergy
Orthopaedics | Total knee replacement (TKR) | TKR hypoallergenic femoral component | TKR hypoallergenic femoral component - Unconstrained | Zimmer Inc | LPS-FLEX TIVANIUM FEMORAL C-R | 00-5968-013-52 | Standalone | DE0016721 | Patients with a known or suspected metal allergy
Orthopaedics | Total knee replacement (TKR) | TKR hypoallergenic femoral component | TKR hypoallergenic femoral component - Unconstrained | Zimmer Inc | LPS-FLEX TIVANIUM FEMORAL D-L | 00-5968-014-51 | Standalone | DE0016721 | Patients with a known or suspected metal allergy
Orthopaedics | Total knee replacement (TKR) | TKR hypoallergenic femoral component | TKR hypoallergenic femoral component - Unconstrained | Zimmer Inc | LPS-FLEX TIVANIUM FEMORAL D-R | 00-5968-014-52 | Standalone | DE0016721 | Patients with a known or suspected metal allergy
Orthopaedics | Total knee replacement (TKR) | TKR hypoallergenic femoral component | TKR hypoallergenic femoral component - Unconstrained | Zimmer Inc | LPS-FLEX TIVANIUM FEMORAL E-L | 00-5968-015-51 | Standalone | DE0016721 | Patients with a known or suspected metal allergy
Orthopaedics | Total knee replacement (TKR) | TKR hypoallergenic femoral component | TKR hypoallergenic femoral component - Unconstrained | Zimmer Inc | LPS-FLEX TIVANIUM FEMORAL E-R | 00-5968-015-52 | Standalone | DE0016721 | Patients with a known or suspected metal allergy
Orthopaedics | Total knee replacement (TKR) | TKR hypoallergenic femoral component | TKR hypoallergenic femoral component - Unconstrained | Zimmer Inc | LPS-FLEX TIVANIUM FEMORAL F-L | 00-5968-016-51 | Standalone | DE0016721 | Patients with a known or suspected metal allergy
Orthopaedics | Total knee replacement (TKR) | TKR hypoallergenic femoral component | TKR hypoallergenic femoral component - Unconstrained | Zimmer Inc | LPS-FLEX TIVANIUM FEMORAL F-R | 00-5968-016-52 | Standalone | DE0016721 | Patients with a known or suspected metal allergy
Orthopaedics | Total knee replacement (TKR) | TKR hypoallergenic femoral component | TKR hypoallergenic femoral component - Unconstrained | Zimmer Inc | LPS-FLEX TIVANIUM FEMORAL G-L | 00-5968-017-51 | Standalone | DE0016721 | Patients with a known or suspected metal allergy
Orthopaedics | Total knee replacement (TKR) | TKR hypoallergenic femoral component | TKR hypoallergenic femoral component - Unconstrained | Zimmer Inc | LPS-FLEX TIVANIUM FEMORAL G-R | 00-5968-017-52 | Standalone | DE0016721 | Patients with a known or suspected metal allergy
Orthopaedics | Total knee replacement (TKR) | TKR hypoallergenic femoral component | TKR hypoallergenic femoral component - Constrained | Smith+Nephew | Oxinium Constrained Femoral - Sz 2L | 71421162 | Standalone | DE0012408 | Patients with a known or suspected metal allergy
Orthopaedics | Total knee replacement (TKR) | TKR hypoallergenic femoral component | TKR hypoallergenic femoral component - Constrained | Smith+Nephew | Oxinium Constrained Femoral - Sz 3L | 71421163 | Standalone | DE0012408 | Patients with a known or suspected metal allergy
Orthopaedics | Total knee replacement (TKR) | TKR hypoallergenic femoral component | TKR hypoallergenic femoral component - Constrained | Smith+Nephew | Oxinium Constrained Femoral - Sz 4L | 71421164 | Standalone | DE0012408 | Patients with a known or suspected metal allergy
Orthopaedics | Total knee replacement (TKR) | TKR hypoallergenic femoral component | TKR hypoallergenic femoral component - Constrained | Smith+Nephew | Oxinium Constrained Femoral - Sz 5L | 71421165 | Standalone | DE0012408 | Patients with a known or suspected metal allergy
Orthopaedics | Total knee replacement (TKR) | TKR hypoallergenic femoral component | TKR hypoallergenic femoral component - Constrained | Smith+Nephew | Oxinium Constrained Femoral - Sz 6L | 71421166 | Standalone | DE0012408 | Patients with a known or suspected metal allergy
Orthopaedics | Total knee replacement (TKR) | TKR hypoallergenic femoral component | TKR hypoallergenic femoral component - Constrained | Smith+Nephew | Oxinium Constrained Femoral - Sz 7L | 71421167 | Standalone | DE0012408 | Patients with a known or suspected metal allergy
Orthopaedics | Total knee replacement (TKR) | TKR hypoallergenic femoral component | TKR hypoallergenic femoral component - Constrained | Smith+Nephew | Oxinium Constrained Femoral - Sz 2R | 71421172 | Standalone | DE0012408 | Patients with a known or suspected metal allergy
Orthopaedics | Total knee replacement (TKR) | TKR hypoallergenic femoral component | TKR hypoallergenic femoral component - Constrained | Smith+Nephew | Oxinium Constrained Femoral - Sz 3R | 71421173 | Standalone | DE0012408 | Patients with a known or suspected metal allergy
Orthopaedics | Total knee replacement (TKR) | TKR hypoallergenic femoral component | TKR hypoallergenic femoral component - Constrained | Smith+Nephew | Oxinium Constrained Femoral - Sz 4R | 71421174 | Standalone | DE0012408 | Patients with a known or suspected metal allergy
Orthopaedics | Total knee replacement (TKR) | TKR hypoallergenic femoral component | TKR hypoallergenic femoral component - Constrained | Smith+Nephew | Oxinium Constrained Femoral - Sz 5R | 71421175 | Standalone | DE0012408 | Patients with a known or suspected metal allergy
Orthopaedics | Total knee replacement (TKR) | TKR hypoallergenic femoral component | TKR hypoallergenic femoral component - Constrained | Smith+Nephew | Oxinium Constrained Femoral - Sz 6R | 71421176 | Standalone | DE0012408 | Patients with a known or suspected metal allergy
Orthopaedics | Total knee replacement (TKR) | TKR hypoallergenic femoral component | TKR hypoallergenic femoral component - Constrained | Smith+Nephew | Oxinium Constrained Femoral - Sz 7R | 71421177 | Standalone | DE0012408 | Patients with a known or suspected metal allergy
Orthopaedics | Total knee replacement (TKR) | TKR tibial tray | TKR tibial tray - Unconstrained | DePuy (Ireland) | ATTUNE FB TIB BASE SZ 2 CEM | 150600002 | Standalone | DE0013986 | As per HSA registered indication(s)
Orthopaedics | Total knee replacement (TKR) | TKR tibial tray | TKR tibial tray - Unconstrained | DePuy (Ireland) | ATTUNE FB TIB BASE SZ 3 CEM | 150600003 | Standalone | DE0013986 | As per HSA registered indication(s)
Orthopaedics | Total knee replacement (TKR) | TKR tibial tray | TKR tibial tray - Unconstrained | DePuy (Ireland) | ATTUNE FB TIB BASE SZ 4 CEM | 150600004 | Standalone | DE0013986 | As per HSA registered indication(s)
Orthopaedics | Total knee replacement (TKR) | TKR tibial tray | TKR tibial tray - Unconstrained | DePuy (Ireland) | ATTUNE FB TIB BASE SZ 5 CEM | 150600005 | Standalone | DE0013986 | As per HSA registered indication(s)
Orthopaedics | Total knee replacement (TKR) | TKR tibial tray | TKR tibial tray - Unconstrained | DePuy (Ireland) | ATTUNE FB TIB BASE SZ 6 CEM | 150600006 | Standalone | DE0013986 | As per HSA registered indication(s)
Orthopaedics | Total knee replacement (TKR) | TKR tibial tray | TKR tibial tray - Unconstrained | DePuy (Ireland) | ATTUNE FB TIB BASE SZ 7 CEM | 150600007 | Standalone | DE0013986 | As per HSA registered indication(s)
Orthopaedics | Total knee replacement (TKR) | TKR tibial tray | TKR tibial tray - Unconstrained | DePuy (Ireland) | ATTUNE FB TIB BASE SZ 8 CEM | 150600008 | Standalone | DE0013986 | As per HSA registered indication(s)
Orthopaedics | Total knee replacement (TKR) | TKR tibial tray | TKR tibial tray - Unconstrained | DePuy (Ireland) | ATTUNE FB TIB BASE SZ 1 CEM | 150600001 | Standalone | DE0013986 | As per HSA registered indication(s)
Orthopaedics | Total knee replacement (TKR) | TKR tibial tray | TKR tibial tray - Unconstrained | DePuy (Ireland) | ATTUNE FB TIB BASE SZ 9 CEM | 150600009 | Standalone | DE0013986 | As per HSA registered indication(s)
Orthopaedics | Total knee replacement (TKR) | TKR tibial tray | TKR tibial tray - Unconstrained | DePuy (Ireland) | ATTUNE FB TIB BASE SZ 10 CEM | 150600010 | Standalone | DE0013986 | As per HSA registered indication(s)
Orthopaedics | Total knee replacement (TKR) | TKR tibial tray | TKR tibial tray - Unconstrained | DePuy (Ireland) | ATTUNE RP TIB BASE SZ 1 CEM | 150610001 | Standalone | DE0013986 | As per HSA registered indication(s)
Orthopaedics | Total knee replacement (TKR) | TKR tibial tray | TKR tibial tray - Unconstrained | DePuy (Ireland) | ATTUNE RP TIB BASE SZ 2 CEM | 150610002 | Standalone | DE0013986 | As per HSA registered indication(s)
Orthopaedics | Total knee replacement (TKR) | TKR tibial tray | TKR tibial tray - Unconstrained | DePuy (Ireland) | ATTUNE RP TIB BASE SZ 3 CEM | 150610003 | Standalone | DE0013986 | As per HSA registered indication(s)
Orthopaedics | Total knee replacement (TKR) | TKR tibial tray | TKR tibial tray - Unconstrained | DePuy (Ireland) | ATTUNE RP TIB BASE SZ 4 CEM | 150610004 | Standalone | DE0013986 | As per HSA registered indication(s)
Orthopaedics | Total knee replacement (TKR) | TKR tibial tray | TKR tibial tray - Unconstrained | DePuy (Ireland) | ATTUNE RP TIB BASE SZ 5 CEM | 150610005 | Standalone | DE0013986 | As per HSA registered indication(s)
Orthopaedics | Total knee replacement (TKR) | TKR tibial tray | TKR tibial tray - Unconstrained | DePuy (Ireland) | ATTUNE RP TIB BASE SZ 6 CEM | 150610006 | Standalone | DE0013986 | As per HSA registered indication(s)
Orthopaedics | Total knee replacement (TKR) | TKR tibial tray | TKR tibial tray - Unconstrained | DePuy (Ireland) | ATTUNE RP TIB BASE SZ 7 CEM | 150610007 | Standalone | DE0013986 | As per HSA registered indication(s)
Orthopaedics | Total knee replacement (TKR) | TKR tibial tray | TKR tibial tray - Unconstrained | DePuy (Ireland) | ATTUNE RP TIB BASE SZ 8 CEM | 150610008 | Standalone | DE0013986 | As per HSA registered indication(s)
Orthopaedics | Total knee replacement (TKR) | TKR tibial tray | TKR tibial tray - Unconstrained | DePuy (Ireland) | ATTUNE RP TIB BASE SZ 9 CEM | 150610009 | Standalone | DE0013986 | As per HSA registered indication(s)
Orthopaedics | Total knee replacement (TKR) | TKR tibial tray | TKR tibial tray - Unconstrained | DePuy (Ireland) | ATTUNE RP TIB BASE SZ 10 CEM | 150610010 | Standalone | DE0013986 | As per HSA registered indication(s)
Orthopaedics | Total knee replacement (TKR) | TKR tibial tray | TKR tibial tray - Unconstrained | DePuy Orthopaedics | MBT CEM KEEL TIB TRAY SZ1.5 | 129433115 | Standalone | DE0003257 | As per HSA registered indication(s)
Orthopaedics | Total knee replacement (TKR) | TKR tibial tray | TKR tibial tray - Unconstrained | DePuy Orthopaedics | MBT CEM KEEL TIB TRAY SZ2 | 129433120 | Standalone | DE0003257 | As per HSA registered indication(s)
Orthopaedics | Total knee replacement (TKR) | TKR tibial tray | TKR tibial tray - Unconstrained | DePuy Orthopaedics | MBT CEM KEEL TIB TRAY SZ2.5 | 129433125 | Standalone | DE0003257 | As per HSA registered indication(s)
Orthopaedics | Total knee replacement (TKR) | TKR tibial tray | TKR tibial tray - Unconstrained | DePuy Orthopaedics | MBT CEM KEEL TIB TRAY SZ3 | 129433130 | Standalone | DE0003257 | As per HSA registered indication(s)
Orthopaedics | Total knee replacement (TKR) | TKR tibial tray | TKR tibial tray - Unconstrained | DePuy Orthopaedics | MBT CEM KEEL TIB TRAY SZ4 | 129433140 | Standalone | DE0003257 | As per HSA registered indication(s)
Orthopaedics | Total knee replacement (TKR) | TKR tibial tray | TKR tibial tray - Unconstrained | DePuy Orthopaedics | MBT CEM KEEL TIB TRAY SZ5 | 129433150 | Standalone | DE0003257 | As per HSA registered indication(s)
Orthopaedics | Total knee replacement (TKR) | TKR tibial tray | TKR tibial tray - Unconstrained | DePuy Orthopaedics | PFC MOD+ TIBIAL TRAY SZ 2 | 860122 | Standalone | DE0003257 | As per HSA registered indication(s)
Orthopaedics | Total knee replacement (TKR) | TKR tibial tray | TKR tibial tray - Unconstrained | DePuy Orthopaedics | PFC MOD+ TIBIAL TRAY SZ 3 | 860123 | Standalone | DE0003257 | As per HSA registered indication(s)
Orthopaedics | Total knee replacement (TKR) | TKR tibial tray | TKR tibial tray - Unconstrained | DePuy Orthopaedics | PFC MOD+ TIBIAL TRAY SZ 4 | 860124 | Standalone | DE0003257 | As per HSA registered indication(s)
Orthopaedics | Total knee replacement (TKR) | TKR tibial tray | TKR tibial tray - Unconstrained | DePuy Orthopaedics | PFC MOD+ TIBIAL TRAY SZ 5 | 860125 | Standalone | DE0003257 | As per HSA registered indication(s)
Orthopaedics | Total knee replacement (TKR) | TKR tibial tray | TKR tibial tray - Unconstrained | DePuy Orthopaedics | PFC MOD+ TIBIAL TRAY SZ 1.5 | 860126 | Standalone | DE0003257 | As per HSA registered indication(s)
Orthopaedics | Total knee replacement (TKR) | TKR tibial tray | TKR tibial tray - Unconstrained | DePuy Orthopaedics | PFC MOD+ TIB TRAY SZ 2.5 3N | 860127 | Standalone | DE0003257 | As per HSA registered indication(s)
Orthopaedics | Total knee replacement (TKR) | TKR tibial tray | TKR tibial tray - Unconstrained | DePuy Orthopaedics | PFC SIGMA MOD TIB TRAY CEM SZ2 | 866022 | Standalone | DE0003257 | As per HSA registered indication(s)
Orthopaedics | Total knee replacement (TKR) | TKR tibial tray | TKR tibial tray - Unconstrained | DePuy Orthopaedics | PFC SIGMA TIB TRAY CEM SZ3 | 866023 | Standalone | DE0003257 | As per HSA registered indication(s)
Orthopaedics | Total knee replacement (TKR) | TKR tibial tray | TKR tibial tray - Unconstrained | DePuy Orthopaedics | PFC SIGMA MOD TIB TRAY CEM SZ4 | 866024 | Standalone | DE0003257 | As per HSA registered indication(s)
Orthopaedics | Total knee replacement (TKR) | TKR tibial tray | TKR tibial tray - Unconstrained | DePuy Orthopaedics | PFC SIGMA MOD TIB TRAY CEM SZ5 | 866025 | Standalone | DE0003257 | As per HSA registered indication(s)
Orthopaedics | Total knee replacement (TKR) | TKR tibial tray | TKR tibial tray - Unconstrained | DePuy Orthopaedics | PFC MOD TIB TRAY NP SZ 1.5 | 866027 | Standalone | DE0003257 | As per HSA registered indication(s)
Orthopaedics | Total knee replacement (TKR) | TKR tibial tray | TKR tibial tray - Unconstrained | DePuy Orthopaedics | PFC SIG MOD TIB TRAY CEM SZ2.5 | 866029 | Standalone | DE0003257 | As per HSA registered indication(s)
Orthopaedics | Total knee replacement (TKR) | TKR tibial tray | TKR tibial tray - Unconstrained | DePuy Orthopaedics | PFC SIGMA MOD TIB TRAY CEM SZ6 | 866026 | Standalone | DE0003257 | As per HSA registered indication(s)
Orthopaedics | Total knee replacement (TKR) | TKR tibial tray | TKR tibial tray - Unconstrained | DePuy Orthopaedics | MBT CEM KEEL TIB TRAY SZ6 | 129433160 | Standalone | DE0003257 | As per HSA registered indication(s)
Orthopaedics | Total knee replacement (TKR) | TKR tibial tray | TKR tibial tray - Unconstrained | Smith+Nephew | Non-Porous Tibial Sz 1 Left | 71420160 | Standalone | DE0001162 | As per HSA registered indication(s)
Orthopaedics | Total knee replacement (TKR) | TKR tibial tray | TKR tibial tray - Unconstrained | Smith+Nephew | Non-Porous Tibial Sz 2 Left | 71420162 | Standalone | DE0001162 | As per HSA registered indication(s)
Orthopaedics | Total knee replacement (TKR) | TKR tibial tray | TKR tibial tray - Unconstrained | Smith+Nephew | Non-Porous Tibial Sz 3 Left | 71420164 | Standalone | DE0001162 | As per HSA registered indication(s)
Orthopaedics | Total knee replacement (TKR) | TKR tibial tray | TKR tibial tray - Unconstrained | Smith+Nephew | Non Porous Tibial Sz 4 Left | 71420166 | Standalone | DE0001162 | As per HSA registered indication(s)
Orthopaedics | Total knee replacement (TKR) | TKR tibial tray | TKR tibial tray - Unconstrained | Smith+Nephew | Non-Porous Tibial Sz 5 Left | 71420168 | Standalone | DE0001162 | As per HSA registered indication(s)
Orthopaedics | Total knee replacement (TKR) | TKR tibial tray | TKR tibial tray - Unconstrained | Smith+Nephew | Non-Porous Tibial Sz 6 Left | 71420170 | Standalone | DE0001162 | As per HSA registered indication(s)
Orthopaedics | Total knee replacement (TKR) | TKR tibial tray | TKR tibial tray - Unconstrained | Smith+Nephew | Non-Porous Tibial Sz 7 Left | 71420172 | Standalone | DE0001162 | As per HSA registered indication(s)
Orthopaedics | Total knee replacement (TKR) | TKR tibial tray | TKR tibial tray - Unconstrained | Smith+Nephew | Non-Porous Tibial Sz 8 Left | 71420174 | Standalone | DE0001162 | As per HSA registered indication(s)
Orthopaedics | Total knee replacement (TKR) | TKR tibial tray | TKR tibial tray - Unconstrained | Smith+Nephew | Non-Porous Tibial Sz 1 Right | 71420176 | Standalone | DE0001162 | As per HSA registered indication(s)
Orthopaedics | Total knee replacement (TKR) | TKR tibial tray | TKR tibial tray - Unconstrained | Smith+Nephew | Non-Porous Tibial Sz 2 Right | 71420180 | Standalone | DE0001162 | As per HSA registered indication(s)
Orthopaedics | Total knee replacement (TKR) | TKR tibial tray | TKR tibial tray - Unconstrained | Smith+Nephew | Non-Porous Tibial Sz 3 Right | 71420182 | Standalone | DE0001162 | As per HSA registered indication(s)
Orthopaedics | Total knee replacement (TKR) | TKR tibial tray | TKR tibial tray - Unconstrained | Smith+Nephew | Non-Porous Tibial Sz 4 Right | 71420184 | Standalone | DE0001162 | As per HSA registered indication(s)
Orthopaedics | Total knee replacement (TKR) | TKR tibial tray | TKR tibial tray - Unconstrained | Smith+Nephew | Non-Porous Tibial Sz 5 Right | 71420186 | Standalone | DE0001162 | As per HSA registered indication(s)
Orthopaedics | Total knee replacement (TKR) | TKR tibial tray | TKR tibial tray - Unconstrained | Smith+Nephew | Non-Porous Tibial Sz 6 Right | 71420188 | Standalone | DE0001162 | As per HSA registered indication(s)
Orthopaedics | Total knee replacement (TKR) | TKR tibial tray | TKR tibial tray - Unconstrained | Smith+Nephew | Non-Porous Tibial Sz 7 Right | 71420190 | Standalone | DE0001162 | As per HSA registered indication(s)
Orthopaedics | Total knee replacement (TKR) | TKR tibial tray | TKR tibial tray - Unconstrained | Smith+Nephew | Non-Porous Tibial Sz 8 Right | 71420191 | Standalone | DE0001162 | As per HSA registered indication(s)
Orthopaedics | Total knee replacement (TKR) | TKR tibial tray | TKR tibial tray - Unconstrained | Smith+Nephew | JOURNEY TIBIA BASE NP RT SZ 1 | 74022211 | Standalone | DE0500840 | As per HSA registered indication(s)
Orthopaedics | Total knee replacement (TKR) | TKR tibial tray | TKR tibial tray - Unconstrained | Smith+Nephew | JOURNEY TIBIA BASE NP RT SZ 2 | 74022212 | Standalone | DE0500840 | As per HSA registered indication(s)
Orthopaedics | Total knee replacement (TKR) | TKR tibial tray | TKR tibial tray - Unconstrained | Smith+Nephew | JOURNEY TIBIA BASE NP RT SZ 3 | 74022213 | Standalone | DE0500840 | As per HSA registered indication(s)
Orthopaedics | Total knee replacement (TKR) | TKR tibial tray | TKR tibial tray - Unconstrained | Smith+Nephew | JOURNEY TIBIA BASE NP RT SZ 4 | 74022214 | Standalone | DE0500840 | As per HSA registered indication(s)
Orthopaedics | Total knee replacement (TKR) | TKR tibial tray | TKR tibial tray - Unconstrained | Smith+Nephew | JOURNEY TIBIA BASE NP RT SZ 5 | 74022215 | Standalone | DE0500840 | As per HSA registered indication(s)
Orthopaedics | Total knee replacement (TKR) | TKR tibial tray | TKR tibial tray - Unconstrained | Smith+Nephew | JOURNEY TIBIA BASE NP RT SZ 6 | 74022216 | Standalone | DE0500840 | As per HSA registered indication(s)
Orthopaedics | Total knee replacement (TKR) | TKR tibial tray | TKR tibial tray - Unconstrained | Smith+Nephew | JOURNEY TIBIA BASE NP RT SZ 7 | 74022217 | Standalone | DE0500840 | As per HSA registered indication(s)
Orthopaedics | Total knee replacement (TKR) | TKR tibial tray | TKR tibial tray - Unconstrained | Smith+Nephew | JOURNEY TIBIA BASE NP RT SZ 8 | 74022218 | Standalone | DE0500840 | As per HSA registered indication(s)
Orthopaedics | Total knee replacement (TKR) | TKR tibial tray | TKR tibial tray - Unconstrained | Smith+Nephew | JOURNEY TIBIA BASE NP LT SZ 1 | 74022221 | Standalone | DE0500840 | As per HSA registered indication(s)
Orthopaedics | Total knee replacement (TKR) | TKR tibial tray | TKR tibial tray - Unconstrained | Smith+Nephew | JOURNEY TIBIA BASE NP LT SZ 2 | 74022222 | Standalone | DE0500840 | As per HSA registered indication(s)
Orthopaedics | Total knee replacement (TKR) | TKR tibial tray | TKR tibial tray - Unconstrained | Smith+Nephew | JOURNEY TIBIA BASE NP LT SZ 3 | 74022223 | Standalone | DE0500840 | As per HSA registered indication(s)
Orthopaedics | Total knee replacement (TKR) | TKR tibial tray | TKR tibial tray - Unconstrained | Smith+Nephew | JOURNEY TIBIA BASE NP LT SZ 4 | 74022224 | Standalone | DE0500840 | As per HSA registered indication(s)
Orthopaedics | Total knee replacement (TKR) | TKR tibial tray | TKR tibial tray - Unconstrained | Smith+Nephew | JOURNEY TIBIA BASE NP LT SZ 5 | 74022225 | Standalone | DE0500840 | As per HSA registered indication(s)
Orthopaedics | Total knee replacement (TKR) | TKR tibial tray | TKR tibial tray - Unconstrained | Smith+Nephew | JOURNEY TIBIA BASE NP LT SZ 6 | 74022226 | Standalone | DE0500840 | As per HSA registered indication(s)
Orthopaedics | Total knee replacement (TKR) | TKR tibial tray | TKR tibial tray - Unconstrained | Smith+Nephew | JOURNEY TIBIA BASE NP LT SZ 7 | 74022227 | Standalone | DE0500840 | As per HSA registered indication(s)
Orthopaedics | Total knee replacement (TKR) | TKR tibial tray | TKR tibial tray - Unconstrained | Smith+Nephew | JOURNEY TIBIA BASE NP LT SZ 8 | 74022228 | Standalone | DE0500840 | As per HSA registered indication(s)
Orthopaedics | Total knee replacement (TKR) | TKR tibial tray | TKR tibial tray - Unconstrained | STRYKER HOWMEDICA OSTEONICS | SCORPIO PRIMARY TIB TRAYS - WAFFLE #3 | 71150003 | Standalone | DE0004051 | As per HSA registered indication(s)
Orthopaedics | Total knee replacement (TKR) | TKR tibial tray | TKR tibial tray - Unconstrained | STRYKER HOWMEDICA OSTEONICS | SCORPIO PRIMARY TIB TRAYS - WAFFLE #4 | 71150004 | Standalone | DE0004051 | As per HSA registered indication(s)
Orthopaedics | Total knee replacement (TKR) | TKR tibial tray | TKR tibial tray - Unconstrained | STRYKER HOWMEDICA OSTEONICS | SCORPIO PRIMARY TIB TRAYS - WAFFLE #5 | 71150005 | Standalone | DE0004051 | As per HSA registered indication(s)
Orthopaedics | Total knee replacement (TKR) | TKR tibial tray | TKR tibial tray - Unconstrained | STRYKER HOWMEDICA OSTEONICS | SCORPIO PRIMARY TIB TRAYS - WAFFLE #6 | 71150006 | Standalone | DE0004051 | As per HSA registered indication(s)
Orthopaedics | Total knee replacement (TKR) | TKR tibial tray | TKR tibial tray - Unconstrained | STRYKER HOWMEDICA OSTEONICS | SCORPIO PRIMARY TIB TRAYS - WAFFLE #7 | 71150007 | Standalone | DE0004051 | As per HSA registered indication(s)
Orthopaedics | Total knee replacement (TKR) | TKR tibial tray | TKR tibial tray - Unconstrained | STRYKER HOWMEDICA OSTEONICS | SCORPIO PRIMARY TIB TRAYS - WAFFLE #9 | 71150009 | Standalone | DE0004051 | As per HSA registered indication(s)
Orthopaedics | Total knee replacement (TKR) | TKR tibial tray | TKR tibial tray - Unconstrained | STRYKER HOWMEDICA OSTEONICS | SCORPIO PRIMARY TIB TRAYS - WAFFLE #11 | 71150011 | Standalone | DE0004051 | As per HSA registered indication(s)
Orthopaedics | Total knee replacement (TKR) | TKR tibial tray | TKR tibial tray - Unconstrained | STRYKER HOWMEDICA OSTEONICS | TRIATHLON PRI TIB BASEPLATE SIZE 3 | 5520B300 | Standalone | DE0018575 | As per HSA registered indication(s)
Orthopaedics | Total knee replacement (TKR) | TKR tibial tray | TKR tibial tray - Unconstrained | STRYKER HOWMEDICA OSTEONICS | TRIATHLON PRI TIB BASEPLATE SIZE 4 | 5520B400 | Standalone | DE0018575 | As per HSA registered indication(s)
Orthopaedics | Total knee replacement (TKR) | TKR tibial tray | TKR tibial tray - Unconstrained | STRYKER HOWMEDICA OSTEONICS | TRIATHLON PRI TIB BASEPLATE SIZE 6 | 5520B600 | Standalone | DE0018575 | As per HSA registered indication(s)
Orthopaedics | Total knee replacement (TKR) | TKR tibial tray | TKR tibial tray - Unconstrained | STRYKER HOWMEDICA OSTEONICS | Universal Tibial Baseplate #1 | 5521B100 | Standalone | DE0018575 | As per HSA registered indication(s)
Orthopaedics | Total knee replacement (TKR) | TKR tibial tray | TKR tibial tray - Unconstrained | STRYKER HOWMEDICA OSTEONICS | Universal Tibial Baseplate #2 | 5521B200 | Standalone | DE0018575 | As per HSA registered indication(s)
Orthopaedics | Total knee replacement (TKR) | TKR tibial tray | TKR tibial tray - Unconstrained | STRYKER HOWMEDICA OSTEONICS | Universal Tibial Baseplate #3 | 5521B300 | Standalone | DE0018575 | As per HSA registered indication(s)
Orthopaedics | Total knee replacement (TKR) | TKR tibial tray | TKR tibial tray - Unconstrained | STRYKER HOWMEDICA OSTEONICS | Universal Tibial Baseplate #4 | 5521B400 | Standalone | DE0018575 | As per HSA registered indication(s)
Orthopaedics | Total knee replacement (TKR) | TKR tibial tray | TKR tibial tray - Unconstrained | STRYKER HOWMEDICA OSTEONICS | Universal Tibial Baseplate #5 | 5521B500 | Standalone | DE0018575 | As per HSA registered indication(s)
Orthopaedics | Total knee replacement (TKR) | TKR tibial tray | TKR tibial tray - Unconstrained | STRYKER HOWMEDICA OSTEONICS | Universal Tibial Baseplate #6 | 5521B600 | Standalone | DE0018575 | As per HSA registered indication(s)
Orthopaedics | Total knee replacement (TKR) | TKR tibial tray | TKR tibial tray - Unconstrained | STRYKER HOWMEDICA OSTEONICS | Universal Tibial Baseplate #7 | 5521B700 | Standalone | DE0018575 | As per HSA registered indication(s)
Orthopaedics | Total knee replacement (TKR) | TKR tibial tray | TKR tibial tray - Unconstrained | STRYKER HOWMEDICA OSTEONICS | Universal Tibial Baseplate #8 | 5521B800 | Standalone | DE0018575 | As per HSA registered indication(s)
Orthopaedics | Total knee replacement (TKR) | TKR tibial tray | TKR tibial tray - Unconstrained | Stryker RHQ NL-LIM Limerick | TRIATHLON PRI TIB BASEPLATE SIZE 1 | 5520B100 | Standalone | DE0018575 | As per HSA registered indication(s)
Orthopaedics | Total knee replacement (TKR) | TKR tibial tray | TKR tibial tray - Unconstrained | Stryker RHQ NL-LIM Limerick | TRIATHLON PRI TIB BASEPLATE SIZE 2 | 5520B200 | Standalone | DE0018575 | As per HSA registered indication(s)
Orthopaedics | Total knee replacement (TKR) | TKR tibial tray | TKR tibial tray - Unconstrained | Stryker RHQ NL-LIM Limerick | TRIATHLON PRI TIB BASEPLATE SIZE 5 | 5520B500 | Standalone | DE0018575 | As per HSA registered indication(s)
Orthopaedics | Total knee replacement (TKR) | TKR tibial tray | TKR tibial tray - Unconstrained | Stryker RHQ NL-LIM Limerick | TRIATHLON PRI TIB BASEPLATE SIZE 7 | 5520B700 | Standalone | DE0018575 | As per HSA registered indication(s)
Orthopaedics | Total knee replacement (TKR) | TKR tibial tray | TKR tibial tray - Unconstrained | Stryker RHQ NL-LIM Limerick | Triathlon Pri Tib Baseplate Size 8 | 5520B800 | Standalone | DE0018575 | As per HSA registered indication(s)
Orthopaedics | Total knee replacement (TKR) | TKR tibial tray | TKR tibial tray - Unconstrained | Stryker RHQ NL-LIM Limerick | Triathlon Tritanium baseplate Size 1 | 5536B100 | Standalone | DE0018575 | As per HSA registered indication(s)
Orthopaedics | Total knee replacement (TKR) | TKR tibial tray | TKR tibial tray - Unconstrained | Stryker RHQ NL-LIM Limerick | Triathlon Tritanium baseplate Size 2 | 5536B200 | Standalone | DE0018575 | As per HSA registered indication(s)
Orthopaedics | Total knee replacement (TKR) | TKR tibial tray | TKR tibial tray - Unconstrained | Stryker RHQ NL-LIM Limerick | Triathlon Tritanium baseplate Size 3 | 5536B300 | Standalone | DE0018575 | As per HSA registered indication(s)
Orthopaedics | Total knee replacement (TKR) | TKR tibial tray | TKR tibial tray - Unconstrained | Stryker RHQ NL-LIM Limerick | Triathlon Tritanium baseplate Size 4 | 5536B400 | Standalone | DE0018575 | As per HSA registered indication(s)
Orthopaedics | Total knee replacement (TKR) | TKR tibial tray | TKR tibial tray - Unconstrained | Stryker RHQ NL-LIM Limerick | Triathlon Tritanium baseplate Size 5 | 5536B500 | Standalone | DE0018575 | As per HSA registered indication(s)
Orthopaedics | Total knee replacement (TKR) | TKR tibial tray | TKR tibial tray - Unconstrained | Stryker RHQ NL-LIM Limerick | Triathlon Tritanium baseplate Size 6 | 5536B600 | Standalone | DE0018575 | As per HSA registered indication(s)
Orthopaedics | Total knee replacement (TKR) | TKR tibial tray | TKR tibial tray - Unconstrained | Stryker RHQ NL-LIM Limerick | Triathlon Tritanium baseplate Size 7 | 5536B700 | Standalone | DE0018575 | As per HSA registered indication(s)
Orthopaedics | Total knee replacement (TKR) | TKR tibial tray | TKR tibial tray - Unconstrained | Stryker RHQ NL-LIM Limerick | Triathlon Tritanium baseplate Size 8 | 5536B800 | Standalone | DE0018575 | As per HSA registered indication(s)
Orthopaedics | Total knee replacement (TKR) | TKR tibial tray | TKR tibial tray - Unconstrained | Zimmer Biomet | Biomet Interlok Fixed Cruciate Tibial Plate 59mm | 141230 | Standalone | DE0008428 | As per HSA registered indication(s)
Orthopaedics | Total knee replacement (TKR) | TKR tibial tray | TKR tibial tray - Unconstrained | Zimmer Biomet | Biomet Interlok Fixed Cruciate Tibial Plate 63mm | 141231 | Standalone | DE0008428 | As per HSA registered indication(s)
Orthopaedics | Total knee replacement (TKR) | TKR tibial tray | TKR tibial tray - Unconstrained | Zimmer Biomet | Biomet Interlok Fixed Cruciate Tibial Plate 67mm | 141232 | Standalone | DE0008428 | As per HSA registered indication(s)
Orthopaedics | Total knee replacement (TKR) | TKR tibial tray | TKR tibial tray - Unconstrained | Zimmer Biomet | Biomet Interlok Fixed Cruciate Tibial Plate 71mm | 141233 | Standalone | DE0008428 | As per HSA registered indication(s)
Orthopaedics | Total knee replacement (TKR) | TKR tibial tray | TKR tibial tray - Unconstrained | Zimmer Biomet | Biomet Interlok Fixed Cruciate Tibial Plate 75mm | 141234 | Standalone | DE0008428 | As per HSA registered indication(s)
Orthopaedics | Total knee replacement (TKR) | TKR tibial tray | TKR tibial tray - Unconstrained | Zimmer Biomet | Biomet Interlok Fixed Cruciate Tibial Plate 79mm | 141235 | Standalone | DE0008428 | As per HSA registered indication(s)
Orthopaedics | Total knee replacement (TKR) | TKR tibial tray | TKR tibial tray - Unconstrained | Zimmer Biomet | Biomet Interlok Fixed Cruciate Tibial Plate 83mm | 141236 | Standalone | DE0008428 | As per HSA registered indication(s)
Orthopaedics | Total knee replacement (TKR) | TKR tibial tray | TKR tibial tray - Unconstrained | Zimmer Biomet | Biomet Interlok Fixed Cruciate Tibial Plate 87mm | 141237 | Standalone | DE0008428 | As per HSA registered indication(s)
Orthopaedics | Total knee replacement (TKR) | TKR tibial tray | TKR tibial tray - Unconstrained | Zimmer Inc | NGK STEM TIB PLATES PRE S#1 | 00-5980-027-01 | Standalone | DE0004638 | As per HSA registered indication(s)
Orthopaedics | Total knee replacement (TKR) | TKR tibial tray | TKR tibial tray - Unconstrained | Zimmer Inc | NGK STEM TIB PLATES PRE S#2 | 00-5980-027-02 | Standalone | DE0004638 | As per HSA registered indication(s)
Orthopaedics | Total knee replacement (TKR) | TKR tibial tray | TKR tibial tray - Unconstrained | Zimmer Inc | NGK STEM TIB PLATES PRE S#3 | 00-5980-037-01 | Standalone | DE0004638 | As per HSA registered indication(s)
Orthopaedics | Total knee replacement (TKR) | TKR tibial tray | TKR tibial tray - Unconstrained | Zimmer Inc | NGK STEM TIB PLATES PRE S#4 | 00-5980-037-02 | Standalone | DE0004638 | As per HSA registered indication(s)
Orthopaedics | Total knee replacement (TKR) | TKR tibial tray | TKR tibial tray - Unconstrained | Zimmer Inc | NGK STEM TIB PLATES PRE S#5 | 00-5980-047-01 | Standalone | DE0004638 | As per HSA registered indication(s)
Orthopaedics | Total knee replacement (TKR) | TKR tibial tray | TKR tibial tray - Unconstrained | Zimmer Inc | NGK STEM TIB PLATES PRE S#6 | 00-5980-047-02 | Standalone | DE0004638 | As per HSA registered indication(s)
Orthopaedics | Total knee replacement (TKR) | TKR tibial tray | TKR tibial tray - Unconstrained | Zimmer Inc | NGK STEM TIB PLATES PRE S#7 | 00-5980-057-01 | Standalone | DE0004638 | As per HSA registered indication(s)
Orthopaedics | Total knee replacement (TKR) | TKR tibial tray | TKR tibial tray - Unconstrained | Zimmer Inc | NGK STEM TIB PLATES PRE S#8 | 00-5980-057-02 | Standalone | DE0004638 | As per HSA registered indication(s)
Orthopaedics | Total knee replacement (TKR) | TKR tibial tray | TKR tibial tray - Unconstrained | Zimmer Inc | NGK STEM TIB PLATES PRE M#9 | 00-5980-057-03 | Standalone | DE0004638 | As per HSA registered indication(s)
Orthopaedics | Total knee replacement (TKR) | TKR tibial tray | TKR tibial tray - Unconstrained | Zimmer Inc | NGK STEM TIB PLATES PRE M#10 | 00-5980-057-04 | Standalone | DE0004638 | As per HSA registered indication(s)
Orthopaedics | Total knee replacement (TKR) | TKR tibial tray | TKR tibial tray - Unconstrained | Zimmer Inc | PSN TIB STM 5 DEG SZ C L | 42-5320-064-01 | Standalone | DE0018338 | As per HSA registered indication(s)
Orthopaedics | Total knee replacement (TKR) | TKR tibial tray | TKR tibial tray - Unconstrained | Zimmer Inc | PSN TIB STM 5 DEG SZ C R | 42-5320-064-02 | Standalone | DE0018338 | As per HSA registered indication(s)
Orthopaedics | Total knee replacement (TKR) | TKR tibial tray | TKR tibial tray - Unconstrained | Zimmer Inc | PSN TIB NP STM 5 DEG SZ D L | 42-5320-067-01 | Standalone | DE0018338 | As per HSA registered indication(s)
Orthopaedics | Total knee replacement (TKR) | TKR tibial tray | TKR tibial tray - Unconstrained | Zimmer Inc | PSN TIB NP STM 5 DEG SZ D R | 42-5320-067-02 | Standalone | DE0018338 | As per HSA registered indication(s)
Orthopaedics | Total knee replacement (TKR) | TKR tibial tray | TKR tibial tray - Unconstrained | Zimmer Inc | PSN TIB STM 5 DEG SZ E L | 42-5320-071-01 | Standalone | DE0018338 | As per HSA registered indication(s)
Orthopaedics | Total knee replacement (TKR) | TKR tibial tray | TKR tibial tray - Unconstrained | Zimmer Inc | PSN TIB STM 5 DEG SZ E R | 42-5320-071-02 | Standalone | DE0018338 | As per HSA registered indication(s)
Orthopaedics | Total knee replacement (TKR) | TKR tibial tray | TKR tibial tray - Unconstrained | Zimmer Inc | PSN TIB STM 5 DEG SZ F L | 42-5320-075-01 | Standalone | DE0018338 | As per HSA registered indication(s)
Orthopaedics | Total knee replacement (TKR) | TKR tibial tray | TKR tibial tray - Unconstrained | Zimmer Inc | PSN TIB STM 5 DEG SZ F R | 42-5320-075-02 | Standalone | DE0018338 | As per HSA registered indication(s)
Orthopaedics | Total knee replacement (TKR) | TKR tibial tray | TKR tibial tray - Unconstrained | Zimmer Inc | PSN TIB STM 5 DEG SZ G L | 42-5320-079-01 | Standalone | DE0018338 | As per HSA registered indication(s)
Orthopaedics | Total knee replacement (TKR) | TKR tibial tray | TKR tibial tray - Unconstrained | Zimmer Inc | PSN TIB STM 5 DEG SZ G R | 42-5320-079-02 | Standalone | DE0018338 | As per HSA registered indication(s)
Orthopaedics | Total knee replacement (TKR) | TKR tibial tray | TKR tibial tray - Unconstrained | Zimmer Inc | PSN TIB STM 5 DEG SZ H L | 42-5320-083-01 | Standalone | DE0018338 | As per HSA registered indication(s)
Orthopaedics | Total knee replacement (TKR) | TKR tibial tray | TKR tibial tray - Unconstrained | Zimmer Inc | PSN TIB STM 5 DEG SZ H R | 42-5320-083-02 | Standalone | DE0018338 | As per HSA registered indication(s)
Orthopaedics | Total knee replacement (TKR) | TKR tibial tray | TKR tibial tray - Unconstrained | Zimmer Inc | PSN Non Porous Tibia, A-L | 42-5320-058-01 | Standalone | DE0018338 | As per HSA registered indication(s)
Orthopaedics | Total knee replacement (TKR) | TKR tibial tray | TKR tibial tray - Unconstrained | Zimmer Inc | PSN Non Porous Tibia, A-R | 42-5320-058-02 | Standalone | DE0018338 | As per HSA registered indication(s)
Orthopaedics | Total knee replacement (TKR) | TKR tibial tray | TKR tibial tray - Unconstrained | Zimmer Inc | PSN Non Porous Tibia, B-L | 42-5320-061-01 | Standalone | DE0018338 | As per HSA registered indication(s)
Orthopaedics | Total knee replacement (TKR) | TKR tibial tray | TKR tibial tray - Unconstrained | Zimmer Inc | PSN Non Porous Tibia, B-R | 42-5320-061-02 | Standalone | DE0018338 | As per HSA registered indication(s)
Orthopaedics | Total knee replacement (TKR) | TKR tibial tray | TKR tibial tray - Constrained | DePuy (Ireland) | ATTUNE Revision Tibial Base Rotating Platform Size 2 Cemented | 150660002 | Standalone | DE0502715 | As per HSA registered indication(s)
Orthopaedics | Total knee replacement (TKR) | TKR tibial tray | TKR tibial tray - Constrained | DePuy (Ireland) | ATUNE REV RP TIB BASE SZ 3 CEM | 150660003 | Standalone | DE0502715 | As per HSA registered indication(s)
Orthopaedics | Total knee replacement (TKR) | TKR tibial tray | TKR tibial tray - Constrained | DePuy (Ireland) | ATUNE REV RP TIB BASE SZ 4 CEM | 150660004 | Standalone | DE0502715 | As per HSA registered indication(s)
Orthopaedics | Total knee replacement (TKR) | TKR tibial tray | TKR tibial tray - Constrained | DePuy (Ireland) | ATUNE REV RP TIB BASE SZ 5 CEM | 150660005 | Standalone | DE0502715 | As per HSA registered indication(s)
Orthopaedics | Total knee replacement (TKR) | TKR tibial tray | TKR tibial tray - Constrained | DePuy (Ireland) | ATUNE REV RP TIB BASE SZ 6 CEM | 150660006 | Standalone | DE0502715 | As per HSA registered indication(s)
Orthopaedics | Total knee replacement (TKR) | TKR tibial tray | TKR tibial tray - Constrained | DePuy (Ireland) | ATUNE REV RP TIB BASE SZ 7 CEM | 150660007 | Standalone | DE0502715 | As per HSA registered indication(s)
Orthopaedics | Total knee replacement (TKR) | TKR tibial tray | TKR tibial tray - Constrained | DePuy (Ireland) | ATUNE REV RP TIB BASE SZ 8 CEM | 150660008 | Standalone | DE0502715 | As per HSA registered indication(s)
Orthopaedics | Total knee replacement (TKR) | TKR tibial tray | TKR tibial tray - Constrained | DePuy (Ireland) | Attune Revision Tibial Base Fixed Bearing Size 1 Cemented | 150640001 | Standalone | DE0013986 | As per HSA registered indication(s)
Orthopaedics | Total knee replacement (TKR) | TKR tibial tray | TKR tibial tray - Constrained | DePuy (Ireland) | ATUNE CRS FB TIB BASE SZ 2 CEM | 150640002 | Standalone | DE0013986 | As per HSA registered indication(s)
Orthopaedics | Total knee replacement (TKR) | TKR tibial tray | TKR tibial tray - Constrained | DePuy (Ireland) | ATUNE CRS FB TIB BASE SZ 3 CEM | 150640003 | Standalone | DE0013986 | As per HSA registered indication(s)
Orthopaedics | Total knee replacement (TKR) | TKR tibial tray | TKR tibial tray - Constrained | DePuy (Ireland) | ATUNE CRS FB TIB BASE SZ 4 CEM | 150640004 | Standalone | DE0013986 | As per HSA registered indication(s)
Orthopaedics | Total knee replacement (TKR) | TKR tibial tray | TKR tibial tray - Constrained | DePuy (Ireland) | ATUNE CRS FB TIB BASE SZ 5 CEM | 150640005 | Standalone | DE0013986 | As per HSA registered indication(s)
Orthopaedics | Total knee replacement (TKR) | TKR tibial tray | TKR tibial tray - Constrained | DePuy (Ireland) | ATUNE CRS FB TIB BASE SZ 6 CEM | 150640006 | Standalone | DE0013986 | As per HSA registered indication(s)
Orthopaedics | Total knee replacement (TKR) | TKR tibial tray | TKR tibial tray - Constrained | DePuy (Ireland) | ATUNE CRS FB TIB BASE SZ 7 CEM | 150640007 | Standalone | DE0013986 | As per HSA registered indication(s)
Orthopaedics | Total knee replacement (TKR) | TKR tibial tray | TKR tibial tray - Constrained | DePuy (Ireland) | ATUNE CRS FB TIB BASE SZ 8 CEM | 150640008 | Standalone | DE0013986 | As per HSA registered indication(s)
Orthopaedics | Total knee replacement (TKR) | TKR tibial tray | TKR tibial tray - Constrained | DePuy (Ireland) | Attune Revision Tibial Base Fixed Bearing Size 9 Cemented | 150640009 | Standalone | DE0013986 | As per HSA registered indication(s)
Orthopaedics | Total knee replacement (TKR) | TKR tibial tray | TKR tibial tray - Constrained | DePuy (Ireland) | Attune Revision Tibial Base Fixed Bearing Size 10 Cemented | 150640010 | Standalone | DE0013986 | As per HSA registered indication(s)
Orthopaedics | Total knee replacement (TKR) | TKR tibial tray | TKR tibial tray - Constrained | DePuy (Ireland) | ATTUNE Revision Tibial Base Rotating Platform Size 9 Cemented | 150660009 | Standalone | DE0502715 | As per HSA registered indication(s)
Orthopaedics | Total knee replacement (TKR) | TKR tibial tray | TKR tibial tray - Constrained | DePuy (Ireland) | ATTUNE Revision Tibial Base Rotating Platform Size 10 Cemented | 150660010 | Standalone | DE0502715 | As per HSA registered indication(s)
Orthopaedics | Total knee replacement (TKR) | TKR tibial tray | TKR tibial tray - Constrained | DePuy Orthopaedics | MBT REVISION CEM TIB TRAY S1.5 | 129435115 | Standalone | DE0012815 | As per HSA registered indication(s)
Orthopaedics | Total knee replacement (TKR) | TKR tibial tray | TKR tibial tray - Constrained | DePuy Orthopaedics | MBT REVISION CEM TIB TRAY SZ 2 | 129435120 | Standalone | DE0012815 | As per HSA registered indication(s)
Orthopaedics | Total knee replacement (TKR) | TKR tibial tray | TKR tibial tray - Constrained | DePuy Orthopaedics | MBT REVISION CEM TIB TRAY S2.5 | 129435125 | Standalone | DE0012815 | As per HSA registered indication(s)
Orthopaedics | Total knee replacement (TKR) | TKR tibial tray | TKR tibial tray - Constrained | DePuy Orthopaedics | MBT REVISION CEM TIB TRAY SZ 3 | 129435130 | Standalone | DE0012815 | As per HSA registered indication(s)
Orthopaedics | Total knee replacement (TKR) | TKR tibial tray | TKR tibial tray - Constrained | DePuy Orthopaedics | MBT REVISION CEM TIB TRAY SZ 4 | 129435140 | Standalone | DE0012815 | As per HSA registered indication(s)
Orthopaedics | Total knee replacement (TKR) | TKR tibial tray | TKR tibial tray - Constrained | Smith+Nephew | Revision Tibia Base, Sz 1 LT | 71424001 | Standalone | DE0012408 | As per HSA registered indication(s)
Orthopaedics | Total knee replacement (TKR) | TKR tibial tray | TKR tibial tray - Constrained | Smith+Nephew | Revision Tibia Base, Sz 2 LT | 71424002 | Standalone | DE0012408 | As per HSA registered indication(s)
Orthopaedics | Total knee replacement (TKR) | TKR tibial tray | TKR tibial tray - Constrained | Smith+Nephew | Revision Tibia Base, Sz 3 LT | 71424003 | Standalone | DE0012408 | As per HSA registered indication(s)
Orthopaedics | Total knee replacement (TKR) | TKR tibial tray | TKR tibial tray - Constrained | Smith+Nephew | Revision Tibia Base, Sz 4 LT | 71424004 | Standalone | DE0012408 | As per HSA registered indication(s)
Orthopaedics | Total knee replacement (TKR) | TKR tibial tray | TKR tibial tray - Constrained | Smith+Nephew | Revision Tibia Base, Sz 5 LT | 71424005 | Standalone | DE0012408 | As per HSA registered indication(s)
Orthopaedics | Total knee replacement (TKR) | TKR tibial tray | TKR tibial tray - Constrained | Smith+Nephew | Revision Tibia Base, Sz 6 LT | 71424006 | Standalone | DE0012408 | As per HSA registered indication(s)
Orthopaedics | Total knee replacement (TKR) | TKR tibial tray | TKR tibial tray - Constrained | Smith+Nephew | Revision Tibia Base, Sz 7 LT | 71424007 | Standalone | DE0012408 | As per HSA registered indication(s)
Orthopaedics | Total knee replacement (TKR) | TKR tibial tray | TKR tibial tray - Constrained | Smith+Nephew | Revision Tibia Base, Sz 1 RT | 71424011 | Standalone | DE0012408 | As per HSA registered indication(s)
Orthopaedics | Total knee replacement (TKR) | TKR tibial tray | TKR tibial tray - Constrained | Smith+Nephew | Revision Tibia Base, Sz 2 RT | 71424012 | Standalone | DE0012408 | As per HSA registered indication(s)
Orthopaedics | Total knee replacement (TKR) | TKR tibial tray | TKR tibial tray - Constrained | Smith+Nephew | Revision Tibia Base, Sz 3 RT | 71424013 | Standalone | DE0012408 | As per HSA registered indication(s)
Orthopaedics | Total knee replacement (TKR) | TKR tibial tray | TKR tibial tray - Constrained | Smith+Nephew | Revision Tibia Base, Sz 4 RT | 71424014 | Standalone | DE0012408 | As per HSA registered indication(s)
Orthopaedics | Total knee replacement (TKR) | TKR tibial tray | TKR tibial tray - Constrained | Smith+Nephew | Revision Tibia Base, Sz 5 RT | 71424015 | Standalone | DE0012408 | As per HSA registered indication(s)
Orthopaedics | Total knee replacement (TKR) | TKR tibial tray | TKR tibial tray - Constrained | Smith+Nephew | Revision Tibia Base, Sz 6 RT | 71424016 | Standalone | DE0012408 | As per HSA registered indication(s)
Orthopaedics | Total knee replacement (TKR) | TKR tibial tray | TKR tibial tray - Constrained | Smith+Nephew | Revision Tibia Base, Sz 7 RT | 71424017 | Standalone | DE0012408 | As per HSA registered indication(s)
Orthopaedics | Total knee replacement (TKR) | TKR tibial tray | TKR tibial tray - Constrained | STRYKER HOWMEDICA OSTEONICS | Scorpio TS # 3 Modular Tibial Tray | 774003 | Standalone | DE0004051 | As per HSA registered indication(s)
Orthopaedics | Total knee replacement (TKR) | TKR tibial tray | TKR tibial tray - Constrained | STRYKER HOWMEDICA OSTEONICS | Scorpio TS # 5 Modular Tibial Tray | 774005 | Standalone | DE0004051 | As per HSA registered indication(s)
Orthopaedics | Total knee replacement (TKR) | TKR tibial tray | TKR tibial tray - Constrained | STRYKER HOWMEDICA OSTEONICS | Scorpio TS # 7 Modular Tibial Tray | 774007 | Standalone | DE0004051 | As per HSA registered indication(s)
Orthopaedics | Total knee replacement (TKR) | TKR tibial tray | TKR tibial tray - Constrained | STRYKER HOWMEDICA OSTEONICS | Scorpio TS # 9 Modular Tibial Tray | 774009 | Standalone | DE0004051 | As per HSA registered indication(s)
Orthopaedics | Total knee replacement (TKR) | TKR tibial tray | TKR tibial tray - Constrained | STRYKER HOWMEDICA OSTEONICS | Scorpio TS # 11 Modular Tibial Tray | 774011 | Standalone | DE0004051 | As per HSA registered indication(s)
Orthopaedics | Total knee replacement (TKR) | TKR tibial tray | TKR tibial tray - Constrained | Zimmer Inc | Persona Revision Tibia Fixed Non-Porous A Left | 42-5420-058-01 | Standalone | DE0505748 | As per HSA registered indication(s)
Orthopaedics | Total knee replacement (TKR) | TKR tibial tray | TKR tibial tray - Constrained | Zimmer Inc | Persona Revision Tibia Fixed Non-Porous A Right | 42-5420-058-02 | Standalone | DE0505748 | As per HSA registered indication(s)
Orthopaedics | Total knee replacement (TKR) | TKR tibial tray | TKR tibial tray - Constrained | Zimmer Inc | Persona Revision Tibia Fixed Non-Porous B Left | 42-5420-061-01 | Standalone | DE0505748 | As per HSA registered indication(s)
Orthopaedics | Total knee replacement (TKR) | TKR tibial tray | TKR tibial tray - Constrained | Zimmer Inc | Persona Revision Tibia Fixed Non-Porous B Right | 42-5420-061-02 | Standalone | DE0505748 | As per HSA registered indication(s)
Orthopaedics | Total knee replacement (TKR) | TKR tibial tray | TKR tibial tray - Constrained | Zimmer Inc | Persona Revision Tibia Fixed Non-Porous C Left | 42-5420-064-01 | Standalone | DE0505748 | As per HSA registered indication(s)
Orthopaedics | Total knee replacement (TKR) | TKR tibial tray | TKR tibial tray - Constrained | Zimmer Inc | Persona Revision Tibia Fixed Non-Porous C Right | 42-5420-064-02 | Standalone | DE0505748 | As per HSA registered indication(s)
Orthopaedics | Total knee replacement (TKR) | TKR tibial tray | TKR tibial tray - Constrained | Zimmer Inc | Persona Revision Tibia Fixed Non-Porous D Left | 42-5420-067-01 | Standalone | DE0505748 | As per HSA registered indication(s)
Orthopaedics | Total knee replacement (TKR) | TKR tibial tray | TKR tibial tray - Constrained | Zimmer Inc | Persona Revision Tibia Fixed Non-Porous D Right | 42-5420-067-02 | Standalone | DE0505748 | As per HSA registered indication(s)
Orthopaedics | Total knee replacement (TKR) | TKR tibial tray | TKR tibial tray - Constrained | Zimmer Inc | Persona Revision Tibia Fixed Non-Porous E Left | 42-5420-071-01 | Standalone | DE0505748 | As per HSA registered indication(s)
Orthopaedics | Total knee replacement (TKR) | TKR tibial tray | TKR tibial tray - Constrained | Zimmer Inc | Persona Revision Tibia Fixed Non-Porous E Right | 42-5420-071-02 | Standalone | DE0505748 | As per HSA registered indication(s)
Orthopaedics | Total knee replacement (TKR) | TKR tibial tray | TKR tibial tray - Constrained | Zimmer Inc | Persona Revision Tibia Fixed Non-Porous F Left | 42-5420-075-01 | Standalone | DE0505748 | As per HSA registered indication(s)
Orthopaedics | Total knee replacement (TKR) | TKR tibial tray | TKR tibial tray - Constrained | Zimmer Inc | Persona Revision Tibia Fixed Non-Porous F Right | 42-5420-075-02 | Standalone | DE0505748 | As per HSA registered indication(s)
Orthopaedics | Total knee replacement (TKR) | TKR tibial tray | TKR tibial tray - Constrained | Zimmer Inc | Persona Revision Tibia Fixed Non-Porous G Left | 42-5420-079-01 | Standalone | DE0505748 | As per HSA registered indication(s)
Orthopaedics | Total knee replacement (TKR) | TKR tibial tray | TKR tibial tray - Constrained | Zimmer Inc | Persona Revision Tibia Fixed Non-Porous G Right | 42-5420-079-02 | Standalone | DE0505748 | As per HSA registered indication(s)
Orthopaedics | Total knee replacement (TKR) | TKR tibial tray | TKR tibial tray - Constrained | Zimmer Inc | Persona Revision Tibia Fixed Non-Porous H Left | 42-5420-083-01 | Standalone | DE0505748 | As per HSA registered indication(s)
Orthopaedics | Total knee replacement (TKR) | TKR tibial tray | TKR tibial tray - Constrained | Zimmer Inc | Persona Revision Tibia Fixed Non-Porous H Right | 42-5420-083-02 | Standalone | DE0505748 | As per HSA registered indication(s)
Orthopaedics | Total knee replacement (TKR) | TKR tibial tray | TKR tibial tray - Fully constrained/hinge | Zimmer Inc | RHK TIB PLATE SZ1 PMMA PRE NMD | 00-5880-001-02 | Standalone | DE0003841 | Patients requiring more constrained type of knee implants for revision TKR
Orthopaedics | Total knee replacement (TKR) | TKR tibial tray | TKR tibial tray - Fully constrained/hinge | Zimmer Inc | RHK TIB PLATE SZ2 PMMA PRE NMD | 00-5880-002-02 | Standalone | DE0003841 | Patients requiring more constrained type of knee implants for revision TKR
Orthopaedics | Total knee replacement (TKR) | TKR tibial tray | TKR tibial tray - Fully constrained/hinge | Zimmer Inc | RHK TIB PLATE SZ2 PMMA PRECOAT | 00-5880-002-00 | Standalone | DE0003841 | Patients requiring more constrained type of knee implants for revision TKR
Orthopaedics | Total knee replacement (TKR) | TKR tibial tray | TKR tibial tray - Fully constrained/hinge | Zimmer Inc | RHK TIB PLATE SZ3 PMMA PRECOAT | 00-5880-003-00 | Standalone | DE0003841 | Patients requiring more constrained type of knee implants for revision TKR
Orthopaedics | Total knee replacement (TKR) | TKR tibial tray | TKR tibial tray - Fully constrained/hinge | Zimmer Inc | RHK TIB PLATE SZ3 PMMA PRE NMD | 00-5880-003-02 | Standalone | DE0003841 | Patients requiring more constrained type of knee implants for revision TKR
Orthopaedics | Total knee replacement (TKR) | TKR tibial tray | TKR tibial tray - Fully constrained/hinge | Zimmer Inc | RHK TIB PLATE SZ4 PMMA PRECOAT | 00-5880-004-00 | Standalone | DE0003841 | Patients requiring more constrained type of knee implants for revision TKR
Orthopaedics | Total knee replacement (TKR) | TKR tibial tray | TKR tibial tray - Fully constrained/hinge | Zimmer Inc | RHK TIB PLATE SZ5 PMMA PRECOAT | 00-5880-005-00 | Standalone | DE0003841 | Patients requiring more constrained type of knee implants for revision TKR
Orthopaedics | Total knee replacement (TKR) | TKR tibial tray | TKR tibial tray - Fully constrained/hinge | Zimmer Inc | RHK TIB PLATE SZ6 PMMA PRECOAT | 00-5880-006-00 | Standalone | DE0003841 | Patients requiring more constrained type of knee implants for revision TKR
Orthopaedics | Total knee replacement (TKR) | TKR tibial insert | TKR tibial insert - Unconstrained - Polyethylene | DePuy International Ltd. | PFC SIG RPF INS SZ 1.5 10MM | 951015 | Standalone | DE0001511 | As per HSA registered indication(s)
Orthopaedics | Total knee replacement (TKR) | TKR tibial insert | TKR tibial insert - Unconstrained - Polyethylene | DePuy International Ltd. | PFC SIG RPF INS SZ 1.5 12.5MM | 951016 | Standalone | DE0001511 | As per HSA registered indication(s)
Orthopaedics | Total knee replacement (TKR) | TKR tibial insert | TKR tibial insert - Unconstrained - Polyethylene | DePuy International Ltd. | PFC SIG RPF INS SZ 1.5 15MM | 951017 | Standalone | DE0001511 | As per HSA registered indication(s)
Orthopaedics | Total knee replacement (TKR) | TKR tibial insert | TKR tibial insert - Unconstrained - Polyethylene | DePuy International Ltd. | PFC SIG RPF INS SZ 1.5 17.5MM | 951018 | Standalone | DE0001511 | As per HSA registered indication(s)
Orthopaedics | Total knee replacement (TKR) | TKR tibial insert | TKR tibial insert - Unconstrained - Polyethylene | DePuy International Ltd. | PFC SIG RPF INS SZ 2 10MM | 951020 | Standalone | DE0001511 | As per HSA registered indication(s)
Orthopaedics | Total knee replacement (TKR) | TKR tibial insert | TKR tibial insert - Unconstrained - Polyethylene | DePuy International Ltd. | PFC SIG RPF INS SZ 2 12.5MM | 951021 | Standalone | DE0001511 | As per HSA registered indication(s)
Orthopaedics | Total knee replacement (TKR) | TKR tibial insert | TKR tibial insert - Unconstrained - Polyethylene | DePuy International Ltd. | PFC SIG RPF INS SZ 2 15MM | 951022 | Standalone | DE0001511 | As per HSA registered indication(s)
Orthopaedics | Total knee replacement (TKR) | TKR tibial insert | TKR tibial insert - Unconstrained - Polyethylene | DePuy International Ltd. | PFC SIG RPF INS SZ 2 17.5MM | 951023 | Standalone | DE0001511 | As per HSA registered indication(s)
Orthopaedics | Total knee replacement (TKR) | TKR tibial insert | TKR tibial insert - Unconstrained - Polyethylene | DePuy International Ltd. | PFC SIG RPF INS SZ 2.5 10MM | 951025 | Standalone | DE0001511 | As per HSA registered indication(s)
Orthopaedics | Total knee replacement (TKR) | TKR tibial insert | TKR tibial insert - Unconstrained - Polyethylene | DePuy International Ltd. | PFC SIG RPF INS SZ 2.5 12.5MM | 951026 | Standalone | DE0001511 | As per HSA registered indication(s)
Orthopaedics | Total knee replacement (TKR) | TKR tibial insert | TKR tibial insert - Unconstrained - Polyethylene | DePuy International Ltd. | PFC SIG RPF INS SZ 2.5 15MM | 951027 | Standalone | DE0001511 | As per HSA registered indication(s)
Orthopaedics | Total knee replacement (TKR) | TKR tibial insert | TKR tibial insert - Unconstrained - Polyethylene | DePuy International Ltd. | PFC SIG RPF INS SZ 2.5 17.5MM | 951028 | Standalone | DE0001511 | As per HSA registered indication(s)
Orthopaedics | Total knee replacement (TKR) | TKR tibial insert | TKR tibial insert - Unconstrained - Polyethylene | DePuy International Ltd. | PFC SIG RPF INS SZ 3 10MM | 951030 | Standalone | DE0001511 | As per HSA registered indication(s)
Orthopaedics | Total knee replacement (TKR) | TKR tibial insert | TKR tibial insert - Unconstrained - Polyethylene | DePuy International Ltd. | PFC SIG RPF INS SZ 3 12.5MM | 951031 | Standalone | DE0001511 | As per HSA registered indication(s)
Orthopaedics | Total knee replacement (TKR) | TKR tibial insert | TKR tibial insert - Unconstrained - Polyethylene | DePuy International Ltd. | PFC SIG RPF INS SZ 3 15MM | 951032 | Standalone | DE0001511 | As per HSA registered indication(s)
Orthopaedics | Total knee replacement (TKR) | TKR tibial insert | TKR tibial insert - Unconstrained - Polyethylene | DePuy International Ltd. | PFC SIG RPF INS SZ 3 17.5MM | 951033 | Standalone | DE0001511 | As per HSA registered indication(s)
Orthopaedics | Total knee replacement (TKR) | TKR tibial insert | TKR tibial insert - Unconstrained - Polyethylene | DePuy International Ltd. | PFC SIG RPF INS SZ 4 10MM | 951040 | Standalone | DE0001511 | As per HSA registered indication(s)
Orthopaedics | Total knee replacement (TKR) | TKR tibial insert | TKR tibial insert - Unconstrained - Polyethylene | DePuy International Ltd. | PFC SIG RPF INS SZ 4 12.5MM | 951041 | Standalone | DE0001511 | As per HSA registered indication(s)
Orthopaedics | Total knee replacement (TKR) | TKR tibial insert | TKR tibial insert - Unconstrained - Polyethylene | DePuy International Ltd. | PFC SIG RPF INS SZ 4 15MM | 951042 | Standalone | DE0001511 | As per HSA registered indication(s)
Orthopaedics | Total knee replacement (TKR) | TKR tibial insert | TKR tibial insert - Unconstrained - Polyethylene | DePuy International Ltd. | PFC SIG RPF INS SZ 4 17.5MM | 951043 | Standalone | DE0001511 | As per HSA registered indication(s)
Orthopaedics | Total knee replacement (TKR) | TKR tibial insert | TKR tibial insert - Unconstrained - Polyethylene | DePuy Orthopaedics | SIGMA CRVD GVF INS SIZE1.5 8MM | 158110008 | Standalone | DE0003257 | As per HSA registered indication(s)
Orthopaedics | Total knee replacement (TKR) | TKR tibial insert | TKR tibial insert - Unconstrained - Polyethylene | DePuy Orthopaedics | SIGMA CRVD GVF INS SIZE1.5 10MM | 158110010 | Standalone | DE0003257 | As per HSA registered indication(s)
Orthopaedics | Total knee replacement (TKR) | TKR tibial insert | TKR tibial insert - Unconstrained - Polyethylene | DePuy Orthopaedics | SIGMA CRVD GVF INS SIZE1.5 12.5MM | 158110012 | Standalone | DE0003257 | As per HSA registered indication(s)
Orthopaedics | Total knee replacement (TKR) | TKR tibial insert | TKR tibial insert - Unconstrained - Polyethylene | DePuy Orthopaedics | SIGMA CRVD GVF INS SIZE1.5 15MM | 158110015 | Standalone | DE0003257 | As per HSA registered indication(s)
Orthopaedics | Total knee replacement (TKR) | TKR tibial insert | TKR tibial insert - Unconstrained - Polyethylene | DePuy Orthopaedics | SIGMA CRVD GVF INS SIZE1.5 17.5MM | 158110017 | Standalone | DE0003257 | As per HSA registered indication(s)
Orthopaedics | Total knee replacement (TKR) | TKR tibial insert | TKR tibial insert - Unconstrained - Polyethylene | DePuy Orthopaedics | SIGMA CRVD GVF INS SIZE2 8MM | 158111008 | Standalone | DE0003257 | As per HSA registered indication(s)
Orthopaedics | Total knee replacement (TKR) | TKR tibial insert | TKR tibial insert - Unconstrained - Polyethylene | DePuy Orthopaedics | SIGMA CRVD GVF INS SIZE2 10MM | 158111010 | Standalone | DE0003257 | As per HSA registered indication(s)
Orthopaedics | Total knee replacement (TKR) | TKR tibial insert | TKR tibial insert - Unconstrained - Polyethylene | DePuy Orthopaedics | SIGMA CRVD GVF INS SIZE2 12.5MM | 158111012 | Standalone | DE0003257 | As per HSA registered indication(s)
Orthopaedics | Total knee replacement (TKR) | TKR tibial insert | TKR tibial insert - Unconstrained - Polyethylene | DePuy Orthopaedics | SIGMA CRVD GVF INS SIZE2 15MM | 158111015 | Standalone | DE0003257 | As per HSA registered indication(s)
Orthopaedics | Total knee replacement (TKR) | TKR tibial insert | TKR tibial insert - Unconstrained - Polyethylene | DePuy Orthopaedics | SIGMA CRVD GVF INS SIZE2 17.5MM | 158111017 | Standalone | DE0003257 | As per HSA registered indication(s)
Orthopaedics | Total knee replacement (TKR) | TKR tibial insert | TKR tibial insert - Unconstrained - Polyethylene | DePuy Orthopaedics | SIGMA CRVD GVF INS SIZE2.5 8MM | 158112008 | Standalone | DE0003257 | As per HSA registered indication(s)
Orthopaedics | Total knee replacement (TKR) | TKR tibial insert | TKR tibial insert - Unconstrained - Polyethylene | DePuy Orthopaedics | SIGMA CRVD GVF INS SIZE2.5 10MM | 158112010 | Standalone | DE0003257 | As per HSA registered indication(s)
Orthopaedics | Total knee replacement (TKR) | TKR tibial insert | TKR tibial insert - Unconstrained - Polyethylene | DePuy Orthopaedics | SIGMA CRVD GVF INS SIZE2.5 12.5MM | 158112012 | Standalone | DE0003257 | As per HSA registered indication(s)
Orthopaedics | Total knee replacement (TKR) | TKR tibial insert | TKR tibial insert - Unconstrained - Polyethylene | DePuy Orthopaedics | SIGMA CRVD GVF INS SIZE2.5 15MM | 158112015 | Standalone | DE0003257 | As per HSA registered indication(s)
Orthopaedics | Total knee replacement (TKR) | TKR tibial insert | TKR tibial insert - Unconstrained - Polyethylene | DePuy Orthopaedics | SIGMA CRVD GVF INS SIZE2.5 17.5MM | 158112017 | Standalone | DE0003257 | As per HSA registered indication(s)
Orthopaedics | Total knee replacement (TKR) | TKR tibial insert | TKR tibial insert - Unconstrained - Polyethylene | DePuy Orthopaedics | SIGMA CRVD GVF INS SIZE3 8MM | 158113008 | Standalone | DE0003257 | As per HSA registered indication(s)
Orthopaedics | Total knee replacement (TKR) | TKR tibial insert | TKR tibial insert - Unconstrained - Polyethylene | DePuy Orthopaedics | SIGMA CRVD GVF INS SIZE3 10MM | 158113010 | Standalone | DE0003257 | As per HSA registered indication(s)
Orthopaedics | Total knee replacement (TKR) | TKR tibial insert | TKR tibial insert - Unconstrained - Polyethylene | DePuy Orthopaedics | SIGMA CRVD GVF INS SIZE3 12.5MM | 158113012 | Standalone | DE0003257 | As per HSA registered indication(s)
Orthopaedics | Total knee replacement (TKR) | TKR tibial insert | TKR tibial insert - Unconstrained - Polyethylene | DePuy Orthopaedics | SIGMA CRVD GVF INS SIZE3 15MM | 158113015 | Standalone | DE0003257 | As per HSA registered indication(s)
Orthopaedics | Total knee replacement (TKR) | TKR tibial insert | TKR tibial insert - Unconstrained - Polyethylene | DePuy Orthopaedics | SIGMA CRVD GVF INS SIZE3 17.5MM | 158113017 | Standalone | DE0003257 | As per HSA registered indication(s)
Orthopaedics | Total knee replacement (TKR) | TKR tibial insert | TKR tibial insert - Unconstrained - Polyethylene | DePuy Orthopaedics | SIGMA CRVD GVF INS SIZE4 8MM | 158114008 | Standalone | DE0003257 | As per HSA registered indication(s)
Orthopaedics | Total knee replacement (TKR) | TKR tibial insert | TKR tibial insert - Unconstrained - Polyethylene | DePuy Orthopaedics | SIGMA CRVD GVF INS SIZE4 10MM | 158114010 | Standalone | DE0003257 | As per HSA registered indication(s)
Orthopaedics | Total knee replacement (TKR) | TKR tibial insert | TKR tibial insert - Unconstrained - Polyethylene | DePuy Orthopaedics | SIGMA CRVD GVF INS SIZE4 12.5MM | 158114012 | Standalone | DE0003257 | As per HSA registered indication(s)
Orthopaedics | Total knee replacement (TKR) | TKR tibial insert | TKR tibial insert - Unconstrained - Polyethylene | DePuy Orthopaedics | SIGMA CRVD GVF INS SIZE4 15MM | 158114015 | Standalone | DE0003257 | As per HSA registered indication(s)
Orthopaedics | Total knee replacement (TKR) | TKR tibial insert | TKR tibial insert - Unconstrained - Polyethylene | DePuy Orthopaedics | SIGMA CRVD GVF INS SIZE4 17.5MM | 158114017 | Standalone | DE0003257 | As per HSA registered indication(s)
Orthopaedics | Total knee replacement (TKR) | TKR tibial insert | TKR tibial insert - Unconstrained - Polyethylene | DePuy Orthopaedics | SIGMA CRVD GVF INS SIZE5 8MM | 158115008 | Standalone | DE0003257 | As per HSA registered indication(s)
Orthopaedics | Total knee replacement (TKR) | TKR tibial insert | TKR tibial insert - Unconstrained - Polyethylene | DePuy Orthopaedics | SIGMA CRVD GVF INS SIZE5 10MM | 158115010 | Standalone | DE0003257 | As per HSA registered indication(s)
Orthopaedics | Total knee replacement (TKR) | TKR tibial insert | TKR tibial insert - Unconstrained - Polyethylene | DePuy Orthopaedics | SIGMA CRVD GVF INS SIZE5 12.5MM | 158115012 | Standalone | DE0003257 | As per HSA registered indication(s)
Orthopaedics | Total knee replacement (TKR) | TKR tibial insert | TKR tibial insert - Unconstrained - Polyethylene | DePuy Orthopaedics | SIGMA CRVD GVF INS SIZE5 15MM | 158115015 | Standalone | DE0003257 | As per HSA registered indication(s)
Orthopaedics | Total knee replacement (TKR) | TKR tibial insert | TKR tibial insert - Unconstrained - Polyethylene | DePuy Orthopaedics | SIGMA CRVD GVF INS SIZE5 17.5MM | 158115017 | Standalone | DE0003257 | As per HSA registered indication(s)
Orthopaedics | Total knee replacement (TKR) | TKR tibial insert | TKR tibial insert - Unconstrained - Polyethylene | DePuy Orthopaedics | SIGMA STAB GVF INS SIZE1.5 8MM | 158120008 | Standalone | DE0003257 | As per HSA registered indication(s)
Orthopaedics | Total knee replacement (TKR) | TKR tibial insert | TKR tibial insert - Unconstrained - Polyethylene | DePuy Orthopaedics | SIGMA STAB GVF INS SIZE1.5 10MM | 158120010 | Standalone | DE0003257 | As per HSA registered indication(s)
Orthopaedics | Total knee replacement (TKR) | TKR tibial insert | TKR tibial insert - Unconstrained - Polyethylene | DePuy Orthopaedics | SIGMA STAB GVF INS SEZE1.5 12.5MM | 158120012 | Standalone | DE0003257 | As per HSA registered indication(s)
Orthopaedics | Total knee replacement (TKR) | TKR tibial insert | TKR tibial insert - Unconstrained - Polyethylene | DePuy Orthopaedics | SIGMA STAB GVF INS SIZE1.5 15MM | 158120015 | Standalone | DE0003257 | As per HSA registered indication(s)
Orthopaedics | Total knee replacement (TKR) | TKR tibial insert | TKR tibial insert - Unconstrained - Polyethylene | DePuy Orthopaedics | SIGMA STAB GVF INS SIZE1.5 17.5MM | 158120017 | Standalone | DE0003257 | As per HSA registered indication(s)
Orthopaedics | Total knee replacement (TKR) | TKR tibial insert | TKR tibial insert - Unconstrained - Polyethylene | DePuy Orthopaedics | SIGMA STAB GVF INS SIZE2 8MM | 158121008 | Standalone | DE0003257 | As per HSA registered indication(s)
Orthopaedics | Total knee replacement (TKR) | TKR tibial insert | TKR tibial insert - Unconstrained - Polyethylene | DePuy Orthopaedics | SIGMA STAB GVF INS SIZE2 10MM | 158121010 | Standalone | DE0003257 | As per HSA registered indication(s)
Orthopaedics | Total knee replacement (TKR) | TKR tibial insert | TKR tibial insert - Unconstrained - Polyethylene | DePuy Orthopaedics | SIGMA STAB GVF INS SIZE2 12.5MM | 158121012 | Standalone | DE0003257 | As per HSA registered indication(s)
Orthopaedics | Total knee replacement (TKR) | TKR tibial insert | TKR tibial insert - Unconstrained - Polyethylene | DePuy Orthopaedics | SIGMA STAB GVF INS SIZE2 15MM | 158121015 | Standalone | DE0003257 | As per HSA registered indication(s)
Orthopaedics | Total knee replacement (TKR) | TKR tibial insert | TKR tibial insert - Unconstrained - Polyethylene | DePuy Orthopaedics | SIGMA STAB GVF INS SIZE2 17.5MM | 158121017 | Standalone | DE0003257 | As per HSA registered indication(s)
Orthopaedics | Total knee replacement (TKR) | TKR tibial insert | TKR tibial insert - Unconstrained - Polyethylene | DePuy Orthopaedics | SIGMA STAB GVF INS SIZE2 20MM | 158121020 | Standalone | DE0003257 | As per HSA registered indication(s)
Orthopaedics | Total knee replacement (TKR) | TKR tibial insert | TKR tibial insert - Unconstrained - Polyethylene | DePuy Orthopaedics | SIGMA STAB GVF INS SIZE2 22.5MM | 158121022 | Standalone | DE0003257 | As per HSA registered indication(s)
Orthopaedics | Total knee replacement (TKR) | TKR tibial insert | TKR tibial insert - Unconstrained - Polyethylene | DePuy Orthopaedics | SIGMA STAB GVF INS SIZE2 25MM | 158121025 | Standalone | DE0003257 | As per HSA registered indication(s)
Orthopaedics | Total knee replacement (TKR) | TKR tibial insert | TKR tibial insert - Unconstrained - Polyethylene | DePuy Orthopaedics | SIGMA STAB GVF INS SIZE2.5 8MM | 158122008 | Standalone | DE0003257 | As per HSA registered indication(s)
Orthopaedics | Total knee replacement (TKR) | TKR tibial insert | TKR tibial insert - Unconstrained - Polyethylene | DePuy Orthopaedics | SIGMA STAB GVF INS SIZE2.5 10MM | 158122010 | Standalone | DE0003257 | As per HSA registered indication(s)
Orthopaedics | Total knee replacement (TKR) | TKR tibial insert | TKR tibial insert - Unconstrained - Polyethylene | DePuy Orthopaedics | SIGMA STAB GVF INS SIZE2.5 12.5MM | 158122012 | Standalone | DE0003257 | As per HSA registered indication(s)
Orthopaedics | Total knee replacement (TKR) | TKR tibial insert | TKR tibial insert - Unconstrained - Polyethylene | DePuy Orthopaedics | SIGMA STAB GVF INS SIZE2.5 15MM | 158122015 | Standalone | DE0003257 | As per HSA registered indication(s)
Orthopaedics | Total knee replacement (TKR) | TKR tibial insert | TKR tibial insert - Unconstrained - Polyethylene | DePuy Orthopaedics | SIGMA STAB GVF INS SIZE2.5 17.5MM | 158122017 | Standalone | DE0003257 | As per HSA registered indication(s)
Orthopaedics | Total knee replacement (TKR) | TKR tibial insert | TKR tibial insert - Unconstrained - Polyethylene | DePuy Orthopaedics | SIGMA STAB GVF INS SIZE2.5 20MM | 158122020 | Standalone | DE0003257 | As per HSA registered indication(s)
Orthopaedics | Total knee replacement (TKR) | TKR tibial insert | TKR tibial insert - Unconstrained - Polyethylene | DePuy Orthopaedics | SIGMA STAB GVF INS SIZE2.5 22.5MM | 158122022 | Standalone | DE0003257 | As per HSA registered indication(s)
Orthopaedics | Total knee replacement (TKR) | TKR tibial insert | TKR tibial insert - Unconstrained - Polyethylene | DePuy Orthopaedics | SIGMA STAB GVF INS SIZE2.5 25MM | 158122025 | Standalone | DE0003257 | As per HSA registered indication(s)
Orthopaedics | Total knee replacement (TKR) | TKR tibial insert | TKR tibial insert - Unconstrained - Polyethylene | DePuy Orthopaedics | SIGMA STAB GVF INS SIZE3 8MM | 158123008 | Standalone | DE0003257 | As per HSA registered indication(s)
Orthopaedics | Total knee replacement (TKR) | TKR tibial insert | TKR tibial insert - Unconstrained - Polyethylene | DePuy Orthopaedics | SIGMA STAB GVF INS SIZE3 10MM | 158123010 | Standalone | DE0003257 | As per HSA registered indication(s)
Orthopaedics | Total knee replacement (TKR) | TKR tibial insert | TKR tibial insert - Unconstrained - Polyethylene | DePuy Orthopaedics | SIGMA STAB GVF INS SIZE3 12.5MM | 158123012 | Standalone | DE0003257 | As per HSA registered indication(s)
Orthopaedics | Total knee replacement (TKR) | TKR tibial insert | TKR tibial insert - Unconstrained - Polyethylene | DePuy Orthopaedics | SIGMA STAB GVF INS SIZE3 15MM | 158123015 | Standalone | DE0003257 | As per HSA registered indication(s)
Orthopaedics | Total knee replacement (TKR) | TKR tibial insert | TKR tibial insert - Unconstrained - Polyethylene | DePuy Orthopaedics | SIGMA STAB GVF INS SIZE3 17.5MM | 158123017 | Standalone | DE0003257 | As per HSA registered indication(s)
Orthopaedics | Total knee replacement (TKR) | TKR tibial insert | TKR tibial insert - Unconstrained - Polyethylene | DePuy Orthopaedics | SIGMA STAB GVF INS SIZE3 20MM | 158123020 | Standalone | DE0003257 | As per HSA registered indication(s)
Orthopaedics | Total knee replacement (TKR) | TKR tibial insert | TKR tibial insert - Unconstrained - Polyethylene | DePuy Orthopaedics | SIGMA STAB GVF INS SIZE3 22.5MM | 158123022 | Standalone | DE0003257 | As per HSA registered indication(s)
Orthopaedics | Total knee replacement (TKR) | TKR tibial insert | TKR tibial insert - Unconstrained - Polyethylene | DePuy Orthopaedics | SIGMA STAB GVF INS SIZE3 25MM | 158123025 | Standalone | DE0003257 | As per HSA registered indication(s)
Orthopaedics | Total knee replacement (TKR) | TKR tibial insert | TKR tibial insert - Unconstrained - Polyethylene | DePuy Orthopaedics | SIGMA STAB GVF INS SIZE4 8MM | 158124008 | Standalone | DE0003257 | As per HSA registered indication(s)
Orthopaedics | Total knee replacement (TKR) | TKR tibial insert | TKR tibial insert - Unconstrained - Polyethylene | DePuy Orthopaedics | SIGMA STAB GVF INS SIZE4 10MM | 158124010 | Standalone | DE0003257 | As per HSA registered indication(s)
Orthopaedics | Total knee replacement (TKR) | TKR tibial insert | TKR tibial insert - Unconstrained - Polyethylene | DePuy Orthopaedics | SIGMA STAB GVF INS SIZE4 12.5MM | 158124012 | Standalone | DE0003257 | As per HSA registered indication(s)
Orthopaedics | Total knee replacement (TKR) | TKR tibial insert | TKR tibial insert - Unconstrained - Polyethylene | DePuy Orthopaedics | SIGMA STAB GVF INS SIZE4 15MM | 158124015 | Standalone | DE0003257 | As per HSA registered indication(s)
Orthopaedics | Total knee replacement (TKR) | TKR tibial insert | TKR tibial insert - Unconstrained - Polyethylene | DePuy Orthopaedics | SIGMA STAB GVF INS SIZE4 17.5MM | 158124017 | Standalone | DE0003257 | As per HSA registered indication(s)
Orthopaedics | Total knee replacement (TKR) | TKR tibial insert | TKR tibial insert - Unconstrained - Polyethylene | DePuy Orthopaedics | SIGMA STAB GVF INS SIZE4 20MM | 158124020 | Standalone | DE0003257 | As per HSA registered indication(s)
Orthopaedics | Total knee replacement (TKR) | TKR tibial insert | TKR tibial insert - Unconstrained - Polyethylene | DePuy Orthopaedics | SIGMA STAB GVF INS SIZE4 22.5MM | 158124022 | Standalone | DE0003257 | As per HSA registered indication(s)
Orthopaedics | Total knee replacement (TKR) | TKR tibial insert | TKR tibial insert - Unconstrained - Polyethylene | DePuy Orthopaedics | SIGMA STAB GVF INS SIZE4 25MM | 158124025 | Standalone | DE0003257 | As per HSA registered indication(s)
Orthopaedics | Total knee replacement (TKR) | TKR tibial insert | TKR tibial insert - Unconstrained - Polyethylene | DePuy Orthopaedics | SIGMA STAB GVF INS SIZE5 8MM | 158125008 | Standalone | DE0003257 | As per HSA registered indication(s)
Orthopaedics | Total knee replacement (TKR) | TKR tibial insert | TKR tibial insert - Unconstrained - Polyethylene | DePuy Orthopaedics | SIGMA STAB GVF INS SIZE5 10MM | 158125010 | Standalone | DE0003257 | As per HSA registered indication(s)
Orthopaedics | Total knee replacement (TKR) | TKR tibial insert | TKR tibial insert - Unconstrained - Polyethylene | DePuy Orthopaedics | SIGMA STAB GVF INS SIZE5 12.5MM | 158125012 | Standalone | DE0003257 | As per HSA registered indication(s)
Orthopaedics | Total knee replacement (TKR) | TKR tibial insert | TKR tibial insert - Unconstrained - Polyethylene | DePuy Orthopaedics | SIGMA STAB GVF INS SIZE5 15MM | 158125015 | Standalone | DE0003257 | As per HSA registered indication(s)
Orthopaedics | Total knee replacement (TKR) | TKR tibial insert | TKR tibial insert - Unconstrained - Polyethylene | DePuy Orthopaedics | SIGMA STAB GVF INS SIZE5 17.5MM | 158125017 | Standalone | DE0003257 | As per HSA registered indication(s)
Orthopaedics | Total knee replacement (TKR) | TKR tibial insert | TKR tibial insert - Unconstrained - Polyethylene | DePuy Orthopaedics | SIGMA STAB GVF INS SIZE5 20MM | 158125020 | Standalone | DE0003257 | As per HSA registered indication(s)
Orthopaedics | Total knee replacement (TKR) | TKR tibial insert | TKR tibial insert - Unconstrained - Polyethylene | DePuy Orthopaedics | SIGMA STAB GVF INS SIZE5 22MM | 158125022 | Standalone | DE0003257 | As per HSA registered indication(s)
Orthopaedics | Total knee replacement (TKR) | TKR tibial insert | TKR tibial insert - Unconstrained - Polyethylene | DePuy Orthopaedics | SIGMA STAB GVF INS SIZE5 25MM | 158125025 | Standalone | DE0003257 | As per HSA registered indication(s)
Orthopaedics | Total knee replacement (TKR) | TKR tibial insert | TKR tibial insert - Unconstrained - Polyethylene | DePuy Orthopaedics | PFC SIGMA STAB+ INS 10MM SZ1.5 | 962700 | Standalone | DE0003257 | As per HSA registered indication(s)
Orthopaedics | Total knee replacement (TKR) | TKR tibial insert | TKR tibial insert - Unconstrained - Polyethylene | DePuy Orthopaedics | PFC SIGMA STAB+INS 12.5MMSZ1.5 | 962701 | Standalone | DE0003257 | As per HSA registered indication(s)
Orthopaedics | Total knee replacement (TKR) | TKR tibial insert | TKR tibial insert - Unconstrained - Polyethylene | DePuy Orthopaedics | PFC SIGMA STAB+ INS 15MM SZ1.5 | 962702 | Standalone | DE0003257 | As per HSA registered indication(s)
Orthopaedics | Total knee replacement (TKR) | TKR tibial insert | TKR tibial insert - Unconstrained - Polyethylene | DePuy Orthopaedics | PFC SIGMA STAB+INS 17.5MMSZ1.5 | 962703 | Standalone | DE0003257 | As per HSA registered indication(s)
Orthopaedics | Total knee replacement (TKR) | TKR tibial insert | TKR tibial insert - Unconstrained - Polyethylene | DePuy Orthopaedics | PFC SIGMA STAB+ INS 10MM SZ2 | 962710 | Standalone | DE0003257 | As per HSA registered indication(s)
Orthopaedics | Total knee replacement (TKR) | TKR tibial insert | TKR tibial insert - Unconstrained - Polyethylene | DePuy Orthopaedics | PFC SIGMA STAB+ INS 12.5MM SZ2 | 962711 | Standalone | DE0003257 | As per HSA registered indication(s)
Orthopaedics | Total knee replacement (TKR) | TKR tibial insert | TKR tibial insert - Unconstrained - Polyethylene | DePuy Orthopaedics | PFC SIGMA STAB+ INS 15MM SZ2 | 962712 | Standalone | DE0003257 | As per HSA registered indication(s)
Orthopaedics | Total knee replacement (TKR) | TKR tibial insert | TKR tibial insert - Unconstrained - Polyethylene | DePuy Orthopaedics | PFC SIGMA STAB+ INS 17.5MM SZ2 | 962713 | Standalone | DE0003257 | As per HSA registered indication(s)
Orthopaedics | Total knee replacement (TKR) | TKR tibial insert | TKR tibial insert - Unconstrained - Polyethylene | DePuy Orthopaedics | PFC SIGMA STAB+ INS 10MM SZ2.5 | 962720 | Standalone | DE0003257 | As per HSA registered indication(s)
Orthopaedics | Total knee replacement (TKR) | TKR tibial insert | TKR tibial insert - Unconstrained - Polyethylene | DePuy Orthopaedics | PFC SIGMA STAB+INS 12.5MMSZ2.5 | 962721 | Standalone | DE0003257 | As per HSA registered indication(s)
Orthopaedics | Total knee replacement (TKR) | TKR tibial insert | TKR tibial insert - Unconstrained - Polyethylene | DePuy Orthopaedics | PFC SIGMA STAB+ INS 15MM SZ2.5 | 962722 | Standalone | DE0003257 | As per HSA registered indication(s)
Orthopaedics | Total knee replacement (TKR) | TKR tibial insert | TKR tibial insert - Unconstrained - Polyethylene | DePuy Orthopaedics | PFC SIGMA STAB+INS 17.5MMSZ2.5 | 962723 | Standalone | DE0003257 | As per HSA registered indication(s)
Orthopaedics | Total knee replacement (TKR) | TKR tibial insert | TKR tibial insert - Unconstrained - Polyethylene | DePuy Orthopaedics | PFC SIGMA STAB+ INS 10MM SZ3 | 962730 | Standalone | DE0003257 | As per HSA registered indication(s)
Orthopaedics | Total knee replacement (TKR) | TKR tibial insert | TKR tibial insert - Unconstrained - Polyethylene | DePuy Orthopaedics | PFC SIGMA STAB+ INS 12.5MM SZ3 | 962731 | Standalone | DE0003257 | As per HSA registered indication(s)
Orthopaedics | Total knee replacement (TKR) | TKR tibial insert | TKR tibial insert - Unconstrained - Polyethylene | DePuy Orthopaedics | PFC SIGMA STAB+ INS 15MM SZ3 | 962732 | Standalone | DE0003257 | As per HSA registered indication(s)
Orthopaedics | Total knee replacement (TKR) | TKR tibial insert | TKR tibial insert - Unconstrained - Polyethylene | DePuy Orthopaedics | PFC SIGMA STAB+ INS 17.5MM SZ3 | 962733 | Standalone | DE0003257 | As per HSA registered indication(s)
Orthopaedics | Total knee replacement (TKR) | TKR tibial insert | TKR tibial insert - Unconstrained - Polyethylene | DePuy Orthopaedics | PFC SIGMA STAB+ INS 10MM SZ4 | 962740 | Standalone | DE0003257 | As per HSA registered indication(s)
Orthopaedics | Total knee replacement (TKR) | TKR tibial insert | TKR tibial insert - Unconstrained - Polyethylene | DePuy Orthopaedics | PFC SIGMA STAB+ INS 12.5MM SZ4 | 962741 | Standalone | DE0003257 | As per HSA registered indication(s)
Orthopaedics | Total knee replacement (TKR) | TKR tibial insert | TKR tibial insert - Unconstrained - Polyethylene | DePuy Orthopaedics | PFC SIGMA STAB+ INS 15MM SZ4 | 962742 | Standalone | DE0003257 | As per HSA registered indication(s)
Orthopaedics | Total knee replacement (TKR) | TKR tibial insert | TKR tibial insert - Unconstrained - Polyethylene | DePuy Orthopaedics | PFC SIGMA STAB+ INS 17.5MM SZ4 | 962743 | Standalone | DE0003257 | As per HSA registered indication(s)
Orthopaedics | Total knee replacement (TKR) | TKR tibial insert | TKR tibial insert - Unconstrained - Polyethylene | DePuy Orthopaedics | PFC SIGMA STAB+ INS 20MM SZ1.5 | 962704 | Standalone | DE0003257 | As per HSA registered indication(s)
Orthopaedics | Total knee replacement (TKR) | TKR tibial insert | TKR tibial insert - Unconstrained - Polyethylene | DePuy Orthopaedics | PFC SIGMA STAB+INS 22.5MMSZ1.5 | 962705 | Standalone | DE0003257 | As per HSA registered indication(s)
Orthopaedics | Total knee replacement (TKR) | TKR tibial insert | TKR tibial insert - Unconstrained - Polyethylene | DePuy Orthopaedics | PFC SIGMA STAB+ INS 760.418DM SZ1.5 | 962706 | Standalone | DE0003257 | As per HSA registered indication(s)
Orthopaedics | Total knee replacement (TKR) | TKR tibial insert | TKR tibial insert - Unconstrained - Polyethylene | DePuy Orthopaedics | PFC SIGMA STAB+ INS 912.501DM SZ1.5 | 962707 | Standalone | DE0003257 | As per HSA registered indication(s)
Orthopaedics | Total knee replacement (TKR) | TKR tibial insert | TKR tibial insert - Unconstrained - Polyethylene | DePuy Orthopaedics | PFC SIGMA STAB+ INS 20MM SZ2 | 962714 | Standalone | DE0003257 | As per HSA registered indication(s)
Orthopaedics | Total knee replacement (TKR) | TKR tibial insert | TKR tibial insert - Unconstrained - Polyethylene | DePuy Orthopaedics | PFC SIGMA STAB+ INS 22.5MM SZ2 | 962715 | Standalone | DE0003257 | As per HSA registered indication(s)
Orthopaedics | Total knee replacement (TKR) | TKR tibial insert | TKR tibial insert - Unconstrained - Polyethylene | DePuy Orthopaedics | PFC SIGMA STAB + INS 760.418DM SZ2 | 962716 | Standalone | DE0003257 | As per HSA registered indication(s)
Orthopaedics | Total knee replacement (TKR) | TKR tibial insert | TKR tibial insert - Unconstrained - Polyethylene | DePuy Orthopaedics | PFC SIGMA STAB+ INS 912.501DM SZ2 | 962717 | Standalone | DE0003257 | As per HSA registered indication(s)
Orthopaedics | Total knee replacement (TKR) | TKR tibial insert | TKR tibial insert - Unconstrained - Polyethylene | DePuy Orthopaedics | PFC SIGMA STAB+ INS 20MM SZ2.5 | 962724 | Standalone | DE0003257 | As per HSA registered indication(s)
Orthopaedics | Total knee replacement (TKR) | TKR tibial insert | TKR tibial insert - Unconstrained - Polyethylene | DePuy Orthopaedics | PFC SIGMA STAB+INS 22.5MMSZ2.5 | 962725 | Standalone | DE0003257 | As per HSA registered indication(s)
Orthopaedics | Total knee replacement (TKR) | TKR tibial insert | TKR tibial insert - Unconstrained - Polyethylene | DePuy Orthopaedics | PFC SIGMA STAB+ INS 760.418DM SZ2.5 | 962726 | Standalone | DE0003257 | As per HSA registered indication(s)
Orthopaedics | Total knee replacement (TKR) | TKR tibial insert | TKR tibial insert - Unconstrained - Polyethylene | DePuy Orthopaedics | PFC SIGMA STAB+ INS 912.501DM SZ2.5 | 962727 | Standalone | DE0003257 | As per HSA registered indication(s)
Orthopaedics | Total knee replacement (TKR) | TKR tibial insert | TKR tibial insert - Unconstrained - Polyethylene | DePuy Orthopaedics | PFC SIGMA STAB+ INS 20MM SZ3 | 962734 | Standalone | DE0003257 | As per HSA registered indication(s)
Orthopaedics | Total knee replacement (TKR) | TKR tibial insert | TKR tibial insert - Unconstrained - Polyethylene | DePuy Orthopaedics | PFC SIGMA STAB+ INS 22.5MM SZ3 | 962735 | Standalone | DE0003257 | As per HSA registered indication(s)
Orthopaedics | Total knee replacement (TKR) | TKR tibial insert | TKR tibial insert - Unconstrained - Polyethylene | DePuy Orthopaedics | PFC SIGMA STAB+ INS 760.418DM SZ3 | 962736 | Standalone | DE0003257 | As per HSA registered indication(s)
Orthopaedics | Total knee replacement (TKR) | TKR tibial insert | TKR tibial insert - Unconstrained - Polyethylene | DePuy Orthopaedics | PFC SIGMA STAB+ INS 912.501DM SZ3 | 962737 | Standalone | DE0003257 | As per HSA registered indication(s)
Orthopaedics | Total knee replacement (TKR) | TKR tibial insert | TKR tibial insert - Unconstrained - Polyethylene | DePuy Orthopaedics | PFC SIGMA STAB+ INS 20MM SZ4 | 962744 | Standalone | DE0003257 | As per HSA registered indication(s)
Orthopaedics | Total knee replacement (TKR) | TKR tibial insert | TKR tibial insert - Unconstrained - Polyethylene | DePuy Orthopaedics | PFC SIGMA STAB+ INS 22.5MM SZ4 | 962745 | Standalone | DE0003257 | As per HSA registered indication(s)
Orthopaedics | Total knee replacement (TKR) | TKR tibial insert | TKR tibial insert - Unconstrained - Polyethylene | DePuy Orthopaedics | PFC SIGMA STAB+ INS 760.418DM SZ4 | 962746 | Standalone | DE0003257 | As per HSA registered indication(s)
Orthopaedics | Total knee replacement (TKR) | TKR tibial insert | TKR tibial insert - Unconstrained - Polyethylene | DePuy Orthopaedics | PFC SIGMA STAB+ INS 912.501DM SZ4 | 962747 | Standalone | DE0003257 | As per HSA registered indication(s)
Orthopaedics | Total knee replacement (TKR) | TKR tibial insert | TKR tibial insert - Unconstrained - Polyethylene | DePuy Orthopaedics | PFC SIGMA STAB+ INS 10MM SZ5 | 962750 | Standalone | DE0003257 | As per HSA registered indication(s)
Orthopaedics | Total knee replacement (TKR) | TKR tibial insert | TKR tibial insert - Unconstrained - Polyethylene | DePuy Orthopaedics | PFC SIGMA STAB+ INS 12.5MM SZ5 | 962751 | Standalone | DE0003257 | As per HSA registered indication(s)
Orthopaedics | Total knee replacement (TKR) | TKR tibial insert | TKR tibial insert - Unconstrained - Polyethylene | DePuy Orthopaedics | PFC SIGMA STAB+ INS 456.25DM SZ5 | 962752 | Standalone | DE0003257 | As per HSA registered indication(s)
Orthopaedics | Total knee replacement (TKR) | TKR tibial insert | TKR tibial insert - Unconstrained - Polyethylene | DePuy Orthopaedics | PFC SIGMA STAB+ INS 17.5MM SZ5 | 962753 | Standalone | DE0003257 | As per HSA registered indication(s)
Orthopaedics | Total knee replacement (TKR) | TKR tibial insert | TKR tibial insert - Unconstrained - Polyethylene | DePuy Orthopaedics | PFC SIGMA STAB+ INS 20MM SZ5 | 962754 | Standalone | DE0003257 | As per HSA registered indication(s)
Orthopaedics | Total knee replacement (TKR) | TKR tibial insert | TKR tibial insert - Unconstrained - Polyethylene | DePuy Orthopaedics | PFC SIGMA STAB+ INS 22.5MM SZ5 | 962755 | Standalone | DE0003257 | As per HSA registered indication(s)
Orthopaedics | Total knee replacement (TKR) | TKR tibial insert | TKR tibial insert - Unconstrained - Polyethylene | DePuy Orthopaedics | PFC SIGMA STAB+ INS 760.418DM SZ5 | 962756 | Standalone | DE0003257 | As per HSA registered indication(s)
Orthopaedics | Total knee replacement (TKR) | TKR tibial insert | TKR tibial insert - Unconstrained - Polyethylene | DePuy Orthopaedics | PFC SIGMA STAB+ INS 912.501DM SZ5 | 962757 | Standalone | DE0003257 | As per HSA registered indication(s)
Orthopaedics | Total knee replacement (TKR) | TKR tibial insert | TKR tibial insert - Unconstrained - Polyethylene | DePuy Orthopaedics | PFC SIGMA STAB+ INS 10MM SZ6 | 962760 | Standalone | DE0003257 | As per HSA registered indication(s)
Orthopaedics | Total knee replacement (TKR) | TKR tibial insert | TKR tibial insert - Unconstrained - Polyethylene | DePuy Orthopaedics | PFC SIGMA STAB+ INS 12.5MM SZ6 | 962761 | Standalone | DE0003257 | As per HSA registered indication(s)
Orthopaedics | Total knee replacement (TKR) | TKR tibial insert | TKR tibial insert - Unconstrained - Polyethylene | DePuy Orthopaedics | PFC SIGMA STAB+ INS 456.25DM SZ6 | 962762 | Standalone | DE0003257 | As per HSA registered indication(s)
Orthopaedics | Total knee replacement (TKR) | TKR tibial insert | TKR tibial insert - Unconstrained - Polyethylene | DePuy Orthopaedics | PFC SIGMA STAB+ INS 17.5MM SZ6 | 962763 | Standalone | DE0003257 | As per HSA registered indication(s)
Orthopaedics | Total knee replacement (TKR) | TKR tibial insert | TKR tibial insert - Unconstrained - Polyethylene | DePuy Orthopaedics | PFC SIGMA STAB+ INS 20MM SZ6 | 962764 | Standalone | DE0003257 | As per HSA registered indication(s)
Orthopaedics | Total knee replacement (TKR) | TKR tibial insert | TKR tibial insert - Unconstrained - Polyethylene | DePuy Orthopaedics | PFC SIGMA STAB+ INS 22.5MM SZ6 | 962765 | Standalone | DE0003257 | As per HSA registered indication(s)
Orthopaedics | Total knee replacement (TKR) | TKR tibial insert | TKR tibial insert - Unconstrained - Polyethylene | DePuy Orthopaedics | PFC SIGMA STAB+ INS 760.418DM SZ6 | 962766 | Standalone | DE0003257 | As per HSA registered indication(s)
Orthopaedics | Total knee replacement (TKR) | TKR tibial insert | TKR tibial insert - Unconstrained - Polyethylene | DePuy Orthopaedics | PFC SIGMA STAB+ INS 912.501DM SZ6 | 962767 | Standalone | DE0003257 | As per HSA registered indication(s)
Orthopaedics | Total knee replacement (TKR) | TKR tibial insert | TKR tibial insert - Unconstrained - Polyethylene | DePuy Orthopaedics | PFC SIGMA RP CV TB/IN S2 10.0 | 962011 | Standalone | DE0003257 | As per HSA registered indication(s)
Orthopaedics | Total knee replacement (TKR) | TKR tibial insert | TKR tibial insert - Unconstrained - Polyethylene | DePuy Orthopaedics | PFC SIGMA RP CV TB/IN S2 12.5 | 962012 | Standalone | DE0003257 | As per HSA registered indication(s)
Orthopaedics | Total knee replacement (TKR) | TKR tibial insert | TKR tibial insert - Unconstrained - Polyethylene | DePuy Orthopaedics | PFC SIGMA RP CV TB/IN S2 15.0 | 962013 | Standalone | DE0003257 | As per HSA registered indication(s)
Orthopaedics | Total knee replacement (TKR) | TKR tibial insert | TKR tibial insert - Unconstrained - Polyethylene | DePuy Orthopaedics | PFC SIGMA RP CV TB/IN S2 17.5 | 962014 | Standalone | DE0003257 | As per HSA registered indication(s)
Orthopaedics | Total knee replacement (TKR) | TKR tibial insert | TKR tibial insert - Unconstrained - Polyethylene | DePuy Orthopaedics | PFC SIGMA RP CVTBIN S2.5 10.0 | 962021 | Standalone | DE0003257 | As per HSA registered indication(s)
Orthopaedics | Total knee replacement (TKR) | TKR tibial insert | TKR tibial insert - Unconstrained - Polyethylene | DePuy Orthopaedics | PFC SIGMA RP CVTBIN S2.5 12.5 | 962022 | Standalone | DE0003257 | As per HSA registered indication(s)
Orthopaedics | Total knee replacement (TKR) | TKR tibial insert | TKR tibial insert - Unconstrained - Polyethylene | DePuy Orthopaedics | PFC SIGMA RP CVTBIN S2.5 15.0 | 962023 | Standalone | DE0003257 | As per HSA registered indication(s)
Orthopaedics | Total knee replacement (TKR) | TKR tibial insert | TKR tibial insert - Unconstrained - Polyethylene | DePuy Orthopaedics | PFC SIGMA RP CVTBIN S2.5 17.5 | 962024 | Standalone | DE0003257 | As per HSA registered indication(s)
Orthopaedics | Total knee replacement (TKR) | TKR tibial insert | TKR tibial insert - Unconstrained - Polyethylene | DePuy Orthopaedics | PFC SIGMA RP CV TB/IN S3 10.0 | 962031 | Standalone | DE0003257 | As per HSA registered indication(s)
Orthopaedics | Total knee replacement (TKR) | TKR tibial insert | TKR tibial insert - Unconstrained - Polyethylene | DePuy Orthopaedics | PFC SIGMA RP CV TB/IN S3 12.5 | 962032 | Standalone | DE0003257 | As per HSA registered indication(s)
Orthopaedics | Total knee replacement (TKR) | TKR tibial insert | TKR tibial insert - Unconstrained - Polyethylene | DePuy Orthopaedics | PFC SIGMA RP CV TB/IN S3 15.0 | 962033 | Standalone | DE0003257 | As per HSA registered indication(s)
Orthopaedics | Total knee replacement (TKR) | TKR tibial insert | TKR tibial insert - Unconstrained - Polyethylene | DePuy Orthopaedics | PFC SIGMA RP CV TB/IN S3 17.5 | 962034 | Standalone | DE0003257 | As per HSA registered indication(s)
Orthopaedics | Total knee replacement (TKR) | TKR tibial insert | TKR tibial insert - Unconstrained - Polyethylene | DePuy Orthopaedics | PFC SIGMA RP CV TB/IN S4 10.0 | 962041 | Standalone | DE0003257 | As per HSA registered indication(s)
Orthopaedics | Total knee replacement (TKR) | TKR tibial insert | TKR tibial insert - Unconstrained - Polyethylene | DePuy Orthopaedics | PFC SIGMA RP CV TB/IN S4 12.5 | 962042 | Standalone | DE0003257 | As per HSA registered indication(s)
Orthopaedics | Total knee replacement (TKR) | TKR tibial insert | TKR tibial insert - Unconstrained - Polyethylene | DePuy Orthopaedics | PFC SIGMA RP CV TB/IN S4 15.0 | 962043 | Standalone | DE0003257 | As per HSA registered indication(s)
Orthopaedics | Total knee replacement (TKR) | TKR tibial insert | TKR tibial insert - Unconstrained - Polyethylene | DePuy Orthopaedics | PFC SIGMA RP CV TB/IN S4 17.5 | 962044 | Standalone | DE0003257 | As per HSA registered indication(s)
Orthopaedics | Total knee replacement (TKR) | TKR tibial insert | TKR tibial insert - Unconstrained - Polyethylene | DePuy Orthopaedics | PFC SIGMA RP CV TB/IN S5 10.0 | 962051 | Standalone | DE0003257 | As per HSA registered indication(s)
Orthopaedics | Total knee replacement (TKR) | TKR tibial insert | TKR tibial insert - Unconstrained - Polyethylene | DePuy Orthopaedics | PFC SIGMA RP CV TB/IN S5 12.5 | 962052 | Standalone | DE0003257 | As per HSA registered indication(s)
Orthopaedics | Total knee replacement (TKR) | TKR tibial insert | TKR tibial insert - Unconstrained - Polyethylene | DePuy Orthopaedics | PFC SIGMA RP CV TB/IN S5 15.0 | 962053 | Standalone | DE0003257 | As per HSA registered indication(s)
Orthopaedics | Total knee replacement (TKR) | TKR tibial insert | TKR tibial insert - Unconstrained - Polyethylene | DePuy Orthopaedics | PFC SIGMA RP CV TB/IN S5 17.5 | 962054 | Standalone | DE0003257 | As per HSA registered indication(s)
Orthopaedics | Total knee replacement (TKR) | TKR tibial insert | TKR tibial insert - Unconstrained - Polyethylene | DePuy Orthopaedics | PFC SIGMA RP CV TB IN S1.5 10 | 972001 | Standalone | DE0003257 | As per HSA registered indication(s)
Orthopaedics | Total knee replacement (TKR) | TKR tibial insert | TKR tibial insert - Unconstrained - Polyethylene | DePuy Orthopaedics | PFC SIGMA RP CV TBIN S1.5 12.5 | 972002 | Standalone | DE0003257 | As per HSA registered indication(s)
Orthopaedics | Total knee replacement (TKR) | TKR tibial insert | TKR tibial insert - Unconstrained - Polyethylene | DePuy Orthopaedics | PFC SIGMA RP CV TB IN S1.5 15 | 972003 | Standalone | DE0003257 | As per HSA registered indication(s)
Orthopaedics | Total knee replacement (TKR) | TKR tibial insert | TKR tibial insert - Unconstrained - Polyethylene | DePuy Orthopaedics | PFC SIGMA RP CV TBIN S1.5 17.5 | 972004 | Standalone | DE0003257 | As per HSA registered indication(s)
Orthopaedics | Total knee replacement (TKR) | TKR tibial insert | TKR tibial insert - Unconstrained - Polyethylene | DePuy Orthopaedics | PFC SIGMA RP STB TB IN 2 10.0 | 962111 | Standalone | DE0003257 | As per HSA registered indication(s)
Orthopaedics | Total knee replacement (TKR) | TKR tibial insert | TKR tibial insert - Unconstrained - Polyethylene | DePuy Orthopaedics | PFC SIGMA RP STB TB IN 2 12.5 | 962112 | Standalone | DE0003257 | As per HSA registered indication(s)
Orthopaedics | Total knee replacement (TKR) | TKR tibial insert | TKR tibial insert - Unconstrained - Polyethylene | DePuy Orthopaedics | PFC SIGMA RP STB TB IN 2 15.0 | 962113 | Standalone | DE0003257 | As per HSA registered indication(s)
Orthopaedics | Total knee replacement (TKR) | TKR tibial insert | TKR tibial insert - Unconstrained - Polyethylene | DePuy Orthopaedics | PFC SIGMA RP STB TB IN 2 17.5 | 962114 | Standalone | DE0003257 | As per HSA registered indication(s)
Orthopaedics | Total knee replacement (TKR) | TKR tibial insert | TKR tibial insert - Unconstrained - Polyethylene | DePuy Orthopaedics | PFC SIGMA RP STB TB IN 2.5 10. | 962121 | Standalone | DE0003257 | As per HSA registered indication(s)
Orthopaedics | Total knee replacement (TKR) | TKR tibial insert | TKR tibial insert - Unconstrained - Polyethylene | DePuy Orthopaedics | PFC SIGMA RP STB TB IN 2.5 12. | 962122 | Standalone | DE0003257 | As per HSA registered indication(s)
Orthopaedics | Total knee replacement (TKR) | TKR tibial insert | TKR tibial insert - Unconstrained - Polyethylene | DePuy Orthopaedics | PFC SIGMA RP STB TB IN 2.5 15. | 962123 | Standalone | DE0003257 | As per HSA registered indication(s)
Orthopaedics | Total knee replacement (TKR) | TKR tibial insert | TKR tibial insert - Unconstrained - Polyethylene | DePuy Orthopaedics | PFC SIGMA RP STB TB IN 2.5 17. | 962124 | Standalone | DE0003257 | As per HSA registered indication(s)
Orthopaedics | Total knee replacement (TKR) | TKR tibial insert | TKR tibial insert - Unconstrained - Polyethylene | DePuy Orthopaedics | PFC SIGMA RP STB TB IN 3 10.0 | 962131 | Standalone | DE0003257 | As per HSA registered indication(s)
Orthopaedics | Total knee replacement (TKR) | TKR tibial insert | TKR tibial insert - Unconstrained - Polyethylene | DePuy Orthopaedics | PFC SIGMA RP STB TB IN 3 12.5 | 962132 | Standalone | DE0003257 | As per HSA registered indication(s)
Orthopaedics | Total knee replacement (TKR) | TKR tibial insert | TKR tibial insert - Unconstrained - Polyethylene | DePuy Orthopaedics | PFC SIGMA RP STB TB IN 3 15.0 | 962133 | Standalone | DE0003257 | As per HSA registered indication(s)
Orthopaedics | Total knee replacement (TKR) | TKR tibial insert | TKR tibial insert - Unconstrained - Polyethylene | DePuy Orthopaedics | PFC SIGMA RP STB TB IN 3 17.5 | 962134 | Standalone | DE0003257 | As per HSA registered indication(s)
Orthopaedics | Total knee replacement (TKR) | TKR tibial insert | TKR tibial insert - Unconstrained - Polyethylene | DePuy Orthopaedics | PFC SIGMA RP STB TB IN 4 10.0 | 962141 | Standalone | DE0003257 | As per HSA registered indication(s)
Orthopaedics | Total knee replacement (TKR) | TKR tibial insert | TKR tibial insert - Unconstrained - Polyethylene | DePuy Orthopaedics | PFC SIGMA RP STB TB IN 4 12.5 | 962142 | Standalone | DE0003257 | As per HSA registered indication(s)
Orthopaedics | Total knee replacement (TKR) | TKR tibial insert | TKR tibial insert - Unconstrained - Polyethylene | DePuy Orthopaedics | PFC SIGMA RP STB TB IN 4 15.0 | 962143 | Standalone | DE0003257 | As per HSA registered indication(s)
Orthopaedics | Total knee replacement (TKR) | TKR tibial insert | TKR tibial insert - Unconstrained - Polyethylene | DePuy Orthopaedics | PFC SIGMA RP STB TB IN 4 17.5 | 962144 | Standalone | DE0003257 | As per HSA registered indication(s)
Orthopaedics | Total knee replacement (TKR) | TKR tibial insert | TKR tibial insert - Unconstrained - Polyethylene | DePuy Orthopaedics | PFC SIGMA RP STB TB IN 5 10.0 | 962151 | Standalone | DE0003257 | As per HSA registered indication(s)
Orthopaedics | Total knee replacement (TKR) | TKR tibial insert | TKR tibial insert - Unconstrained - Polyethylene | DePuy Orthopaedics | PFC SIGMA RP STB TB IN 5 12.5 | 962152 | Standalone | DE0003257 | As per HSA registered indication(s)
Orthopaedics | Total knee replacement (TKR) | TKR tibial insert | TKR tibial insert - Unconstrained - Polyethylene | DePuy Orthopaedics | PFC SIGMA RP STB TB IN 5 15.0 | 962153 | Standalone | DE0003257 | As per HSA registered indication(s)
Orthopaedics | Total knee replacement (TKR) | TKR tibial insert | TKR tibial insert - Unconstrained - Polyethylene | DePuy Orthopaedics | PFC SIGMA RP STB TB IN 5 17.5 | 962154 | Standalone | DE0003257 | As per HSA registered indication(s)
Orthopaedics | Total knee replacement (TKR) | TKR tibial insert | TKR tibial insert - Unconstrained - Polyethylene | DePuy Orthopaedics | PFC SIGMA RP STB TB IN 1.5 10 | 972101 | Standalone | DE0003257 | As per HSA registered indication(s)
Orthopaedics | Total knee replacement (TKR) | TKR tibial insert | TKR tibial insert - Unconstrained - Polyethylene | DePuy Orthopaedics | PFC SIGMA RP STB TBIN 1.5 12.5 | 972102 | Standalone | DE0003257 | As per HSA registered indication(s)
Orthopaedics | Total knee replacement (TKR) | TKR tibial insert | TKR tibial insert - Unconstrained - Polyethylene | DePuy Orthopaedics | PFC SIGMA RP STB TB IN 1.5 15 | 972103 | Standalone | DE0003257 | As per HSA registered indication(s)
Orthopaedics | Total knee replacement (TKR) | TKR tibial insert | TKR tibial insert - Unconstrained - Polyethylene | DePuy Orthopaedics | PFC SIGMA RP STB TBIN 1.5 17.5 | 972104 | Standalone | DE0003257 | As per HSA registered indication(s)
Orthopaedics | Total knee replacement (TKR) | TKR tibial insert | TKR tibial insert - Unconstrained - Polyethylene | DePuy Orthopaedics | SIGMA STAB MAR INS 5 8MM | 158125108 | Standalone | DE0003257 | As per HSA registered indication(s)
Orthopaedics | Total knee replacement (TKR) | TKR tibial insert | TKR tibial insert - Unconstrained - Polyethylene | DePuy Orthopaedics | SIGMA STAB MAR INS 5 10MM | 158125110 | Standalone | DE0003257 | As per HSA registered indication(s)
Orthopaedics | Total knee replacement (TKR) | TKR tibial insert | TKR tibial insert - Unconstrained - Polyethylene | DePuy Orthopaedics | SIGMA STAB MAR INS 5 12.5MM | 158125112 | Standalone | DE0003257 | As per HSA registered indication(s)
Orthopaedics | Total knee replacement (TKR) | TKR tibial insert | TKR tibial insert - Unconstrained - Polyethylene | DePuy Orthopaedics | SIGMA STAB MAR INS 5 15MM | 158125115 | Standalone | DE0003257 | As per HSA registered indication(s)
Orthopaedics | Total knee replacement (TKR) | TKR tibial insert | TKR tibial insert - Unconstrained - Polyethylene | DePuy Orthopaedics | SIGMA STAB MAR INS 5 17.5MM | 158125117 | Standalone | DE0003257 | As per HSA registered indication(s)
Orthopaedics | Total knee replacement (TKR) | TKR tibial insert | TKR tibial insert - Unconstrained - Polyethylene | Smith+Nephew | GII C/R ART INS SZ 1-2 9MM | 71420480 | Standalone | DE0001162 | As per HSA registered indication(s)
Orthopaedics | Total knee replacement (TKR) | TKR tibial insert | TKR tibial insert - Unconstrained - Polyethylene | Smith+Nephew | GII C/R ART INS SZ 1-2 11MM | 71420482 | Standalone | DE0001162 | As per HSA registered indication(s)
Orthopaedics | Total knee replacement (TKR) | TKR tibial insert | TKR tibial insert - Unconstrained - Polyethylene | Smith+Nephew | GII C/R ART INS SZ 1-2 13MM | 71420484 | Standalone | DE0001162 | As per HSA registered indication(s)
Orthopaedics | Total knee replacement (TKR) | TKR tibial insert | TKR tibial insert - Unconstrained - Polyethylene | Smith+Nephew | GII C/R ART INS SZ 1-2 15MM | 71420486 | Standalone | DE0001162 | As per HSA registered indication(s)
Orthopaedics | Total knee replacement (TKR) | TKR tibial insert | TKR tibial insert - Unconstrained - Polyethylene | Smith+Nephew | GII C/R ART INS SZ 1-2 18MM | 71420488 | Standalone | DE0001162 | As per HSA registered indication(s)
Orthopaedics | Total knee replacement (TKR) | TKR tibial insert | TKR tibial insert - Unconstrained - Polyethylene | Smith+Nephew | GII C/R ART INS SZ 3-4 9MM | 71420490 | Standalone | DE0001162 | As per HSA registered indication(s)
Orthopaedics | Total knee replacement (TKR) | TKR tibial insert | TKR tibial insert - Unconstrained - Polyethylene | Smith+Nephew | GII C/R ART INS SZ 3-4 11MM | 71420492 | Standalone | DE0001162 | As per HSA registered indication(s)
Orthopaedics | Total knee replacement (TKR) | TKR tibial insert | TKR tibial insert - Unconstrained - Polyethylene | Smith+Nephew | GII CR ART INS SZ 3-4 13MM | 71420494 | Standalone | DE0001162 | As per HSA registered indication(s)
Orthopaedics | Total knee replacement (TKR) | TKR tibial insert | TKR tibial insert - Unconstrained - Polyethylene | Smith+Nephew | GII C/R ART INS SZ3-4 15MM | 71420496 | Standalone | DE0001162 | As per HSA registered indication(s)
Orthopaedics | Total knee replacement (TKR) | TKR tibial insert | TKR tibial insert - Unconstrained - Polyethylene | Smith+Nephew | GII C/R ART INS SZ 3-4 18MM | 71420498 | Standalone | DE0001162 | As per HSA registered indication(s)
Orthopaedics | Total knee replacement (TKR) | TKR tibial insert | TKR tibial insert - Unconstrained - Polyethylene | Smith+Nephew | GII C/R ART INS SZ 5-6 9MM | 71420500 | Standalone | DE0001162 | As per HSA registered indication(s)
Orthopaedics | Total knee replacement (TKR) | TKR tibial insert | TKR tibial insert - Unconstrained - Polyethylene | Smith+Nephew | GII C/R ART INS SZ5-6 11MM | 71420502 | Standalone | DE0001162 | As per HSA registered indication(s)
Orthopaedics | Total knee replacement (TKR) | TKR tibial insert | TKR tibial insert - Unconstrained - Polyethylene | Smith+Nephew | GII C/R ART INS SZ 5-6 13MM | 71420504 | Standalone | DE0001162 | As per HSA registered indication(s)
Orthopaedics | Total knee replacement (TKR) | TKR tibial insert | TKR tibial insert - Unconstrained - Polyethylene | Smith+Nephew | GII C/R ART INS SZ 5-6 15MM | 71420506 | Standalone | DE0001162 | As per HSA registered indication(s)
Orthopaedics | Total knee replacement (TKR) | TKR tibial insert | TKR tibial insert - Unconstrained - Polyethylene | Smith+Nephew | GII C/R ART INS SZ 5-6 18MM | 71420508 | Standalone | DE0001162 | As per HSA registered indication(s)
Orthopaedics | Total knee replacement (TKR) | TKR tibial insert | TKR tibial insert - Unconstrained - Polyethylene | Smith+Nephew | GII C/R ART INS SZ 7-8 9MM | 71420510 | Standalone | DE0001162 | As per HSA registered indication(s)
Orthopaedics | Total knee replacement (TKR) | TKR tibial insert | TKR tibial insert - Unconstrained - Polyethylene | Smith+Nephew | GII C/R ART INS SZ 7-8 11MM | 71420512 | Standalone | DE0001162 | As per HSA registered indication(s)
Orthopaedics | Total knee replacement (TKR) | TKR tibial insert | TKR tibial insert - Unconstrained - Polyethylene | Smith+Nephew | GII C/R ART INS SZ7-8 13MM | 71420514 | Standalone | DE0001162 | As per HSA registered indication(s)
Orthopaedics | Total knee replacement (TKR) | TKR tibial insert | TKR tibial insert - Unconstrained - Polyethylene | Smith+Nephew | GII C/R ART INS SZ 7-8 15MM | 71420516 | Standalone | DE0001162 | As per HSA registered indication(s)
Orthopaedics | Total knee replacement (TKR) | TKR tibial insert | TKR tibial insert - Unconstrained - Polyethylene | Smith+Nephew | GII C/R ART INS SZ7-8 18MM | 71420518 | Standalone | DE0001162 | As per HSA registered indication(s)
Orthopaedics | Total knee replacement (TKR) | TKR tibial insert | TKR tibial insert - Unconstrained - Polyethylene | Smith+Nephew | HIGH FLEX P/S Insert Sz 1-2 9mm | 71421501 | Standalone | DE0001162 | As per HSA registered indication(s)
Orthopaedics | Total knee replacement (TKR) | TKR tibial insert | TKR tibial insert - Unconstrained - Polyethylene | Smith+Nephew | HIGH FLEX P/S Insert Sz 1-2 11mm | 71421502 | Standalone | DE0001162 | As per HSA registered indication(s)
Orthopaedics | Total knee replacement (TKR) | TKR tibial insert | TKR tibial insert - Unconstrained - Polyethylene | Smith+Nephew | HIGH FLEX P/S Insert Sz 1-2 13mm | 71421503 | Standalone | DE0001162 | As per HSA registered indication(s)
Orthopaedics | Total knee replacement (TKR) | TKR tibial insert | TKR tibial insert - Unconstrained - Polyethylene | Smith+Nephew | HIGH FLEX P/S Insert Sz 1-2 15mm | 71421504 | Standalone | DE0001162 | As per HSA registered indication(s)
Orthopaedics | Total knee replacement (TKR) | TKR tibial insert | TKR tibial insert - Unconstrained - Polyethylene | Smith+Nephew | HIGH FLEX P/S Insert Sz 1-2 18mm | 71421505 | Standalone | DE0001162 | As per HSA registered indication(s)
Orthopaedics | Total knee replacement (TKR) | TKR tibial insert | TKR tibial insert - Unconstrained - Polyethylene | Smith+Nephew | HIGH FLEX P/S Insert Sz 1-2 21mm | 71421506 | Standalone | DE0001162 | As per HSA registered indication(s)
Orthopaedics | Total knee replacement (TKR) | TKR tibial insert | TKR tibial insert - Unconstrained - Polyethylene | Smith+Nephew | HIGH FLEX PS Insert Sz 1-2 25mm | 71421507 | Standalone | DE0001162 | As per HSA registered indication(s)
Orthopaedics | Total knee replacement (TKR) | TKR tibial insert | TKR tibial insert - Unconstrained - Polyethylene | Smith+Nephew | HIGH FLEX PS Insert Sz 3-4 9mm | 71421508 | Standalone | DE0001162 | As per HSA registered indication(s)
Orthopaedics | Total knee replacement (TKR) | TKR tibial insert | TKR tibial insert - Unconstrained - Polyethylene | Smith+Nephew | HIGH FLEX PS Insert Sz 3-4 11mm | 71421509 | Standalone | DE0001162 | As per HSA registered indication(s)
Orthopaedics | Total knee replacement (TKR) | TKR tibial insert | TKR tibial insert - Unconstrained - Polyethylene | Smith+Nephew | HIGH FLEX PS Insert Sz 3-4 13mm | 71421510 | Standalone | DE0001162 | As per HSA registered indication(s)
Orthopaedics | Total knee replacement (TKR) | TKR tibial insert | TKR tibial insert - Unconstrained - Polyethylene | Smith+Nephew | HIGH FLEX P/S Insert Sz 3-4 15mm | 71421511 | Standalone | DE0001162 | As per HSA registered indication(s)
Orthopaedics | Total knee replacement (TKR) | TKR tibial insert | TKR tibial insert - Unconstrained - Polyethylene | Smith+Nephew | HIGH FLEX P/S Insert Sz 3-4 18mm | 71421512 | Standalone | DE0001162 | As per HSA registered indication(s)
Orthopaedics | Total knee replacement (TKR) | TKR tibial insert | TKR tibial insert - Unconstrained - Polyethylene | Smith+Nephew | HIGH FLEX P/S Insert Sz 3-4 21mm | 71421513 | Standalone | DE0001162 | As per HSA registered indication(s)
Orthopaedics | Total knee replacement (TKR) | TKR tibial insert | TKR tibial insert - Unconstrained - Polyethylene | Smith+Nephew | HIGH FLEX P/S Insert Sz 3-4 25mm | 71421514 | Standalone | DE0001162 | As per HSA registered indication(s)
Orthopaedics | Total knee replacement (TKR) | TKR tibial insert | TKR tibial insert - Unconstrained - Polyethylene | Smith+Nephew | HIGH FLEX P/S Insert Sz 5-6 9mm | 71421515 | Standalone | DE0001162 | As per HSA registered indication(s)
Orthopaedics | Total knee replacement (TKR) | TKR tibial insert | TKR tibial insert - Unconstrained - Polyethylene | Smith+Nephew | HIGH FLEX P/S Insert Sz 5-6 11mm | 71421516 | Standalone | DE0001162 | As per HSA registered indication(s)
Orthopaedics | Total knee replacement (TKR) | TKR tibial insert | TKR tibial insert - Unconstrained - Polyethylene | Smith+Nephew | HIGH FLEX P/S Insert Sz 5-6 13mm | 71421517 | Standalone | DE0001162 | As per HSA registered indication(s)
Orthopaedics | Total knee replacement (TKR) | TKR tibial insert | TKR tibial insert - Unconstrained - Polyethylene | Smith+Nephew | HIGH FLEX P/S Insert Sz 5-6 15mm | 71421518 | Standalone | DE0001162 | As per HSA registered indication(s)
Orthopaedics | Total knee replacement (TKR) | TKR tibial insert | TKR tibial insert - Unconstrained - Polyethylene | Smith+Nephew | HIGH FLEX P/S Insert Sz 5-6 18mm | 71421519 | Standalone | DE0001162 | As per HSA registered indication(s)
Orthopaedics | Total knee replacement (TKR) | TKR tibial insert | TKR tibial insert - Unconstrained - Polyethylene | Smith+Nephew | HIGH FLEX P/S Insert Sz 5-6 21mm | 71421520 | Standalone | DE0001162 | As per HSA registered indication(s)
Orthopaedics | Total knee replacement (TKR) | TKR tibial insert | TKR tibial insert - Unconstrained - Polyethylene | Smith+Nephew | HIGH FLEX PS Insert Sz 5-6 25mm | 71421521 | Standalone | DE0001162 | As per HSA registered indication(s)
Orthopaedics | Total knee replacement (TKR) | TKR tibial insert | TKR tibial insert - Unconstrained - Polyethylene | Smith+Nephew | HIGH FLEX P/S Insert Sz 7-8 9mm | 71421522 | Standalone | DE0001162 | As per HSA registered indication(s)
Orthopaedics | Total knee replacement (TKR) | TKR tibial insert | TKR tibial insert - Unconstrained - Polyethylene | Smith+Nephew | HIGH FLEX P/S Insert Sz 7-8 11mm | 71421523 | Standalone | DE0001162 | As per HSA registered indication(s)
Orthopaedics | Total knee replacement (TKR) | TKR tibial insert | TKR tibial insert - Unconstrained - Polyethylene | Smith+Nephew | HIGH FLEX P/S Insert Sz7-8 13mm | 71421524 | Standalone | DE0001162 | As per HSA registered indication(s)
Orthopaedics | Total knee replacement (TKR) | TKR tibial insert | TKR tibial insert - Unconstrained - Polyethylene | Smith+Nephew | HIGH FLEX P/S Insert Sz 7-8 15mm | 71421525 | Standalone | DE0001162 | As per HSA registered indication(s)
Orthopaedics | Total knee replacement (TKR) | TKR tibial insert | TKR tibial insert - Unconstrained - Polyethylene | Smith+Nephew | HIGH FLEX P/S Insert Sz 7-8 18mm | 71421526 | Standalone | DE0001162 | As per HSA registered indication(s)
Orthopaedics | Total knee replacement (TKR) | TKR tibial insert | TKR tibial insert - Unconstrained - Polyethylene | Smith+Nephew | HIGH FLEX P/S Insert Sz 7-8 21mm | 71421527 | Standalone | DE0001162 | As per HSA registered indication(s)
Orthopaedics | Total knee replacement (TKR) | TKR tibial insert | TKR tibial insert - Unconstrained - Polyethylene | Smith+Nephew | HIGH FLEX P/S Insert Sz 7-8 25mm | 71421528 | Standalone | DE0001162 | As per HSA registered indication(s)
Orthopaedics | Total knee replacement (TKR) | TKR tibial insert | TKR tibial insert - Unconstrained - Polyethylene | Smith+Nephew | JRNY II BCS CNSTRD ART ISRT 1-2 LT 9M | 74029221 | Standalone | DE0500840 | As per HSA registered indication(s)
Orthopaedics | Total knee replacement (TKR) | TKR tibial insert | TKR tibial insert - Unconstrained - Polyethylene | Smith+Nephew | JRNY II BCS CNSTRD ART ISRT 1-2 LT 10M | 74029222 | Standalone | DE0500840 | As per HSA registered indication(s)
Orthopaedics | Total knee replacement (TKR) | TKR tibial insert | TKR tibial insert - Unconstrained - Polyethylene | Smith+Nephew | JRNY II BCS CNSTRD ART ISRT 1-2 LT 11M | 74029223 | Standalone | DE0500840 | As per HSA registered indication(s)
Orthopaedics | Total knee replacement (TKR) | TKR tibial insert | TKR tibial insert - Unconstrained - Polyethylene | Smith+Nephew | JRNY II BCS CNSTRD ART ISRT 1-2 LT 12M | 74029224 | Standalone | DE0500840 | As per HSA registered indication(s)
Orthopaedics | Total knee replacement (TKR) | TKR tibial insert | TKR tibial insert - Unconstrained - Polyethylene | Smith+Nephew | JRNY II BCS CNSTRD ART ISRT 1-2 LT 13M | 74029225 | Standalone | DE0500840 | As per HSA registered indication(s)
Orthopaedics | Total knee replacement (TKR) | TKR tibial insert | TKR tibial insert - Unconstrained - Polyethylene | Smith+Nephew | JRNY II BCS CNSTRD ART ISRT 1-2 LT 15M | 74029226 | Standalone | DE0500840 | As per HSA registered indication(s)
Orthopaedics | Total knee replacement (TKR) | TKR tibial insert | TKR tibial insert - Unconstrained - Polyethylene | Smith+Nephew | JRNY II BCS CNSTRD ART ISRT 1-2 LT 18M | 74029227 | Standalone | DE0500840 | As per HSA registered indication(s)
Orthopaedics | Total knee replacement (TKR) | TKR tibial insert | TKR tibial insert - Unconstrained - Polyethylene | Smith+Nephew | JRNY II BCS CNSTRD ART ISRT 1-2 LT 21M | 74029228 | Standalone | DE0500840 | As per HSA registered indication(s)
Orthopaedics | Total knee replacement (TKR) | TKR tibial insert | TKR tibial insert - Unconstrained - Polyethylene | Smith+Nephew | JRNY II BCS CNSTRD ART ISRT 1-2 LT 25MM | 74029229 | Standalone | DE0500840 | As per HSA registered indication(s)
Orthopaedics | Total knee replacement (TKR) | TKR tibial insert | TKR tibial insert - Unconstrained - Polyethylene | Smith+Nephew | JRNY II BCS CNSTRD ART ISRT 1-2 RT 9M | 74029211 | Standalone | DE0500840 | As per HSA registered indication(s)
Orthopaedics | Total knee replacement (TKR) | TKR tibial insert | TKR tibial insert - Unconstrained - Polyethylene | Smith+Nephew | JRNY II BCS CNSTRD ART ISRT 1-2 RT 10M | 74029212 | Standalone | DE0500840 | As per HSA registered indication(s)
Orthopaedics | Total knee replacement (TKR) | TKR tibial insert | TKR tibial insert - Unconstrained - Polyethylene | Smith+Nephew | JRNY II BCS CNSTRD ART ISRT 1-2 RT 11M | 74029213 | Standalone | DE0500840 | As per HSA registered indication(s)
Orthopaedics | Total knee replacement (TKR) | TKR tibial insert | TKR tibial insert - Unconstrained - Polyethylene | Smith+Nephew | JRNY II BCS CNSTRD ART ISRT 1-2 RT 12M | 74029214 | Standalone | DE0500840 | As per HSA registered indication(s)
Orthopaedics | Total knee replacement (TKR) | TKR tibial insert | TKR tibial insert - Unconstrained - Polyethylene | Smith+Nephew | JRNY II BCS CNSTRD ART ISRT 1-2 RT 13M | 74029215 | Standalone | DE0500840 | As per HSA registered indication(s)
Orthopaedics | Total knee replacement (TKR) | TKR tibial insert | TKR tibial insert - Unconstrained - Polyethylene | Smith+Nephew | JRNY II BCS CNSTRD ART ISRT 1-2 RT 15M | 74029216 | Standalone | DE0500840 | As per HSA registered indication(s)
Orthopaedics | Total knee replacement (TKR) | TKR tibial insert | TKR tibial insert - Unconstrained - Polyethylene | Smith+Nephew | JRNY II BCS CNSTRD ART ISRT 1-2 RT 18M | 74029217 | Standalone | DE0500840 | As per HSA registered indication(s)
Orthopaedics | Total knee replacement (TKR) | TKR tibial insert | TKR tibial insert - Unconstrained - Polyethylene | Smith+Nephew | JRNY II BCS CNSTRD ART ISRT 1-2 RT 21M | 74029218 | Standalone | DE0500840 | As per HSA registered indication(s)
Orthopaedics | Total knee replacement (TKR) | TKR tibial insert | TKR tibial insert - Unconstrained - Polyethylene | Smith+Nephew | JRNY II BCS CNSTRD ART ISRT 1-2 RT 25MM | 74029219 | Standalone | DE0500840 | As per HSA registered indication(s)
Orthopaedics | Total knee replacement (TKR) | TKR tibial insert | TKR tibial insert - Unconstrained - Polyethylene | Smith+Nephew | JRNY II BCS CNSTRD ART ISRT 3-4 LT 9M | 74029241 | Standalone | DE0500840 | As per HSA registered indication(s)
Orthopaedics | Total knee replacement (TKR) | TKR tibial insert | TKR tibial insert - Unconstrained - Polyethylene | Smith+Nephew | JRNY II BCS CNSTRD ART ISRT 3-4 LT 10M | 74029242 | Standalone | DE0500840 | As per HSA registered indication(s)
Orthopaedics | Total knee replacement (TKR) | TKR tibial insert | TKR tibial insert - Unconstrained - Polyethylene | Smith+Nephew | JRNY II BCS CNSTRD ART ISRT 3-4 LT 11M | 74029243 | Standalone | DE0500840 | As per HSA registered indication(s)
Orthopaedics | Total knee replacement (TKR) | TKR tibial insert | TKR tibial insert - Unconstrained - Polyethylene | Smith+Nephew | JRNY II BCS CNSTRD ART ISRT 3-4 LT 12M | 74029244 | Standalone | DE0500840 | As per HSA registered indication(s)
Orthopaedics | Total knee replacement (TKR) | TKR tibial insert | TKR tibial insert - Unconstrained - Polyethylene | Smith+Nephew | JRNY II BCS CNSTRD ART ISRT 3-4 LT 13M | 74029245 | Standalone | DE0500840 | As per HSA registered indication(s)
Orthopaedics | Total knee replacement (TKR) | TKR tibial insert | TKR tibial insert - Unconstrained - Polyethylene | Smith+Nephew | JRNY II BCS CNSTRD ART ISRT 3-4 LT 15M | 74029246 | Standalone | DE0500840 | As per HSA registered indication(s)
Orthopaedics | Total knee replacement (TKR) | TKR tibial insert | TKR tibial insert - Unconstrained - Polyethylene | Smith+Nephew | JRNY II BCS CNSTRD ART ISRT 3-4 LT 18M | 74029247 | Standalone | DE0500840 | As per HSA registered indication(s)
Orthopaedics | Total knee replacement (TKR) | TKR tibial insert | TKR tibial insert - Unconstrained - Polyethylene | Smith+Nephew | JRNY II BCS CNSTRD ART ISRT 3-4 LT 21M | 74029248 | Standalone | DE0500840 | As per HSA registered indication(s)
Orthopaedics | Total knee replacement (TKR) | TKR tibial insert | TKR tibial insert - Unconstrained - Polyethylene | Smith+Nephew | JRNY II BCS CNSTRD ART ISRT 3-4 LT 25MM | 74029249 | Standalone | DE0500840 | As per HSA registered indication(s)
Orthopaedics | Total knee replacement (TKR) | TKR tibial insert | TKR tibial insert - Unconstrained - Polyethylene | Smith+Nephew | JRNY II BCS CNSTRD ART ISRT 3-4 RT 9M | 74029231 | Standalone | DE0500840 | As per HSA registered indication(s)
Orthopaedics | Total knee replacement (TKR) | TKR tibial insert | TKR tibial insert - Unconstrained - Polyethylene | Smith+Nephew | JRNY II BCS CNSTRD ART ISRT 3-4 RT 10M | 74029232 | Standalone | DE0500840 | As per HSA registered indication(s)
Orthopaedics | Total knee replacement (TKR) | TKR tibial insert | TKR tibial insert - Unconstrained - Polyethylene | Smith+Nephew | JRNY II BCS CNSTRD ART ISRT 3-4 RT 11M | 74029233 | Standalone | DE0500840 | As per HSA registered indication(s)
Orthopaedics | Total knee replacement (TKR) | TKR tibial insert | TKR tibial insert - Unconstrained - Polyethylene | Smith+Nephew | JRNY II BCS CNSTRD ART ISRT 3-4 RT 12M | 74029234 | Standalone | DE0500840 | As per HSA registered indication(s)
Orthopaedics | Total knee replacement (TKR) | TKR tibial insert | TKR tibial insert - Unconstrained - Polyethylene | Smith+Nephew | JRNY II BCS CNSTRD ART ISRT 3-4 RT 13M | 74029235 | Standalone | DE0500840 | As per HSA registered indication(s)
Orthopaedics | Total knee replacement (TKR) | TKR tibial insert | TKR tibial insert - Unconstrained - Polyethylene | Smith+Nephew | JRNY II BCS CNSTRD ART ISRT 3-4 RT 15M | 74029236 | Standalone | DE0500840 | As per HSA registered indication(s)
Orthopaedics | Total knee replacement (TKR) | TKR tibial insert | TKR tibial insert - Unconstrained - Polyethylene | Smith+Nephew | JRNY II BCS CNSTRD ART ISRT 3-4 RT 18M | 74029237 | Standalone | DE0500840 | As per HSA registered indication(s)
Orthopaedics | Total knee replacement (TKR) | TKR tibial insert | TKR tibial insert - Unconstrained - Polyethylene | Smith+Nephew | JRNY II BCS CNSTRD ART ISRT 3-4 RT 21M | 74029238 | Standalone | DE0500840 | As per HSA registered indication(s)
Orthopaedics | Total knee replacement (TKR) | TKR tibial insert | TKR tibial insert - Unconstrained - Polyethylene | Smith+Nephew | JRNY II BCS CONSTRD ART ISRT 3-4 RT 25MM | 74029239 | Standalone | DE0500840 | As per HSA registered indication(s)
Orthopaedics | Total knee replacement (TKR) | TKR tibial insert | TKR tibial insert - Unconstrained - Polyethylene | Smith+Nephew | JRNY II BCS CNSTRD ART ISRT 5-6 LT 9M | 74029261 | Standalone | DE0500840 | As per HSA registered indication(s)
Orthopaedics | Total knee replacement (TKR) | TKR tibial insert | TKR tibial insert - Unconstrained - Polyethylene | Smith+Nephew | JRNY II BCS CNSTRD ART ISRT 5-6 LT 10M | 74029262 | Standalone | DE0500840 | As per HSA registered indication(s)
Orthopaedics | Total knee replacement (TKR) | TKR tibial insert | TKR tibial insert - Unconstrained - Polyethylene | Smith+Nephew | JRNY II BCS CNSTRD ART ISRT 5-6 LT 11M | 74029263 | Standalone | DE0500840 | As per HSA registered indication(s)
Orthopaedics | Total knee replacement (TKR) | TKR tibial insert | TKR tibial insert - Unconstrained - Polyethylene | Smith+Nephew | JRNY II BCS CNSTRD ART ISRT 5-6 LT 12M | 74029264 | Standalone | DE0500840 | As per HSA registered indication(s)
Orthopaedics | Total knee replacement (TKR) | TKR tibial insert | TKR tibial insert - Unconstrained - Polyethylene | Smith+Nephew | JRNY II BCS CNSTRD ART ISRT 5-6 LT 13M | 74029265 | Standalone | DE0500840 | As per HSA registered indication(s)
Orthopaedics | Total knee replacement (TKR) | TKR tibial insert | TKR tibial insert - Unconstrained - Polyethylene | Smith+Nephew | JRNY II BCS CNSTRD ART ISRT 5-6 LT 15M | 74029266 | Standalone | DE0500840 | As per HSA registered indication(s)
Orthopaedics | Total knee replacement (TKR) | TKR tibial insert | TKR tibial insert - Unconstrained - Polyethylene | Smith+Nephew | JRNY II BCS CNSTRD ART ISRT 5-6 LT 18M | 74029267 | Standalone | DE0500840 | As per HSA registered indication(s)
Orthopaedics | Total knee replacement (TKR) | TKR tibial insert | TKR tibial insert - Unconstrained - Polyethylene | Smith+Nephew | JRNY II BCS CNSTRD ART ISRT 5-6 LT 21M | 74029268 | Standalone | DE0500840 | As per HSA registered indication(s)
Orthopaedics | Total knee replacement (TKR) | TKR tibial insert | TKR tibial insert - Unconstrained - Polyethylene | Smith+Nephew | JRNY II BCS CNSTRD ART ISRT 5-6 LT 25MM | 74029269 | Standalone | DE0500840 | As per HSA registered indication(s)
Orthopaedics | Total knee replacement (TKR) | TKR tibial insert | TKR tibial insert - Unconstrained - Polyethylene | Smith+Nephew | JRNY II BCS CNSTRD ART ISRT RT 5-6 9M | 74029251 | Standalone | DE0500840 | As per HSA registered indication(s)
Orthopaedics | Total knee replacement (TKR) | TKR tibial insert | TKR tibial insert - Unconstrained - Polyethylene | Smith+Nephew | JRNY II BCS CNSTRD ART ISRT RT 5-6 10M | 74029252 | Standalone | DE0500840 | As per HSA registered indication(s)
Orthopaedics | Total knee replacement (TKR) | TKR tibial insert | TKR tibial insert - Unconstrained - Polyethylene | Smith+Nephew | JRNY II BCS CNSTRD ART ISRT RT 5-6 11M | 74029253 | Standalone | DE0500840 | As per HSA registered indication(s)
Orthopaedics | Total knee replacement (TKR) | TKR tibial insert | TKR tibial insert - Unconstrained - Polyethylene | Smith+Nephew | JRNY II BCS CNSTRD ART ISRT 5-6 RT 12M | 74029254 | Standalone | DE0500840 | As per HSA registered indication(s)
Orthopaedics | Total knee replacement (TKR) | TKR tibial insert | TKR tibial insert - Unconstrained - Polyethylene | Smith+Nephew | JRNY II BCS CNSTRD ART ISRT RT 5-6 13M | 74029255 | Standalone | DE0500840 | As per HSA registered indication(s)
Orthopaedics | Total knee replacement (TKR) | TKR tibial insert | TKR tibial insert - Unconstrained - Polyethylene | Smith+Nephew | JRNY II BCS CNSTRD ART ISRT RT 5-6 15M | 74029256 | Standalone | DE0500840 | As per HSA registered indication(s)
Orthopaedics | Total knee replacement (TKR) | TKR tibial insert | TKR tibial insert - Unconstrained - Polyethylene | Smith+Nephew | JRNY II BCS CNSTRD ART ISRT RT 5-6 18M | 74029257 | Standalone | DE0500840 | As per HSA registered indication(s)
Orthopaedics | Total knee replacement (TKR) | TKR tibial insert | TKR tibial insert - Unconstrained - Polyethylene | Smith+Nephew | JRNY II BCS CNSTRD ART ISRT RT 5-6 21M | 74029258 | Standalone | DE0500840 | As per HSA registered indication(s)
Orthopaedics | Total knee replacement (TKR) | TKR tibial insert | TKR tibial insert - Unconstrained - Polyethylene | Smith+Nephew | JRNY II BCS CNSTRD ART ISRT 5-6 RT 25MM | 74029259 | Standalone | DE0500840 | As per HSA registered indication(s)
Orthopaedics | Total knee replacement (TKR) | TKR tibial insert | TKR tibial insert - Unconstrained - Polyethylene | Smith+Nephew | JRNY II BCS CNSTRD ART ISRT 7-8 LT 9M | 74029281 | Standalone | DE0500840 | As per HSA registered indication(s)
Orthopaedics | Total knee replacement (TKR) | TKR tibial insert | TKR tibial insert - Unconstrained - Polyethylene | Smith+Nephew | JRNY II BCS CNSTRD ART ISRT 7-8 LT 10M | 74029282 | Standalone | DE0500840 | As per HSA registered indication(s)
Orthopaedics | Total knee replacement (TKR) | TKR tibial insert | TKR tibial insert - Unconstrained - Polyethylene | Smith+Nephew | JRNY II BCS CNSTRD ART ISRT 7-8 LT 11M | 74029283 | Standalone | DE0500840 | As per HSA registered indication(s)
Orthopaedics | Total knee replacement (TKR) | TKR tibial insert | TKR tibial insert - Unconstrained - Polyethylene | Smith+Nephew | JRNY II BCS CNSTRD ART ISRT 7-8 LT 12M | 74029284 | Standalone | DE0500840 | As per HSA registered indication(s)
Orthopaedics | Total knee replacement (TKR) | TKR tibial insert | TKR tibial insert - Unconstrained - Polyethylene | Smith+Nephew | JRNY II BCS CNSTRD ART ISRT 7-8 LT 13M | 74029285 | Standalone | DE0500840 | As per HSA registered indication(s)
Orthopaedics | Total knee replacement (TKR) | TKR tibial insert | TKR tibial insert - Unconstrained - Polyethylene | Smith+Nephew | JRNY II BCS CNSTRD ART ISRT 7-8 LT 15M | 74029286 | Standalone | DE0500840 | As per HSA registered indication(s)
Orthopaedics | Total knee replacement (TKR) | TKR tibial insert | TKR tibial insert - Unconstrained - Polyethylene | Smith+Nephew | JRNY II BCS CNSTRD ART ISRT 7-8 LT 18M | 74029287 | Standalone | DE0500840 | As per HSA registered indication(s)
Orthopaedics | Total knee replacement (TKR) | TKR tibial insert | TKR tibial insert - Unconstrained - Polyethylene | Smith+Nephew | JRNY II BCS CNSTRD ART ISRT 7-8 LT 21M | 74029288 | Standalone | DE0500840 | As per HSA registered indication(s)
Orthopaedics | Total knee replacement (TKR) | TKR tibial insert | TKR tibial insert - Unconstrained - Polyethylene | Smith+Nephew | JRNY II BCS CNSTRD ART ISRT 7-8 LT 25MM | 74029289 | Standalone | DE0500840 | As per HSA registered indication(s)
Orthopaedics | Total knee replacement (TKR) | TKR tibial insert | TKR tibial insert - Unconstrained - Polyethylene | Smith+Nephew | JRNY II BCS CNSTRD ART ISRT RT 7-8 9M | 74029271 | Standalone | DE0500840 | As per HSA registered indication(s)
Orthopaedics | Total knee replacement (TKR) | TKR tibial insert | TKR tibial insert - Unconstrained - Polyethylene | Smith+Nephew | JRNY II BCS CNSTRD ART ISRT RT 7-8 10M | 74029272 | Standalone | DE0500840 | As per HSA registered indication(s)
Orthopaedics | Total knee replacement (TKR) | TKR tibial insert | TKR tibial insert - Unconstrained - Polyethylene | Smith+Nephew | JRNY II BCS CNSTRD ART ISRT RT 7-8 11M | 74029273 | Standalone | DE0500840 | As per HSA registered indication(s)
Orthopaedics | Total knee replacement (TKR) | TKR tibial insert | TKR tibial insert - Unconstrained - Polyethylene | Smith+Nephew | JRNY II BCS CNSTRD ART ISRT RT 7-8 12M | 74029274 | Standalone | DE0500840 | As per HSA registered indication(s)
Orthopaedics | Total knee replacement (TKR) | TKR tibial insert | TKR tibial insert - Unconstrained - Polyethylene | Smith+Nephew | JRNY II BCS CNSTRD ART ISRT RT 7-8 13M | 74029275 | Standalone | DE0500840 | As per HSA registered indication(s)
Orthopaedics | Total knee replacement (TKR) | TKR tibial insert | TKR tibial insert - Unconstrained - Polyethylene | Smith+Nephew | JRNY II BCS CNSTRD ART ISRT RT 7-8 15M | 74029276 | Standalone | DE0500840 | As per HSA registered indication(s)
Orthopaedics | Total knee replacement (TKR) | TKR tibial insert | TKR tibial insert - Unconstrained - Polyethylene | Smith+Nephew | JRNY II BCS CNSTRD ART ISRT RT 7-8 18M | 74029277 | Standalone | DE0500840 | As per HSA registered indication(s)
Orthopaedics | Total knee replacement (TKR) | TKR tibial insert | TKR tibial insert - Unconstrained - Polyethylene | Smith+Nephew | JRNY II BCS CNSTRD ART ISRT RT 7-8 21M | 74029278 | Standalone | DE0500840 | As per HSA registered indication(s)
Orthopaedics | Total knee replacement (TKR) | TKR tibial insert | TKR tibial insert - Unconstrained - Polyethylene | Smith+Nephew | JRNY II BCS CNSTRD ART ISRT 7-8 RT 25MM | 74029279 | Standalone | DE0500840 | As per HSA registered indication(s)
Orthopaedics | Total knee replacement (TKR) | TKR tibial insert | TKR tibial insert - Unconstrained - Polyethylene | Stryker RHQ NL-LIM Limerick | TRIATHLON #1 CR INSERT 9MM | 5530P109 | Standalone | DE0018575 | As per HSA registered indication(s)
Orthopaedics | Total knee replacement (TKR) | TKR tibial insert | TKR tibial insert - Unconstrained - Polyethylene | Stryker RHQ NL-LIM Limerick | TRIATHLON #2 CR INSERT 9MM | 5530P209 | Standalone | DE0018575 | As per HSA registered indication(s)
Orthopaedics | Total knee replacement (TKR) | TKR tibial insert | TKR tibial insert - Unconstrained - Polyethylene | Stryker RHQ NL-LIM Limerick | TRIATHLON #3 CR INSERT 9MM | 5530P309 | Standalone | DE0018575 | As per HSA registered indication(s)
Orthopaedics | Total knee replacement (TKR) | TKR tibial insert | TKR tibial insert - Unconstrained - Polyethylene | Stryker RHQ NL-LIM Limerick | TRIATHLON #4 CR INSERT 9MM | 5530P409 | Standalone | DE0018575 | As per HSA registered indication(s)
Orthopaedics | Total knee replacement (TKR) | TKR tibial insert | TKR tibial insert - Unconstrained - Polyethylene | Stryker RHQ NL-LIM Limerick | TRIATHLON #5 CR INSERT 9MM | 5530P509 | Standalone | DE0018575 | As per HSA registered indication(s)
Orthopaedics | Total knee replacement (TKR) | TKR tibial insert | TKR tibial insert - Unconstrained - Polyethylene | Stryker RHQ NL-LIM Limerick | TRIATHLON #6 CR INSERT 9MM | 5530P609 | Standalone | DE0018575 | As per HSA registered indication(s)
Orthopaedics | Total knee replacement (TKR) | TKR tibial insert | TKR tibial insert - Unconstrained - Polyethylene | Stryker RHQ NL-LIM Limerick | TRIATHLON #7 CR INSERT 9MM | 5530P709 | Standalone | DE0018575 | As per HSA registered indication(s)
Orthopaedics | Total knee replacement (TKR) | TKR tibial insert | TKR tibial insert - Unconstrained - Polyethylene | Stryker RHQ NL-LIM Limerick | TRIATHLON #8 CR INSERT 9MM | 5530P809 | Standalone | DE0018575 | As per HSA registered indication(s)
Orthopaedics | Total knee replacement (TKR) | TKR tibial insert | TKR tibial insert - Unconstrained - Polyethylene | Stryker RHQ NL-LIM Limerick | TRIATHLON #1 CR INSERT 11MM | 5530P111 | Standalone | DE0018575 | As per HSA registered indication(s)
Orthopaedics | Total knee replacement (TKR) | TKR tibial insert | TKR tibial insert - Unconstrained - Polyethylene | Stryker RHQ NL-LIM Limerick | TRIATHLON #2 CR INSERT 11MM | 5530P211 | Standalone | DE0018575 | As per HSA registered indication(s)
Orthopaedics | Total knee replacement (TKR) | TKR tibial insert | TKR tibial insert - Unconstrained - Polyethylene | Stryker RHQ NL-LIM Limerick | TRIATHLON #3 CR INSERT 11MM | 5530P311 | Standalone | DE0018575 | As per HSA registered indication(s)
Orthopaedics | Total knee replacement (TKR) | TKR tibial insert | TKR tibial insert - Unconstrained - Polyethylene | Stryker RHQ NL-LIM Limerick | TRIATHLON #4 CR INSERT 11MM | 5530P411 | Standalone | DE0018575 | As per HSA registered indication(s)
Orthopaedics | Total knee replacement (TKR) | TKR tibial insert | TKR tibial insert - Unconstrained - Polyethylene | Stryker RHQ NL-LIM Limerick | TRIATHLON #5 CR INSERT 11MM | 5530P511 | Standalone | DE0018575 | As per HSA registered indication(s)
Orthopaedics | Total knee replacement (TKR) | TKR tibial insert | TKR tibial insert - Unconstrained - Polyethylene | Stryker RHQ NL-LIM Limerick | TRIATHLON #6 CR INSERT 11MM | 5530P611 | Standalone | DE0018575 | As per HSA registered indication(s)
Orthopaedics | Total knee replacement (TKR) | TKR tibial insert | TKR tibial insert - Unconstrained - Polyethylene | Stryker RHQ NL-LIM Limerick | TRIATHLON #7 CR INSERT 11MM | 5530P711 | Standalone | DE0018575 | As per HSA registered indication(s)
Orthopaedics | Total knee replacement (TKR) | TKR tibial insert | TKR tibial insert - Unconstrained - Polyethylene | Stryker RHQ NL-LIM Limerick | TRIATHLON #8 CR INSERT 11MM | 5530P811 | Standalone | DE0018575 | As per HSA registered indication(s)
Orthopaedics | Total knee replacement (TKR) | TKR tibial insert | TKR tibial insert - Unconstrained - Polyethylene | Stryker RHQ NL-LIM Limerick | TRIATHLON #1 CR INSERT 13MM | 5530P113 | Standalone | DE0018575 | As per HSA registered indication(s)
Orthopaedics | Total knee replacement (TKR) | TKR tibial insert | TKR tibial insert - Unconstrained - Polyethylene | Stryker RHQ NL-LIM Limerick | TRIATHLON #2 CR INSERT 13MM | 5530P213 | Standalone | DE0018575 | As per HSA registered indication(s)
Orthopaedics | Total knee replacement (TKR) | TKR tibial insert | TKR tibial insert - Unconstrained - Polyethylene | Stryker RHQ NL-LIM Limerick | TRIATHLON #3 CR INSERT 13MM | 5530P313 | Standalone | DE0018575 | As per HSA registered indication(s)
Orthopaedics | Total knee replacement (TKR) | TKR tibial insert | TKR tibial insert - Unconstrained - Polyethylene | Stryker RHQ NL-LIM Limerick | TRIATHLON #4 CR INSERT 13MM | 5530P413 | Standalone | DE0018575 | As per HSA registered indication(s)
Orthopaedics | Total knee replacement (TKR) | TKR tibial insert | TKR tibial insert - Unconstrained - Polyethylene | Stryker RHQ NL-LIM Limerick | TRIATHLON #5 CR INSERT 13MM | 5530P513 | Standalone | DE0018575 | As per HSA registered indication(s)
Orthopaedics | Total knee replacement (TKR) | TKR tibial insert | TKR tibial insert - Unconstrained - Polyethylene | Stryker RHQ NL-LIM Limerick | TRIATHLON #6 CR INSERT 13MM | 5530P613 | Standalone | DE0018575 | As per HSA registered indication(s)
Orthopaedics | Total knee replacement (TKR) | TKR tibial insert | TKR tibial insert - Unconstrained - Polyethylene | Stryker RHQ NL-LIM Limerick | TRIATHLON #7 CR INSERT 13MM | 5530P713 | Standalone | DE0018575 | As per HSA registered indication(s)
Orthopaedics | Total knee replacement (TKR) | TKR tibial insert | TKR tibial insert - Unconstrained - Polyethylene | Stryker RHQ NL-LIM Limerick | TRIATHLON #8 CR INSERT 13MM | 5530P813 | Standalone | DE0018575 | As per HSA registered indication(s)
Orthopaedics | Total knee replacement (TKR) | TKR tibial insert | TKR tibial insert - Unconstrained - Polyethylene | Stryker RHQ NL-LIM Limerick | TRIATHLON #1 CR INSERT 16MM | 5530P116 | Standalone | DE0018575 | As per HSA registered indication(s)
Orthopaedics | Total knee replacement (TKR) | TKR tibial insert | TKR tibial insert - Unconstrained - Polyethylene | Stryker RHQ NL-LIM Limerick | TRIATHLON #2 CR INSERT 16MM | 5530P216 | Standalone | DE0018575 | As per HSA registered indication(s)
Orthopaedics | Total knee replacement (TKR) | TKR tibial insert | TKR tibial insert - Unconstrained - Polyethylene | Stryker RHQ NL-LIM Limerick | TRIATHLON #3 CR INSERT 16MM | 5530P316 | Standalone | DE0018575 | As per HSA registered indication(s)
Orthopaedics | Total knee replacement (TKR) | TKR tibial insert | TKR tibial insert - Unconstrained - Polyethylene | Stryker RHQ NL-LIM Limerick | TRIATHLON #4 CR INSERT 16MM | 5530P416 | Standalone | DE0018575 | As per HSA registered indication(s)
Orthopaedics | Total knee replacement (TKR) | TKR tibial insert | TKR tibial insert - Unconstrained - Polyethylene | Stryker RHQ NL-LIM Limerick | TRIATHLON #5 CR INSERT 16MM | 5530P516 | Standalone | DE0018575 | As per HSA registered indication(s)
Orthopaedics | Total knee replacement (TKR) | TKR tibial insert | TKR tibial insert - Unconstrained - Polyethylene | Stryker RHQ NL-LIM Limerick | TRIATHLON #6 CR INSERT 16MM | 5530P616 | Standalone | DE0018575 | As per HSA registered indication(s)
Orthopaedics | Total knee replacement (TKR) | TKR tibial insert | TKR tibial insert - Unconstrained - Polyethylene | Stryker RHQ NL-LIM Limerick | TRIATHLON #7 CR INSERT 16MM | 5530P716 | Standalone | DE0018575 | As per HSA registered indication(s)
Orthopaedics | Total knee replacement (TKR) | TKR tibial insert | TKR tibial insert - Unconstrained - Polyethylene | Stryker RHQ NL-LIM Limerick | TRIATHLON #8 CR INSERT 16MM | 5530P816 | Standalone | DE0018575 | As per HSA registered indication(s)
Orthopaedics | Total knee replacement (TKR) | TKR tibial insert | TKR tibial insert - Unconstrained - Polyethylene | Stryker RHQ NL-LIM Limerick | TRIATHLON #1 CR INSERT 19MM | 5530P119 | Standalone | DE0018575 | As per HSA registered indication(s)
Orthopaedics | Total knee replacement (TKR) | TKR tibial insert | TKR tibial insert - Unconstrained - Polyethylene | Stryker RHQ NL-LIM Limerick | TRIATHLON #2 CR INSERT 19MM | 5530P219 | Standalone | DE0018575 | As per HSA registered indication(s)
Orthopaedics | Total knee replacement (TKR) | TKR tibial insert | TKR tibial insert - Unconstrained - Polyethylene | Stryker RHQ NL-LIM Limerick | TRIATHLON #3 CR INSERT 19MM | 5530P319 | Standalone | DE0018575 | As per HSA registered indication(s)
Orthopaedics | Total knee replacement (TKR) | TKR tibial insert | TKR tibial insert - Unconstrained - Polyethylene | Stryker RHQ NL-LIM Limerick | TRIATHLON #4 CR INSERT 19MM | 5530P419 | Standalone | DE0018575 | As per HSA registered indication(s)
Orthopaedics | Total knee replacement (TKR) | TKR tibial insert | TKR tibial insert - Unconstrained - Polyethylene | Stryker RHQ NL-LIM Limerick | TRIATHLON #5 CR INSERT 19MM | 5530P519 | Standalone | DE0018575 | As per HSA registered indication(s)
Orthopaedics | Total knee replacement (TKR) | TKR tibial insert | TKR tibial insert - Unconstrained - Polyethylene | Stryker RHQ NL-LIM Limerick | TRIATHLON #6 CR INSERT 19MM | 5530P619 | Standalone | DE0018575 | As per HSA registered indication(s)
Orthopaedics | Total knee replacement (TKR) | TKR tibial insert | TKR tibial insert - Unconstrained - Polyethylene | Stryker RHQ NL-LIM Limerick | TRIATHLON #7 CR INSERT 19MM | 5530P719 | Standalone | DE0018575 | As per HSA registered indication(s)
Orthopaedics | Total knee replacement (TKR) | TKR tibial insert | TKR tibial insert - Unconstrained - Polyethylene | Stryker RHQ NL-LIM Limerick | TRIATHLON #8 CR INSERT 19MM | 5530P819 | Standalone | DE0018575 | As per HSA registered indication(s)
Orthopaedics | Total knee replacement (TKR) | TKR tibial insert | TKR tibial insert - Unconstrained - Polyethylene | Stryker RHQ NL-LIM Limerick | TRIATHLON CS INS SIZE 1 9MM | 5531P109 | Standalone | DE0018575 | As per HSA registered indication(s)
Orthopaedics | Total knee replacement (TKR) | TKR tibial insert | TKR tibial insert - Unconstrained - Polyethylene | Stryker RHQ NL-LIM Limerick | TRIATHLON CS INS SIZE 2 9MM | 5531P209 | Standalone | DE0018575 | As per HSA registered indication(s)
Orthopaedics | Total knee replacement (TKR) | TKR tibial insert | TKR tibial insert - Unconstrained - Polyethylene | Stryker RHQ NL-LIM Limerick | TRIATHLON CS INS SIZE 3 9MM | 5531P309 | Standalone | DE0018575 | As per HSA registered indication(s)
Orthopaedics | Total knee replacement (TKR) | TKR tibial insert | TKR tibial insert - Unconstrained - Polyethylene | Stryker RHQ NL-LIM Limerick | TRIATHLON CS INS SIZE 4 9MM | 5531P409 | Standalone | DE0018575 | As per HSA registered indication(s)
Orthopaedics | Total knee replacement (TKR) | TKR tibial insert | TKR tibial insert - Unconstrained - Polyethylene | Stryker RHQ NL-LIM Limerick | TRIATHLON CS INS SIZE 5 9MM | 5531P509 | Standalone | DE0018575 | As per HSA registered indication(s)
Orthopaedics | Total knee replacement (TKR) | TKR tibial insert | TKR tibial insert - Unconstrained - Polyethylene | Stryker RHQ NL-LIM Limerick | TRIATHLON CS INS SIZE 6 9MM | 5531P609 | Standalone | DE0018575 | As per HSA registered indication(s)
Orthopaedics | Total knee replacement (TKR) | TKR tibial insert | TKR tibial insert - Unconstrained - Polyethylene | Stryker RHQ NL-LIM Limerick | TRIATHLON CS INS SIZE 7 9MM | 5531P709 | Standalone | DE0018575 | As per HSA registered indication(s)
Orthopaedics | Total knee replacement (TKR) | TKR tibial insert | TKR tibial insert - Unconstrained - Polyethylene | Stryker RHQ NL-LIM Limerick | TRIATHLON CS INS SIZE 8 9MM | 5531P809 | Standalone | DE0018575 | As per HSA registered indication(s)
Orthopaedics | Total knee replacement (TKR) | TKR tibial insert | TKR tibial insert - Unconstrained - Polyethylene | Stryker RHQ NL-LIM Limerick | TRIATHLON CS INS SIZE 1 11MM | 5531P111 | Standalone | DE0018575 | As per HSA registered indication(s)
Orthopaedics | Total knee replacement (TKR) | TKR tibial insert | TKR tibial insert - Unconstrained - Polyethylene | Stryker RHQ NL-LIM Limerick | TRIATHLON CS INS SIZE 2 11MM | 5531P211 | Standalone | DE0018575 | As per HSA registered indication(s)
Orthopaedics | Total knee replacement (TKR) | TKR tibial insert | TKR tibial insert - Unconstrained - Polyethylene | Stryker RHQ NL-LIM Limerick | TRIATHLON CS INS SIZE 3 11MM | 5531P311 | Standalone | DE0018575 | As per HSA registered indication(s)
Orthopaedics | Total knee replacement (TKR) | TKR tibial insert | TKR tibial insert - Unconstrained - Polyethylene | Stryker RHQ NL-LIM Limerick | TRIATHLON CS INS SIZE 4 11MM | 5531P411 | Standalone | DE0018575 | As per HSA registered indication(s)
Orthopaedics | Total knee replacement (TKR) | TKR tibial insert | TKR tibial insert - Unconstrained - Polyethylene | Stryker RHQ NL-LIM Limerick | TRIATHLON CS INS SIZE 5 11MM | 5531P511 | Standalone | DE0018575 | As per HSA registered indication(s)
Orthopaedics | Total knee replacement (TKR) | TKR tibial insert | TKR tibial insert - Unconstrained - Polyethylene | Stryker RHQ NL-LIM Limerick | TRIATHLON CS INS SIZE 6 11MM | 5531P611 | Standalone | DE0018575 | As per HSA registered indication(s)
Orthopaedics | Total knee replacement (TKR) | TKR tibial insert | TKR tibial insert - Unconstrained - Polyethylene | Stryker RHQ NL-LIM Limerick | TRIATHLON CS INS SIZE 7 11MM | 5531P711 | Standalone | DE0018575 | As per HSA registered indication(s)
Orthopaedics | Total knee replacement (TKR) | TKR tibial insert | TKR tibial insert - Unconstrained - Polyethylene | Stryker RHQ NL-LIM Limerick | TRIATHLON CS INS SIZE 8 11MM | 5531P811 | Standalone | DE0018575 | As per HSA registered indication(s)
Orthopaedics | Total knee replacement (TKR) | TKR tibial insert | TKR tibial insert - Unconstrained - Polyethylene | Stryker RHQ NL-LIM Limerick | TRIATHLON CS INS SIZE 1 13MM | 5531P113 | Standalone | DE0018575 | As per HSA registered indication(s)
Orthopaedics | Total knee replacement (TKR) | TKR tibial insert | TKR tibial insert - Unconstrained - Polyethylene | Stryker RHQ NL-LIM Limerick | TRIATHLON CS INS SIZE 2 13MM | 5531P213 | Standalone | DE0018575 | As per HSA registered indication(s)
Orthopaedics | Total knee replacement (TKR) | TKR tibial insert | TKR tibial insert - Unconstrained - Polyethylene | Stryker RHQ NL-LIM Limerick | TRIATHLON CS INS SIZE 3 13MM | 5531P313 | Standalone | DE0018575 | As per HSA registered indication(s)
Orthopaedics | Total knee replacement (TKR) | TKR tibial insert | TKR tibial insert - Unconstrained - Polyethylene | Stryker RHQ NL-LIM Limerick | TRIATHLON CS INS SIZE 4 13MM | 5531P413 | Standalone | DE0018575 | As per HSA registered indication(s)
Orthopaedics | Total knee replacement (TKR) | TKR tibial insert | TKR tibial insert - Unconstrained - Polyethylene | Stryker RHQ NL-LIM Limerick | TRIATHLON CS INS SIZE 5 13MM | 5531P513 | Standalone | DE0018575 | As per HSA registered indication(s)
Orthopaedics | Total knee replacement (TKR) | TKR tibial insert | TKR tibial insert - Unconstrained - Polyethylene | Stryker RHQ NL-LIM Limerick | TRIATHLON CS INS SIZE 6 13MM | 5531P613 | Standalone | DE0018575 | As per HSA registered indication(s)
Orthopaedics | Total knee replacement (TKR) | TKR tibial insert | TKR tibial insert - Unconstrained - Polyethylene | Stryker RHQ NL-LIM Limerick | TRIATHLON CS INS SIZE 7 13MM | 5531P713 | Standalone | DE0018575 | As per HSA registered indication(s)
Orthopaedics | Total knee replacement (TKR) | TKR tibial insert | TKR tibial insert - Unconstrained - Polyethylene | Stryker RHQ NL-LIM Limerick | TRIATHLON CS INS SIZE 8 13MM | 5531P813 | Standalone | DE0018575 | As per HSA registered indication(s)
Orthopaedics | Total knee replacement (TKR) | TKR tibial insert | TKR tibial insert - Unconstrained - Polyethylene | Stryker RHQ NL-LIM Limerick | TRIATHLON CS INS SIZE 1 16MM | 5531P116 | Standalone | DE0018575 | As per HSA registered indication(s)
Orthopaedics | Total knee replacement (TKR) | TKR tibial insert | TKR tibial insert - Unconstrained - Polyethylene | Stryker RHQ NL-LIM Limerick | TRIATHLON CS INS SIZE 2 16MM | 5531P216 | Standalone | DE0018575 | As per HSA registered indication(s)
Orthopaedics | Total knee replacement (TKR) | TKR tibial insert | TKR tibial insert - Unconstrained - Polyethylene | Stryker RHQ NL-LIM Limerick | TRIATHLON CS INS SIZE 3 16MM | 5531P316 | Standalone | DE0018575 | As per HSA registered indication(s)
Orthopaedics | Total knee replacement (TKR) | TKR tibial insert | TKR tibial insert - Unconstrained - Polyethylene | Stryker RHQ NL-LIM Limerick | TRIATHLON CS INS SIZE 4 16MM | 5531P416 | Standalone | DE0018575 | As per HSA registered indication(s)
Orthopaedics | Total knee replacement (TKR) | TKR tibial insert | TKR tibial insert - Unconstrained - Polyethylene | Stryker RHQ NL-LIM Limerick | TRIATHLON CS INS SIZE 5 16MM | 5531P516 | Standalone | DE0018575 | As per HSA registered indication(s)
Orthopaedics | Total knee replacement (TKR) | TKR tibial insert | TKR tibial insert - Unconstrained - Polyethylene | Stryker RHQ NL-LIM Limerick | TRIATHLON CS INS SIZE 6 16MM | 5531P616 | Standalone | DE0018575 | As per HSA registered indication(s)
Orthopaedics | Total knee replacement (TKR) | TKR tibial insert | TKR tibial insert - Unconstrained - Polyethylene | Stryker RHQ NL-LIM Limerick | TRIATHLON CS INS SIZE 7 16MM | 5531P716 | Standalone | DE0018575 | As per HSA registered indication(s)
Orthopaedics | Total knee replacement (TKR) | TKR tibial insert | TKR tibial insert - Unconstrained - Polyethylene | Stryker RHQ NL-LIM Limerick | TRIATHLON CS INS SIZE 8 16MM | 5531P816 | Standalone | DE0018575 | As per HSA registered indication(s)
Orthopaedics | Total knee replacement (TKR) | TKR tibial insert | TKR tibial insert - Unconstrained - Polyethylene | Stryker RHQ NL-LIM Limerick | TRIATHLON CS INS SIZE 1 19MM | 5531P119 | Standalone | DE0018575 | As per HSA registered indication(s)
Orthopaedics | Total knee replacement (TKR) | TKR tibial insert | TKR tibial insert - Unconstrained - Polyethylene | Stryker RHQ NL-LIM Limerick | TRIATHLON CS INS SIZE 2 19MM | 5531P219 | Standalone | DE0018575 | As per HSA registered indication(s)
Orthopaedics | Total knee replacement (TKR) | TKR tibial insert | TKR tibial insert - Unconstrained - Polyethylene | Stryker RHQ NL-LIM Limerick | TRIATHLON CS INS SIZE 3 19MM | 5531P319 | Standalone | DE0018575 | As per HSA registered indication(s)
Orthopaedics | Total knee replacement (TKR) | TKR tibial insert | TKR tibial insert - Unconstrained - Polyethylene | Stryker RHQ NL-LIM Limerick | TRIATHLON CS INS SIZE 4 19MM | 5531P419 | Standalone | DE0018575 | As per HSA registered indication(s)
Orthopaedics | Total knee replacement (TKR) | TKR tibial insert | TKR tibial insert - Unconstrained - Polyethylene | Stryker RHQ NL-LIM Limerick | TRIATHLON CS INS SIZE 5 19MM | 5531P519 | Standalone | DE0018575 | As per HSA registered indication(s)
Orthopaedics | Total knee replacement (TKR) | TKR tibial insert | TKR tibial insert - Unconstrained - Polyethylene | Stryker RHQ NL-LIM Limerick | TRIATHLON CS INS SIZE 6 19MM | 5531P619 | Standalone | DE0018575 | As per HSA registered indication(s)
Orthopaedics | Total knee replacement (TKR) | TKR tibial insert | TKR tibial insert - Unconstrained - Polyethylene | Stryker RHQ NL-LIM Limerick | TRIATHLON CS INS SIZE 7 19MM | 5531P719 | Standalone | DE0018575 | As per HSA registered indication(s)
Orthopaedics | Total knee replacement (TKR) | TKR tibial insert | TKR tibial insert - Unconstrained - Polyethylene | Stryker RHQ NL-LIM Limerick | TRIATHLON CS INS SIZE 8 19MM | 5531P819 | Standalone | DE0018575 | As per HSA registered indication(s)
Orthopaedics | Total knee replacement (TKR) | TKR tibial insert | TKR tibial insert - Unconstrained - Polyethylene | Stryker RHQ NL-LIM Limerick | TRIATHLON CS INS SIZE 1 22MM | 5531P122 | Standalone | DE0018575 | As per HSA registered indication(s)
Orthopaedics | Total knee replacement (TKR) | TKR tibial insert | TKR tibial insert - Unconstrained - Polyethylene | Stryker RHQ NL-LIM Limerick | TRIATHLON CS INS SIZE 2 22MM | 5531P222 | Standalone | DE0018575 | As per HSA registered indication(s)
Orthopaedics | Total knee replacement (TKR) | TKR tibial insert | TKR tibial insert - Unconstrained - Polyethylene | Stryker RHQ NL-LIM Limerick | TRIATHLON CS INS SIZE 3 22MM | 5531P322 | Standalone | DE0018575 | As per HSA registered indication(s)
Orthopaedics | Total knee replacement (TKR) | TKR tibial insert | TKR tibial insert - Unconstrained - Polyethylene | Stryker RHQ NL-LIM Limerick | TRIATHLON CS INS SIZE 4 22MM | 5531P422 | Standalone | DE0018575 | As per HSA registered indication(s)
Orthopaedics | Total knee replacement (TKR) | TKR tibial insert | TKR tibial insert - Unconstrained - Polyethylene | Stryker RHQ NL-LIM Limerick | TRIATHLON CS INS SIZE 5 22MM | 5531P522 | Standalone | DE0018575 | As per HSA registered indication(s)
Orthopaedics | Total knee replacement (TKR) | TKR tibial insert | TKR tibial insert - Unconstrained - Polyethylene | Stryker RHQ NL-LIM Limerick | TRIATHLON CS INS SIZE 6 22MM | 5531P622 | Standalone | DE0018575 | As per HSA registered indication(s)
Orthopaedics | Total knee replacement (TKR) | TKR tibial insert | TKR tibial insert - Unconstrained - Polyethylene | Stryker RHQ NL-LIM Limerick | TRIATHLON CS INS SIZE 7 22MM | 5531P722 | Standalone | DE0018575 | As per HSA registered indication(s)
Orthopaedics | Total knee replacement (TKR) | TKR tibial insert | TKR tibial insert - Unconstrained - Polyethylene | Stryker RHQ NL-LIM Limerick | TRIATHLON CS INS SIZE 8 22MM | 5531P822 | Standalone | DE0018575 | As per HSA registered indication(s)
Orthopaedics | Total knee replacement (TKR) | TKR tibial insert | TKR tibial insert - Unconstrained - Polyethylene | Stryker RHQ NL-LIM Limerick | TRIATHLON #1 PS INSERT 9MM | 5532P109 | Standalone | DE0018575 | As per HSA registered indication(s)
Orthopaedics | Total knee replacement (TKR) | TKR tibial insert | TKR tibial insert - Unconstrained - Polyethylene | Stryker RHQ NL-LIM Limerick | TRIATHLON #2 PS INSERT 9MM | 5532P209 | Standalone | DE0018575 | As per HSA registered indication(s)
Orthopaedics | Total knee replacement (TKR) | TKR tibial insert | TKR tibial insert - Unconstrained - Polyethylene | Stryker RHQ NL-LIM Limerick | TRIATHLON #3 PS INSERT 9MM | 5532P309 | Standalone | DE0018575 | As per HSA registered indication(s)
Orthopaedics | Total knee replacement (TKR) | TKR tibial insert | TKR tibial insert - Unconstrained - Polyethylene | Stryker RHQ NL-LIM Limerick | TRIATHLON #4 PS INSERT 9MM | 5532P409 | Standalone | DE0018575 | As per HSA registered indication(s)
Orthopaedics | Total knee replacement (TKR) | TKR tibial insert | TKR tibial insert - Unconstrained - Polyethylene | Stryker RHQ NL-LIM Limerick | TRIATHLON #5 PS INSERT 9MM | 5532P509 | Standalone | DE0018575 | As per HSA registered indication(s)
Orthopaedics | Total knee replacement (TKR) | TKR tibial insert | TKR tibial insert - Unconstrained - Polyethylene | Stryker RHQ NL-LIM Limerick | TRIATHLON #6 PS INSERT 9MM | 5532P609 | Standalone | DE0018575 | As per HSA registered indication(s)
Orthopaedics | Total knee replacement (TKR) | TKR tibial insert | TKR tibial insert - Unconstrained - Polyethylene | Stryker RHQ NL-LIM Limerick | TRIATHLON #7 PS INSERT 9MM | 5532P709 | Standalone | DE0018575 | As per HSA registered indication(s)
Orthopaedics | Total knee replacement (TKR) | TKR tibial insert | TKR tibial insert - Unconstrained - Polyethylene | Stryker RHQ NL-LIM Limerick | TRIATHLON #8 PS INSERT 9MM | 5532P809 | Standalone | DE0018575 | As per HSA registered indication(s)
Orthopaedics | Total knee replacement (TKR) | TKR tibial insert | TKR tibial insert - Unconstrained - Polyethylene | Stryker RHQ NL-LIM Limerick | TRIATHLON #1 PS INSERT 11MM | 5532P111 | Standalone | DE0018575 | As per HSA registered indication(s)
Orthopaedics | Total knee replacement (TKR) | TKR tibial insert | TKR tibial insert - Unconstrained - Polyethylene | Stryker RHQ NL-LIM Limerick | TRIATHLON #2 PS INSERT 11MM | 5532P211 | Standalone | DE0018575 | As per HSA registered indication(s)
Orthopaedics | Total knee replacement (TKR) | TKR tibial insert | TKR tibial insert - Unconstrained - Polyethylene | Stryker RHQ NL-LIM Limerick | TRIATHLON #3 PS INSERT 11MM | 5532P311 | Standalone | DE0018575 | As per HSA registered indication(s)
Orthopaedics | Total knee replacement (TKR) | TKR tibial insert | TKR tibial insert - Unconstrained - Polyethylene | Stryker RHQ NL-LIM Limerick | TRIATHLON #4 PS INSERT 11MM | 5532P411 | Standalone | DE0018575 | As per HSA registered indication(s)
Orthopaedics | Total knee replacement (TKR) | TKR tibial insert | TKR tibial insert - Unconstrained - Polyethylene | Stryker RHQ NL-LIM Limerick | TRIATHLON #5 PS INSERT 11MM | 5532P511 | Standalone | DE0018575 | As per HSA registered indication(s)
Orthopaedics | Total knee replacement (TKR) | TKR tibial insert | TKR tibial insert - Unconstrained - Polyethylene | Stryker RHQ NL-LIM Limerick | TRIATHLON #6 PS INSERT 11MM | 5532P611 | Standalone | DE0018575 | As per HSA registered indication(s)
Orthopaedics | Total knee replacement (TKR) | TKR tibial insert | TKR tibial insert - Unconstrained - Polyethylene | Stryker RHQ NL-LIM Limerick | TRIATHLON #7 PS INSERT 11MM | 5532P711 | Standalone | DE0018575 | As per HSA registered indication(s)
Orthopaedics | Total knee replacement (TKR) | TKR tibial insert | TKR tibial insert - Unconstrained - Polyethylene | Stryker RHQ NL-LIM Limerick | TRIATHLON #8 PS INSERT 11MM | 5532P811 | Standalone | DE0018575 | As per HSA registered indication(s)
Orthopaedics | Total knee replacement (TKR) | TKR tibial insert | TKR tibial insert - Unconstrained - Polyethylene | Stryker RHQ NL-LIM Limerick | TRIATHLON #1 PS INSERT 13MM | 5532P113 | Standalone | DE0018575 | As per HSA registered indication(s)
Orthopaedics | Total knee replacement (TKR) | TKR tibial insert | TKR tibial insert - Unconstrained - Polyethylene | Stryker RHQ NL-LIM Limerick | TRIATHLON #2 PS INSERT 13MM | 5532P213 | Standalone | DE0018575 | As per HSA registered indication(s)
Orthopaedics | Total knee replacement (TKR) | TKR tibial insert | TKR tibial insert - Unconstrained - Polyethylene | Stryker RHQ NL-LIM Limerick | TRIATHLON #3 PS INSERT 13MM | 5532P313 | Standalone | DE0018575 | As per HSA registered indication(s)
Orthopaedics | Total knee replacement (TKR) | TKR tibial insert | TKR tibial insert - Unconstrained - Polyethylene | Stryker RHQ NL-LIM Limerick | TRIATHLON #4 PS INSERT 13MM | 5532P413 | Standalone | DE0018575 | As per HSA registered indication(s)
Orthopaedics | Total knee replacement (TKR) | TKR tibial insert | TKR tibial insert - Unconstrained - Polyethylene | Stryker RHQ NL-LIM Limerick | TRIATHLON #5 PS INSERT 13MM | 5532P513 | Standalone | DE0018575 | As per HSA registered indication(s)
Orthopaedics | Total knee replacement (TKR) | TKR tibial insert | TKR tibial insert - Unconstrained - Polyethylene | Stryker RHQ NL-LIM Limerick | TRIATHLON #6 PS INSERT 13MM | 5532P613 | Standalone | DE0018575 | As per HSA registered indication(s)
Orthopaedics | Total knee replacement (TKR) | TKR tibial insert | TKR tibial insert - Unconstrained - Polyethylene | Stryker RHQ NL-LIM Limerick | TRIATHLON #7 PS INSERT 13MM | 5532P713 | Standalone | DE0018575 | As per HSA registered indication(s)
Orthopaedics | Total knee replacement (TKR) | TKR tibial insert | TKR tibial insert - Unconstrained - Polyethylene | Stryker RHQ NL-LIM Limerick | TRIATHLON #8 PS INSERT 13MM | 5532P813 | Standalone | DE0018575 | As per HSA registered indication(s)
Orthopaedics | Total knee replacement (TKR) | TKR tibial insert | TKR tibial insert - Unconstrained - Polyethylene | Stryker RHQ NL-LIM Limerick | TRIATHLON #1 PS INSERT 16MM | 5532P116 | Standalone | DE0018575 | As per HSA registered indication(s)
Orthopaedics | Total knee replacement (TKR) | TKR tibial insert | TKR tibial insert - Unconstrained - Polyethylene | Stryker RHQ NL-LIM Limerick | TRIATHLON #2 PS INSERT 16MM | 5532P216 | Standalone | DE0018575 | As per HSA registered indication(s)
Orthopaedics | Total knee replacement (TKR) | TKR tibial insert | TKR tibial insert - Unconstrained - Polyethylene | Stryker RHQ NL-LIM Limerick | TRIATHLON #3 PS INSERT 16MM | 5532P316 | Standalone | DE0018575 | As per HSA registered indication(s)
Orthopaedics | Total knee replacement (TKR) | TKR tibial insert | TKR tibial insert - Unconstrained - Polyethylene | Stryker RHQ NL-LIM Limerick | TRIATHLON #4 PS INSERT 16MM | 5532P416 | Standalone | DE0018575 | As per HSA registered indication(s)
Orthopaedics | Total knee replacement (TKR) | TKR tibial insert | TKR tibial insert - Unconstrained - Polyethylene | Stryker RHQ NL-LIM Limerick | TRIATHLON #5 PS INSERT 16MM | 5532P516 | Standalone | DE0018575 | As per HSA registered indication(s)
Orthopaedics | Total knee replacement (TKR) | TKR tibial insert | TKR tibial insert - Unconstrained - Polyethylene | Stryker RHQ NL-LIM Limerick | TRIATHLON #6 PS INSERT 16MM | 5532P616 | Standalone | DE0018575 | As per HSA registered indication(s)
Orthopaedics | Total knee replacement (TKR) | TKR tibial insert | TKR tibial insert - Unconstrained - Polyethylene | Stryker RHQ NL-LIM Limerick | TRIATHLON #7 PS INSERT 16MM | 5532P716 | Standalone | DE0018575 | As per HSA registered indication(s)
Orthopaedics | Total knee replacement (TKR) | TKR tibial insert | TKR tibial insert - Unconstrained - Polyethylene | Stryker RHQ NL-LIM Limerick | TRIATHLON #8 PS INSERT 16MM | 5532P816 | Standalone | DE0018575 | As per HSA registered indication(s)
Orthopaedics | Total knee replacement (TKR) | TKR tibial insert | TKR tibial insert - Unconstrained - Polyethylene | Stryker RHQ NL-LIM Limerick | TRIATHLON #1 PS INSERT 19MM | 5532P119 | Standalone | DE0018575 | As per HSA registered indication(s)
Orthopaedics | Total knee replacement (TKR) | TKR tibial insert | TKR tibial insert - Unconstrained - Polyethylene | Stryker RHQ NL-LIM Limerick | TRIATHLON #2 PS INSERT 19MM | 5532P219 | Standalone | DE0018575 | As per HSA registered indication(s)
Orthopaedics | Total knee replacement (TKR) | TKR tibial insert | TKR tibial insert - Unconstrained - Polyethylene | Stryker RHQ NL-LIM Limerick | TRIATHLON #3 PS INSERT 19MM | 5532P319 | Standalone | DE0018575 | As per HSA registered indication(s)
Orthopaedics | Total knee replacement (TKR) | TKR tibial insert | TKR tibial insert - Unconstrained - Polyethylene | Stryker RHQ NL-LIM Limerick | TRIATHLON #4 PS INSERT 19MM | 5532P419 | Standalone | DE0018575 | As per HSA registered indication(s)
Orthopaedics | Total knee replacement (TKR) | TKR tibial insert | TKR tibial insert - Unconstrained - Polyethylene | Stryker RHQ NL-LIM Limerick | TRIATHLON #5 PS INSERT 19MM | 5532P519 | Standalone | DE0018575 | As per HSA registered indication(s)
Orthopaedics | Total knee replacement (TKR) | TKR tibial insert | TKR tibial insert - Unconstrained - Polyethylene | Stryker RHQ NL-LIM Limerick | TRIATHLON #6 PS INSERT 19MM | 5532P619 | Standalone | DE0018575 | As per HSA registered indication(s)
Orthopaedics | Total knee replacement (TKR) | TKR tibial insert | TKR tibial insert - Unconstrained - Polyethylene | Stryker RHQ NL-LIM Limerick | TRIATHLON #7 PS INSERT 19MM | 5532P719 | Standalone | DE0018575 | As per HSA registered indication(s)
Orthopaedics | Total knee replacement (TKR) | TKR tibial insert | TKR tibial insert - Unconstrained - Polyethylene | Stryker RHQ NL-LIM Limerick | TRIATHLON #8 PS INSERT 19MM | 5532P819 | Standalone | DE0018575 | As per HSA registered indication(s)
Orthopaedics | Total knee replacement (TKR) | TKR tibial insert | TKR tibial insert - Unconstrained - Polyethylene | Stryker RHQ NL-LIM Limerick | TRIATHLON #1 PS INSERT 22MM | 5532P122 | Standalone | DE0018575 | As per HSA registered indication(s)
Orthopaedics | Total knee replacement (TKR) | TKR tibial insert | TKR tibial insert - Unconstrained - Polyethylene | Stryker RHQ NL-LIM Limerick | TRIATHLON #2 PS INSERT 22MM | 5532P222 | Standalone | DE0018575 | As per HSA registered indication(s)
Orthopaedics | Total knee replacement (TKR) | TKR tibial insert | TKR tibial insert - Unconstrained - Polyethylene | Stryker RHQ NL-LIM Limerick | TRIATHLON #3 PS INSERT 22MM | 5532P322 | Standalone | DE0018575 | As per HSA registered indication(s)
Orthopaedics | Total knee replacement (TKR) | TKR tibial insert | TKR tibial insert - Unconstrained - Polyethylene | Stryker RHQ NL-LIM Limerick | TRIATHLON #4 PS INSERT 22MM | 5532P422 | Standalone | DE0018575 | As per HSA registered indication(s)
Orthopaedics | Total knee replacement (TKR) | TKR tibial insert | TKR tibial insert - Unconstrained - Polyethylene | Stryker RHQ NL-LIM Limerick | TRIATHLON #5 PS INSERT 22MM | 5532P522 | Standalone | DE0018575 | As per HSA registered indication(s)
Orthopaedics | Total knee replacement (TKR) | TKR tibial insert | TKR tibial insert - Unconstrained - Polyethylene | Stryker RHQ NL-LIM Limerick | TRIATHLON #6 PS INSERT 22MM | 5532P622 | Standalone | DE0018575 | As per HSA registered indication(s)
Orthopaedics | Total knee replacement (TKR) | TKR tibial insert | TKR tibial insert - Unconstrained - Polyethylene | Stryker RHQ NL-LIM Limerick | TRIATHLON #7 PS INSERT 22MM | 5532P722 | Standalone | DE0018575 | As per HSA registered indication(s)
Orthopaedics | Total knee replacement (TKR) | TKR tibial insert | TKR tibial insert - Unconstrained - Polyethylene | Stryker RHQ NL-LIM Limerick | TRIATHLON #8 PS INSERT 22MM | 5532P822 | Standalone | DE0018575 | As per HSA registered indication(s)
Orthopaedics | Total knee replacement (TKR) | TKR tibial insert | TKR tibial insert - Unconstrained - Polyethylene | Stryker RHQ NL-LIM Limerick | TRIATHLON TIBIAL BEARING INSERT CR - SIZE #1, 10MM | 5530P110 | Standalone | DE0018575 | As per HSA registered indication(s)
Orthopaedics | Total knee replacement (TKR) | TKR tibial insert | TKR tibial insert - Unconstrained - Polyethylene | Stryker RHQ NL-LIM Limerick | TRIATHLON TIBIAL BEARING INSERT CR - SIZE #1, 12MM | 5530P112 | Standalone | DE0018575 | As per HSA registered indication(s)
Orthopaedics | Total knee replacement (TKR) | TKR tibial insert | TKR tibial insert - Unconstrained - Polyethylene | Stryker RHQ NL-LIM Limerick | TRIATHLON TIBIAL BEARING INSERT CR - SIZE #1, 14MM | 5530P114 | Standalone | DE0018575 | As per HSA registered indication(s)
Orthopaedics | Total knee replacement (TKR) | TKR tibial insert | TKR tibial insert - Unconstrained - Polyethylene | Stryker RHQ NL-LIM Limerick | TRIATHLON TIBIAL BEARING INSERT CR - SIZE #2, 10MM | 5530P210 | Standalone | DE0018575 | As per HSA registered indication(s)
Orthopaedics | Total knee replacement (TKR) | TKR tibial insert | TKR tibial insert - Unconstrained - Polyethylene | Stryker RHQ NL-LIM Limerick | TRIATHLON TIBIAL BEARING INSERT CR - SIZE #2, 12MM | 5530P212 | Standalone | DE0018575 | As per HSA registered indication(s)
Orthopaedics | Total knee replacement (TKR) | TKR tibial insert | TKR tibial insert - Unconstrained - Polyethylene | Stryker RHQ NL-LIM Limerick | TRIATHLON TIBIAL BEARING INSERT CR - SIZE #2, 14MM | 5530P214 | Standalone | DE0018575 | As per HSA registered indication(s)
Orthopaedics | Total knee replacement (TKR) | TKR tibial insert | TKR tibial insert - Unconstrained - Polyethylene | Stryker RHQ NL-LIM Limerick | TRIATHLON TIBIAL BEARING INSERT CR - SIZE #3, 10MM | 5530P310 | Standalone | DE0018575 | As per HSA registered indication(s)
Orthopaedics | Total knee replacement (TKR) | TKR tibial insert | TKR tibial insert - Unconstrained - Polyethylene | Stryker RHQ NL-LIM Limerick | TRIATHLON TIBIAL BEARING INSERT CR - SIZE #3, 12MM | 5530P312 | Standalone | DE0018575 | As per HSA registered indication(s)
Orthopaedics | Total knee replacement (TKR) | TKR tibial insert | TKR tibial insert - Unconstrained - Polyethylene | Stryker RHQ NL-LIM Limerick | TRIATHLON TIBIAL BEARING INSERT CR - SIZE #3, 14MM | 5530P314 | Standalone | DE0018575 | As per HSA registered indication(s)
Orthopaedics | Total knee replacement (TKR) | TKR tibial insert | TKR tibial insert - Unconstrained - Polyethylene | Stryker RHQ NL-LIM Limerick | TRIATHLON TIBIAL BEARING INSERT CR - SIZE #4, 10MM | 5530P410 | Standalone | DE0018575 | As per HSA registered indication(s)
Orthopaedics | Total knee replacement (TKR) | TKR tibial insert | TKR tibial insert - Unconstrained - Polyethylene | Stryker RHQ NL-LIM Limerick | TRIATHLON TIBIAL BEARING INSERT CR - SIZE #4, 12MM | 5530P412 | Standalone | DE0018575 | As per HSA registered indication(s)
Orthopaedics | Total knee replacement (TKR) | TKR tibial insert | TKR tibial insert - Unconstrained - Polyethylene | Stryker RHQ NL-LIM Limerick | TRIATHLON TIBIAL BEARING INSERT CR - SIZE #4, 14MM | 5530P414 | Standalone | DE0018575 | As per HSA registered indication(s)
Orthopaedics | Total knee replacement (TKR) | TKR tibial insert | TKR tibial insert - Unconstrained - Polyethylene | Stryker RHQ NL-LIM Limerick | TRIATHLON TIBIAL BEARING INSERT CR - SIZE #5, 10MM | 5530P510 | Standalone | DE0018575 | As per HSA registered indication(s)
Orthopaedics | Total knee replacement (TKR) | TKR tibial insert | TKR tibial insert - Unconstrained - Polyethylene | Stryker RHQ NL-LIM Limerick | TRIATHLON TIBIAL BEARING INSERT CR - SIZE #5, 12MM | 5530P512 | Standalone | DE0018575 | As per HSA registered indication(s)
Orthopaedics | Total knee replacement (TKR) | TKR tibial insert | TKR tibial insert - Unconstrained - Polyethylene | Stryker RHQ NL-LIM Limerick | TRIATHLON TIBIAL BEARING INSERT CR - SIZE #5, 14MM | 5530P514 | Standalone | DE0018575 | As per HSA registered indication(s)
Orthopaedics | Total knee replacement (TKR) | TKR tibial insert | TKR tibial insert - Unconstrained - Polyethylene | Stryker RHQ NL-LIM Limerick | TRIATHLON TIBIAL BEARING INSERT CR - SIZE #6, 10MM | 5530P610 | Standalone | DE0018575 | As per HSA registered indication(s)
Orthopaedics | Total knee replacement (TKR) | TKR tibial insert | TKR tibial insert - Unconstrained - Polyethylene | Stryker RHQ NL-LIM Limerick | TRIATHLON TIBIAL BEARING INSERT CR - SIZE #6, 12MM | 5530P612 | Standalone | DE0018575 | As per HSA registered indication(s)
Orthopaedics | Total knee replacement (TKR) | TKR tibial insert | TKR tibial insert - Unconstrained - Polyethylene | Stryker RHQ NL-LIM Limerick | TRIATHLON TIBIAL BEARING INSERT CR - SIZE #6, 14MM | 5530P614 | Standalone | DE0018575 | As per HSA registered indication(s)
Orthopaedics | Total knee replacement (TKR) | TKR tibial insert | TKR tibial insert - Unconstrained - Polyethylene | Stryker RHQ NL-LIM Limerick | TRIATHLON TIBIAL BEARING INSERT CR - SIZE #7, 10MM | 5530P710 | Standalone | DE0018575 | As per HSA registered indication(s)
Orthopaedics | Total knee replacement (TKR) | TKR tibial insert | TKR tibial insert - Unconstrained - Polyethylene | Stryker RHQ NL-LIM Limerick | TRIATHLON TIBIAL BEARING INSERT CR - SIZE #7, 12MM | 5530P712 | Standalone | DE0018575 | As per HSA registered indication(s)
Orthopaedics | Total knee replacement (TKR) | TKR tibial insert | TKR tibial insert - Unconstrained - Polyethylene | Stryker RHQ NL-LIM Limerick | TRIATHLON TIBIAL BEARING INSERT CR - SIZE #7, 14MM | 5530P714 | Standalone | DE0018575 | As per HSA registered indication(s)
Orthopaedics | Total knee replacement (TKR) | TKR tibial insert | TKR tibial insert - Unconstrained - Polyethylene | Stryker RHQ NL-LIM Limerick | TRIATHLON TIBIAL BEARING INSERT CR - SIZE #8, 10MM | 5530P810 | Standalone | DE0018575 | As per HSA registered indication(s)
Orthopaedics | Total knee replacement (TKR) | TKR tibial insert | TKR tibial insert - Unconstrained - Polyethylene | Stryker RHQ NL-LIM Limerick | TRIATHLON TIBIAL BEARING INSERT CR - SIZE #8, 12MM | 5530P812 | Standalone | DE0018575 | As per HSA registered indication(s)
Orthopaedics | Total knee replacement (TKR) | TKR tibial insert | TKR tibial insert - Unconstrained - Polyethylene | Stryker RHQ NL-LIM Limerick | TRIATHLON TIBIAL BEARING INSERT CR - SIZE #8, 14MM | 5530P814 | Standalone | DE0018575 | As per HSA registered indication(s)
Orthopaedics | Total knee replacement (TKR) | TKR tibial insert | TKR tibial insert - Unconstrained - Polyethylene | Stryker RHQ NL-LIM Limerick | TRIATHLON TIBIAL BEARING INSERT CS - SIZE #1, 10MM | 5531P110 | Standalone | DE0018575 | As per HSA registered indication(s)
Orthopaedics | Total knee replacement (TKR) | TKR tibial insert | TKR tibial insert - Unconstrained - Polyethylene | Stryker RHQ NL-LIM Limerick | TRIATHLON TIBIAL BEARING INSERT CS - SIZE #1, 12MM | 5531P112 | Standalone | DE0018575 | As per HSA registered indication(s)
Orthopaedics | Total knee replacement (TKR) | TKR tibial insert | TKR tibial insert - Unconstrained - Polyethylene | Stryker RHQ NL-LIM Limerick | TRIATHLON TIBIAL BEARING INSERT CS - SIZE #1, 14MM | 5531P114 | Standalone | DE0018575 | As per HSA registered indication(s)
Orthopaedics | Total knee replacement (TKR) | TKR tibial insert | TKR tibial insert - Unconstrained - Polyethylene | Stryker RHQ NL-LIM Limerick | TRIATHLON TIBIAL BEARING INSERT CS - SIZE #2, 10MM | 5531P210 | Standalone | DE0018575 | As per HSA registered indication(s)
Orthopaedics | Total knee replacement (TKR) | TKR tibial insert | TKR tibial insert - Unconstrained - Polyethylene | Stryker RHQ NL-LIM Limerick | TRIATHLON TIBIAL BEARING INSERT CS - SIZE #2, 12MM | 5531P212 | Standalone | DE0018575 | As per HSA registered indication(s)
Orthopaedics | Total knee replacement (TKR) | TKR tibial insert | TKR tibial insert - Unconstrained - Polyethylene | Stryker RHQ NL-LIM Limerick | TRIATHLON TIBIAL BEARING INSERT CS - SIZE #2, 14MM | 5531P214 | Standalone | DE0018575 | As per HSA registered indication(s)
Orthopaedics | Total knee replacement (TKR) | TKR tibial insert | TKR tibial insert - Unconstrained - Polyethylene | Stryker RHQ NL-LIM Limerick | TRIATHLON TIBIAL BEARING INSERT CS - SIZE #3, 10MM | 5531P310 | Standalone | DE0018575 | As per HSA registered indication(s)
Orthopaedics | Total knee replacement (TKR) | TKR tibial insert | TKR tibial insert - Unconstrained - Polyethylene | Stryker RHQ NL-LIM Limerick | TRIATHLON TIBIAL BEARING INSERT CS - SIZE #3, 12MM | 5531P312 | Standalone | DE0018575 | As per HSA registered indication(s)
Orthopaedics | Total knee replacement (TKR) | TKR tibial insert | TKR tibial insert - Unconstrained - Polyethylene | Stryker RHQ NL-LIM Limerick | TRIATHLON TIBIAL BEARING INSERT CS - SIZE #3, 14MM | 5531P314 | Standalone | DE0018575 | As per HSA registered indication(s)
Orthopaedics | Total knee replacement (TKR) | TKR tibial insert | TKR tibial insert - Unconstrained - Polyethylene | Stryker RHQ NL-LIM Limerick | TRIATHLON TIBIAL BEARING INSERT CS - SIZE #4, 10MM | 5531P410 | Standalone | DE0018575 | As per HSA registered indication(s)
Orthopaedics | Total knee replacement (TKR) | TKR tibial insert | TKR tibial insert - Unconstrained - Polyethylene | Stryker RHQ NL-LIM Limerick | TRIATHLON TIBIAL BEARING INSERT CS - SIZE #4, 12MM | 5531P412 | Standalone | DE0018575 | As per HSA registered indication(s)
Orthopaedics | Total knee replacement (TKR) | TKR tibial insert | TKR tibial insert - Unconstrained - Polyethylene | Stryker RHQ NL-LIM Limerick | TRIATHLON TIBIAL BEARING INSERT CS - SIZE #4, 14MM | 5531P414 | Standalone | DE0018575 | As per HSA registered indication(s)
Orthopaedics | Total knee replacement (TKR) | TKR tibial insert | TKR tibial insert - Unconstrained - Polyethylene | Stryker RHQ NL-LIM Limerick | TRIATHLON TIBIAL BEARING INSERT CS - SIZE #5, 10MM | 5531P510 | Standalone | DE0018575 | As per HSA registered indication(s)
Orthopaedics | Total knee replacement (TKR) | TKR tibial insert | TKR tibial insert - Unconstrained - Polyethylene | Stryker RHQ NL-LIM Limerick | TRIATHLON TIBIAL BEARING INSERT CS - SIZE #5, 12MM | 5531P512 | Standalone | DE0018575 | As per HSA registered indication(s)
Orthopaedics | Total knee replacement (TKR) | TKR tibial insert | TKR tibial insert - Unconstrained - Polyethylene | Stryker RHQ NL-LIM Limerick | TRIATHLON TIBIAL BEARING INSERT CS - SIZE #5, 14MM | 5531P514 | Standalone | DE0018575 | As per HSA registered indication(s)
Orthopaedics | Total knee replacement (TKR) | TKR tibial insert | TKR tibial insert - Unconstrained - Polyethylene | Stryker RHQ NL-LIM Limerick | TRIATHLON TIBIAL BEARING INSERT CS - SIZE #6, 10MM | 5531P610 | Standalone | DE0018575 | As per HSA registered indication(s)
Orthopaedics | Total knee replacement (TKR) | TKR tibial insert | TKR tibial insert - Unconstrained - Polyethylene | Stryker RHQ NL-LIM Limerick | TRIATHLON TIBIAL BEARING INSERT CS - SIZE #6, 12MM | 5531P612 | Standalone | DE0018575 | As per HSA registered indication(s)
Orthopaedics | Total knee replacement (TKR) | TKR tibial insert | TKR tibial insert - Unconstrained - Polyethylene | Stryker RHQ NL-LIM Limerick | TRIATHLON TIBIAL BEARING INSERT CS - SIZE #6, 14MM | 5531P614 | Standalone | DE0018575 | As per HSA registered indication(s)
Orthopaedics | Total knee replacement (TKR) | TKR tibial insert | TKR tibial insert - Unconstrained - Polyethylene | Stryker RHQ NL-LIM Limerick | TRIATHLON TIBIAL BEARING INSERT CS - SIZE #7, 10MM | 5531P710 | Standalone | DE0018575 | As per HSA registered indication(s)
Orthopaedics | Total knee replacement (TKR) | TKR tibial insert | TKR tibial insert - Unconstrained - Polyethylene | Stryker RHQ NL-LIM Limerick | TRIATHLON TIBIAL BEARING INSERT CS - SIZE #7, 12MM | 5531P712 | Standalone | DE0018575 | As per HSA registered indication(s)
Orthopaedics | Total knee replacement (TKR) | TKR tibial insert | TKR tibial insert - Unconstrained - Polyethylene | Stryker RHQ NL-LIM Limerick | TRIATHLON TIBIAL BEARING INSERT CS - SIZE #7, 14MM | 5531P714 | Standalone | DE0018575 | As per HSA registered indication(s)
Orthopaedics | Total knee replacement (TKR) | TKR tibial insert | TKR tibial insert - Unconstrained - Polyethylene | Stryker RHQ NL-LIM Limerick | TRIATHLON TIBIAL BEARING INSERT CS - SIZE #8, 10MM | 5531P810 | Standalone | DE0018575 | As per HSA registered indication(s)
Orthopaedics | Total knee replacement (TKR) | TKR tibial insert | TKR tibial insert - Unconstrained - Polyethylene | Stryker RHQ NL-LIM Limerick | TRIATHLON TIBIAL BEARING INSERT CS - SIZE #8, 12MM | 5531P812 | Standalone | DE0018575 | As per HSA registered indication(s)
Orthopaedics | Total knee replacement (TKR) | TKR tibial insert | TKR tibial insert - Unconstrained - Polyethylene | Stryker RHQ NL-LIM Limerick | TRIATHLON TIBIAL BEARING INSERT CS - SIZE #8, 14MM | 5531P814 | Standalone | DE0018575 | As per HSA registered indication(s)
Orthopaedics | Total knee replacement (TKR) | TKR tibial insert | TKR tibial insert - Unconstrained - Polyethylene | Stryker RHQ NL-LIM Limerick | TRIATHLON TIBIAL BEARING INSERT PS - SIZE #1, 10MM | 5532P110 | Standalone | DE0018575 | As per HSA registered indication(s)
Orthopaedics | Total knee replacement (TKR) | TKR tibial insert | TKR tibial insert - Unconstrained - Polyethylene | Stryker RHQ NL-LIM Limerick | TRIATHLON TIBIAL BEARING INSERT PS - SIZE #1, 12MM | 5532P112 | Standalone | DE0018575 | As per HSA registered indication(s)
Orthopaedics | Total knee replacement (TKR) | TKR tibial insert | TKR tibial insert - Unconstrained - Polyethylene | Stryker RHQ NL-LIM Limerick | TRIATHLON TIBIAL BEARING INSERT PS - SIZE #1, 14MM | 5532P114 | Standalone | DE0018575 | As per HSA registered indication(s)
Orthopaedics | Total knee replacement (TKR) | TKR tibial insert | TKR tibial insert - Unconstrained - Polyethylene | Stryker RHQ NL-LIM Limerick | TRIATHLON TIBIAL BEARING INSERT PS - SIZE #2, 10MM | 5532P210 | Standalone | DE0018575 | As per HSA registered indication(s)
Orthopaedics | Total knee replacement (TKR) | TKR tibial insert | TKR tibial insert - Unconstrained - Polyethylene | Stryker RHQ NL-LIM Limerick | TRIATHLON TIBIAL BEARING INSERT PS - SIZE #2, 12MM | 5532P212 | Standalone | DE0018575 | As per HSA registered indication(s)
Orthopaedics | Total knee replacement (TKR) | TKR tibial insert | TKR tibial insert - Unconstrained - Polyethylene | Stryker RHQ NL-LIM Limerick | TRIATHLON TIBIAL BEARING INSERT PS - SIZE #2, 14MM | 5532P214 | Standalone | DE0018575 | As per HSA registered indication(s)
Orthopaedics | Total knee replacement (TKR) | TKR tibial insert | TKR tibial insert - Unconstrained - Polyethylene | Stryker RHQ NL-LIM Limerick | TRIATHLON TIBIAL BEARING INSERT PS - SIZE #3, 10MM | 5532P310 | Standalone | DE0018575 | As per HSA registered indication(s)
Orthopaedics | Total knee replacement (TKR) | TKR tibial insert | TKR tibial insert - Unconstrained - Polyethylene | Stryker RHQ NL-LIM Limerick | TRIATHLON TIBIAL BEARING INSERT PS - SIZE #3, 12MM | 5532P312 | Standalone | DE0018575 | As per HSA registered indication(s)
Orthopaedics | Total knee replacement (TKR) | TKR tibial insert | TKR tibial insert - Unconstrained - Polyethylene | Stryker RHQ NL-LIM Limerick | TRIATHLON TIBIAL BEARING INSERT PS - SIZE #3, 14MM | 5532P314 | Standalone | DE0018575 | As per HSA registered indication(s)
Orthopaedics | Total knee replacement (TKR) | TKR tibial insert | TKR tibial insert - Unconstrained - Polyethylene | Stryker RHQ NL-LIM Limerick | TRIATHLON TIBIAL BEARING INSERT PS - SIZE #4, 10MM | 5532P410 | Standalone | DE0018575 | As per HSA registered indication(s)
Orthopaedics | Total knee replacement (TKR) | TKR tibial insert | TKR tibial insert - Unconstrained - Polyethylene | Stryker RHQ NL-LIM Limerick | TRIATHLON TIBIAL BEARING INSERT PS - SIZE #4, 12MM | 5532P412 | Standalone | DE0018575 | As per HSA registered indication(s)
Orthopaedics | Total knee replacement (TKR) | TKR tibial insert | TKR tibial insert - Unconstrained - Polyethylene | Stryker RHQ NL-LIM Limerick | TRIATHLON TIBIAL BEARING INSERT PS - SIZE #4, 14MM | 5532P414 | Standalone | DE0018575 | As per HSA registered indication(s)
Orthopaedics | Total knee replacement (TKR) | TKR tibial insert | TKR tibial insert - Unconstrained - Polyethylene | Stryker RHQ NL-LIM Limerick | TRIATHLON TIBIAL BEARING INSERT PS - SIZE #5, 10MM | 5532P510 | Standalone | DE0018575 | As per HSA registered indication(s)
Orthopaedics | Total knee replacement (TKR) | TKR tibial insert | TKR tibial insert - Unconstrained - Polyethylene | Stryker RHQ NL-LIM Limerick | TRIATHLON TIBIAL BEARING INSERT PS - SIZE #5, 12MM | 5532P512 | Standalone | DE0018575 | As per HSA registered indication(s)
Orthopaedics | Total knee replacement (TKR) | TKR tibial insert | TKR tibial insert - Unconstrained - Polyethylene | Stryker RHQ NL-LIM Limerick | TRIATHLON TIBIAL BEARING INSERT PS - SIZE #5, 14MM | 5532P514 | Standalone | DE0018575 | As per HSA registered indication(s)
Orthopaedics | Total knee replacement (TKR) | TKR tibial insert | TKR tibial insert - Unconstrained - Polyethylene | Stryker RHQ NL-LIM Limerick | TRIATHLON TIBIAL BEARING INSERT PS - SIZE #6, 10MM | 5532P610 | Standalone | DE0018575 | As per HSA registered indication(s)
Orthopaedics | Total knee replacement (TKR) | TKR tibial insert | TKR tibial insert - Unconstrained - Polyethylene | Stryker RHQ NL-LIM Limerick | TRIATHLON TIBIAL BEARING INSERT PS - SIZE #6, 12MM | 5532P612 | Standalone | DE0018575 | As per HSA registered indication(s)
Orthopaedics | Total knee replacement (TKR) | TKR tibial insert | TKR tibial insert - Unconstrained - Polyethylene | Stryker RHQ NL-LIM Limerick | TRIATHLON TIBIAL BEARING INSERT PS - SIZE #6, 14MM | 5532P614 | Standalone | DE0018575 | As per HSA registered indication(s)
Orthopaedics | Total knee replacement (TKR) | TKR tibial insert | TKR tibial insert - Unconstrained - Polyethylene | Stryker RHQ NL-LIM Limerick | TRIATHLON TIBIAL BEARING INSERT PS - SIZE #7, 10MM | 5532P710 | Standalone | DE0018575 | As per HSA registered indication(s)
Orthopaedics | Total knee replacement (TKR) | TKR tibial insert | TKR tibial insert - Unconstrained - Polyethylene | Stryker RHQ NL-LIM Limerick | TRIATHLON TIBIAL BEARING INSERT PS - SIZE #7, 12MM | 5532P712 | Standalone | DE0018575 | As per HSA registered indication(s)
Orthopaedics | Total knee replacement (TKR) | TKR tibial insert | TKR tibial insert - Unconstrained - Polyethylene | Stryker RHQ NL-LIM Limerick | TRIATHLON TIBIAL BEARING INSERT PS - SIZE #7, 14MM | 5532P714 | Standalone | DE0018575 | As per HSA registered indication(s)
Orthopaedics | Total knee replacement (TKR) | TKR tibial insert | TKR tibial insert - Unconstrained - Polyethylene | Stryker RHQ NL-LIM Limerick | TRIATHLON TIBIAL BEARING INSERT PS - SIZE #8, 10MM | 5532P810 | Standalone | DE0018575 | As per HSA registered indication(s)
Orthopaedics | Total knee replacement (TKR) | TKR tibial insert | TKR tibial insert - Unconstrained - Polyethylene | Stryker RHQ NL-LIM Limerick | TRIATHLON TIBIAL BEARING INSERT PS - SIZE #8, 12MM | 5532P812 | Standalone | DE0018575 | As per HSA registered indication(s)
Orthopaedics | Total knee replacement (TKR) | TKR tibial insert | TKR tibial insert - Unconstrained - Polyethylene | Stryker RHQ NL-LIM Limerick | TRIATHLON TIBIAL BEARING INSERT PS - SIZE #8, 14MM | 5532P814 | Standalone | DE0018575 | As per HSA registered indication(s)
Orthopaedics | Total knee replacement (TKR) | TKR tibial insert | TKR tibial insert - Unconstrained - Polyethylene | Stryker RHQ NL-SHC Cork | SCORPIO NRG TIB INSERT #3 8MM | 8230308 | Standalone | DE0004430 | As per HSA registered indication(s)
Orthopaedics | Total knee replacement (TKR) | TKR tibial insert | TKR tibial insert - Unconstrained - Polyethylene | Stryker RHQ NL-SHC Cork | SCORPIO NRG TIB INSERT #3 10MM | 8230310 | Standalone | DE0004430 | As per HSA registered indication(s)
Orthopaedics | Total knee replacement (TKR) | TKR tibial insert | TKR tibial insert - Unconstrained - Polyethylene | Stryker RHQ NL-SHC Cork | SCORPIO NRG TIB INSERT #3 12MM | 8230312 | Standalone | DE0004430 | As per HSA registered indication(s)
Orthopaedics | Total knee replacement (TKR) | TKR tibial insert | TKR tibial insert - Unconstrained - Polyethylene | Stryker RHQ NL-SHC Cork | SCORPIO NRG TIB INSERT #3 15MM | 8230315 | Standalone | DE0004430 | As per HSA registered indication(s)
Orthopaedics | Total knee replacement (TKR) | TKR tibial insert | TKR tibial insert - Unconstrained - Polyethylene | Stryker RHQ NL-SHC Cork | SCORPIO NRG TIB INSERT #3 18MM | 8230318 | Standalone | DE0004430 | As per HSA registered indication(s)
Orthopaedics | Total knee replacement (TKR) | TKR tibial insert | TKR tibial insert - Unconstrained - Polyethylene | Stryker RHQ NL-SHC Cork | SCORPIO NRG TIB INSERT #3 21MM | 8230321 | Standalone | DE0004430 | As per HSA registered indication(s)
Orthopaedics | Total knee replacement (TKR) | TKR tibial insert | TKR tibial insert - Unconstrained - Polyethylene | Stryker RHQ NL-SHC Cork | SCORPIO NRG TIB INSERT #3 24MM | 8230324 | Standalone | DE0004430 | As per HSA registered indication(s)
Orthopaedics | Total knee replacement (TKR) | TKR tibial insert | TKR tibial insert - Unconstrained - Polyethylene | Stryker RHQ NL-SHC Cork | SCORPIO NRG TIB INSERT #5 8MM | 8230508 | Standalone | DE0004430 | As per HSA registered indication(s)
Orthopaedics | Total knee replacement (TKR) | TKR tibial insert | TKR tibial insert - Unconstrained - Polyethylene | Stryker RHQ NL-SHC Cork | SCORPIO NRG TIB INSERT #5 10MM | 8230510 | Standalone | DE0004430 | As per HSA registered indication(s)
Orthopaedics | Total knee replacement (TKR) | TKR tibial insert | TKR tibial insert - Unconstrained - Polyethylene | Stryker RHQ NL-SHC Cork | SCORPIO NRG TIB INSERT #5 12MM | 8230512 | Standalone | DE0004430 | As per HSA registered indication(s)
Orthopaedics | Total knee replacement (TKR) | TKR tibial insert | TKR tibial insert - Unconstrained - Polyethylene | Stryker RHQ NL-SHC Cork | SCORPIO NRG TIB INSERT #5 15MM | 8230515 | Standalone | DE0004430 | As per HSA registered indication(s)
Orthopaedics | Total knee replacement (TKR) | TKR tibial insert | TKR tibial insert - Unconstrained - Polyethylene | Stryker RHQ NL-SHC Cork | SCORPIO NRG TIB INSERT #5 18MM | 8230518 | Standalone | DE0004430 | As per HSA registered indication(s)
Orthopaedics | Total knee replacement (TKR) | TKR tibial insert | TKR tibial insert - Unconstrained - Polyethylene | Stryker RHQ NL-SHC Cork | SCORPIO NRG TIB INSERT #5 21MM | 8230521 | Standalone | DE0004430 | As per HSA registered indication(s)
Orthopaedics | Total knee replacement (TKR) | TKR tibial insert | TKR tibial insert - Unconstrained - Polyethylene | Stryker RHQ NL-SHC Cork | SCORPIO NRG TIB INSERT #5 24MM | 8230524 | Standalone | DE0004430 | As per HSA registered indication(s)
Orthopaedics | Total knee replacement (TKR) | TKR tibial insert | TKR tibial insert - Unconstrained - Polyethylene | Stryker RHQ NL-SHC Cork | SCORPIO NRG TIB INSERT #7 8MM | 8230708 | Standalone | DE0004430 | As per HSA registered indication(s)
Orthopaedics | Total knee replacement (TKR) | TKR tibial insert | TKR tibial insert - Unconstrained - Polyethylene | Stryker RHQ NL-SHC Cork | SCORPIO NRG TIB INSERT #7 10MM | 8230710 | Standalone | DE0004430 | As per HSA registered indication(s)
Orthopaedics | Total knee replacement (TKR) | TKR tibial insert | TKR tibial insert - Unconstrained - Polyethylene | Stryker RHQ NL-SHC Cork | SCORPIO NRG TIB INSERT #7 12MM | 8230712 | Standalone | DE0004430 | As per HSA registered indication(s)
Orthopaedics | Total knee replacement (TKR) | TKR tibial insert | TKR tibial insert - Unconstrained - Polyethylene | Stryker RHQ NL-SHC Cork | SCORPIO NRG TIB INSERT #7 15MM | 8230715 | Standalone | DE0004430 | As per HSA registered indication(s)
Orthopaedics | Total knee replacement (TKR) | TKR tibial insert | TKR tibial insert - Unconstrained - Polyethylene | Stryker RHQ NL-SHC Cork | SCORPIO NRG TIB INSERT #7 18MM | 8230718 | Standalone | DE0004430 | As per HSA registered indication(s)
Orthopaedics | Total knee replacement (TKR) | TKR tibial insert | TKR tibial insert - Unconstrained - Polyethylene | Stryker RHQ NL-SHC Cork | SCORPIO NRG TIB INSERT #7 21MM | 8230721 | Standalone | DE0004430 | As per HSA registered indication(s)
Orthopaedics | Total knee replacement (TKR) | TKR tibial insert | TKR tibial insert - Unconstrained - Polyethylene | Stryker RHQ NL-SHC Cork | SCORPIO NRG TIB INSERT #7 24MM | 8230724 | Standalone | DE0004430 | As per HSA registered indication(s)
Orthopaedics | Total knee replacement (TKR) | TKR tibial insert | TKR tibial insert - Unconstrained - Polyethylene | Stryker RHQ NL-SHC Cork | SCORPIO NRG TIB INSERT #9 8MM | 8230908 | Standalone | DE0004430 | As per HSA registered indication(s)
Orthopaedics | Total knee replacement (TKR) | TKR tibial insert | TKR tibial insert - Unconstrained - Polyethylene | Stryker RHQ NL-SHC Cork | SCORPIO NRG TIB INSERT #9 10MM | 8230910 | Standalone | DE0004430 | As per HSA registered indication(s)
Orthopaedics | Total knee replacement (TKR) | TKR tibial insert | TKR tibial insert - Unconstrained - Polyethylene | Stryker RHQ NL-SHC Cork | SCORPIO NRG TIB INSERT #9 12MM | 8230912 | Standalone | DE0004430 | As per HSA registered indication(s)
Orthopaedics | Total knee replacement (TKR) | TKR tibial insert | TKR tibial insert - Unconstrained - Polyethylene | Stryker RHQ NL-SHC Cork | SCORPIO NRG TIB INSERT #9 15MM | 8230915 | Standalone | DE0004430 | As per HSA registered indication(s)
Orthopaedics | Total knee replacement (TKR) | TKR tibial insert | TKR tibial insert - Unconstrained - Polyethylene | Stryker RHQ NL-SHC Cork | SCORPIO NRG TIB INSERT #9 18MM | 8230918 | Standalone | DE0004430 | As per HSA registered indication(s)
Orthopaedics | Total knee replacement (TKR) | TKR tibial insert | TKR tibial insert - Unconstrained - Polyethylene | Stryker RHQ NL-SHC Cork | SCORPIO NRG TIB INSERT #9 21MM | 8230921 | Standalone | DE0004430 | As per HSA registered indication(s)
Orthopaedics | Total knee replacement (TKR) | TKR tibial insert | TKR tibial insert - Unconstrained - Polyethylene | Stryker RHQ NL-SHC Cork | SCORPIO NRG TIB INSERT #9 24MM | 8230924 | Standalone | DE0004430 | As per HSA registered indication(s)
Orthopaedics | Total knee replacement (TKR) | TKR tibial insert | TKR tibial insert - Unconstrained - Polyethylene | Stryker RHQ NL-SHC Cork | SCORPIO NRG TIB INSERT #11 8MM | 8231108 | Standalone | DE0004430 | As per HSA registered indication(s)
Orthopaedics | Total knee replacement (TKR) | TKR tibial insert | TKR tibial insert - Unconstrained - Polyethylene | Stryker RHQ NL-SHC Cork | SCORPIO NRG TIB INSERT #11 10MM | 8231110 | Standalone | DE0004430 | As per HSA registered indication(s)
Orthopaedics | Total knee replacement (TKR) | TKR tibial insert | TKR tibial insert - Unconstrained - Polyethylene | Stryker RHQ NL-SHC Cork | SCORPIO NRG TIB INSERT #11 12MM | 8231112 | Standalone | DE0004430 | As per HSA registered indication(s)
Orthopaedics | Total knee replacement (TKR) | TKR tibial insert | TKR tibial insert - Unconstrained - Polyethylene | Stryker RHQ NL-SHC Cork | SCORPIO NRG TIB INSERT #11 15MM | 8231115 | Standalone | DE0004430 | As per HSA registered indication(s)
Orthopaedics | Total knee replacement (TKR) | TKR tibial insert | TKR tibial insert - Unconstrained - Polyethylene | Stryker RHQ NL-SHC Cork | SCORPIO NRG TIB INSERT #11 18MM | 8231118 | Standalone | DE0004430 | As per HSA registered indication(s)
Orthopaedics | Total knee replacement (TKR) | TKR tibial insert | TKR tibial insert - Unconstrained - Polyethylene | Stryker RHQ NL-SHC Cork | SCORPIO NRG TIB INSERT #11 21MM | 8231121 | Standalone | DE0004430 | As per HSA registered indication(s)
Orthopaedics | Total knee replacement (TKR) | TKR tibial insert | TKR tibial insert - Unconstrained - Polyethylene | Stryker RHQ NL-SHC Cork | SCORPIO NRG TIB INSERT #11 24MM | 8231124 | Standalone | DE0004430 | As per HSA registered indication(s)
Orthopaedics | Total knee replacement (TKR) | TKR tibial insert | TKR tibial insert - Unconstrained - Polyethylene | Stryker RHQ NL-SHC Cork | SCORPIO NRG CR TIBIAL INSERT 3 X 8mm | 8220308 | Standalone | DE0004430 | As per HSA registered indication(s)
Orthopaedics | Total knee replacement (TKR) | TKR tibial insert | TKR tibial insert - Unconstrained - Polyethylene | Stryker RHQ NL-SHC Cork | SCORPIO NRG CR TIBIAL INSERT 3 X 10mm | 8220310 | Standalone | DE0004430 | As per HSA registered indication(s)
Orthopaedics | Total knee replacement (TKR) | TKR tibial insert | TKR tibial insert - Unconstrained - Polyethylene | Stryker RHQ NL-SHC Cork | SCORPIO NRG CR TIBIAL INSERT 3 X 12mm | 8220312 | Standalone | DE0004430 | As per HSA registered indication(s)
Orthopaedics | Total knee replacement (TKR) | TKR tibial insert | TKR tibial insert - Unconstrained - Polyethylene | Stryker RHQ NL-SHC Cork | SCORPIO NRG CR TIBIAL INSERT 3 X 15mm | 8220315 | Standalone | DE0004430 | As per HSA registered indication(s)
Orthopaedics | Total knee replacement (TKR) | TKR tibial insert | TKR tibial insert - Unconstrained - Polyethylene | Stryker RHQ NL-SHC Cork | SCORPIO NRG CR TIBIAL INSERT 3 X 18mm | 8220318 | Standalone | DE0004430 | As per HSA registered indication(s)
Orthopaedics | Total knee replacement (TKR) | TKR tibial insert | TKR tibial insert - Unconstrained - Polyethylene | Stryker RHQ NL-SHC Cork | SCORPIO NRG CR TIBIAL INSERT 5 X 8mm | 8220508 | Standalone | DE0004430 | As per HSA registered indication(s)
Orthopaedics | Total knee replacement (TKR) | TKR tibial insert | TKR tibial insert - Unconstrained - Polyethylene | Stryker RHQ NL-SHC Cork | SCORPIO NRG CR TIBIAL INSERT 5 X 10mm | 8220510 | Standalone | DE0004430 | As per HSA registered indication(s)
Orthopaedics | Total knee replacement (TKR) | TKR tibial insert | TKR tibial insert - Unconstrained - Polyethylene | Stryker RHQ NL-SHC Cork | SCORPIO NRG CR TIBIAL INSERT 5 X 12mm | 8220512 | Standalone | DE0004430 | As per HSA registered indication(s)
Orthopaedics | Total knee replacement (TKR) | TKR tibial insert | TKR tibial insert - Unconstrained - Polyethylene | Stryker RHQ NL-SHC Cork | SCORPIO NRG CR TIBIAL INSERT 5 X 15mm | 8220515 | Standalone | DE0004430 | As per HSA registered indication(s)
Orthopaedics | Total knee replacement (TKR) | TKR tibial insert | TKR tibial insert - Unconstrained - Polyethylene | Stryker RHQ NL-SHC Cork | SCORPIO NRG CR TIBIAL INSERT 5 X 18mm | 8220518 | Standalone | DE0004430 | As per HSA registered indication(s)
Orthopaedics | Total knee replacement (TKR) | TKR tibial insert | TKR tibial insert - Unconstrained - Polyethylene | Stryker RHQ NL-SHC Cork | SCORPIO NRG CR TIBIAL INSERT 7 X 8mm | 8220708 | Standalone | DE0004430 | As per HSA registered indication(s)
Orthopaedics | Total knee replacement (TKR) | TKR tibial insert | TKR tibial insert - Unconstrained - Polyethylene | Stryker RHQ NL-SHC Cork | SCORPIO NRG CR TIBIAL INSERT 7 X 10mm | 8220710 | Standalone | DE0004430 | As per HSA registered indication(s)
Orthopaedics | Total knee replacement (TKR) | TKR tibial insert | TKR tibial insert - Unconstrained - Polyethylene | Stryker RHQ NL-SHC Cork | SCORPIO NRG CR TIBIAL INSERT 7 X 12mm | 8220712 | Standalone | DE0004430 | As per HSA registered indication(s)
Orthopaedics | Total knee replacement (TKR) | TKR tibial insert | TKR tibial insert - Unconstrained - Polyethylene | Stryker RHQ NL-SHC Cork | SCORPIO NRG CR TIBIAL INSERT 7 X 15mm | 8220715 | Standalone | DE0004430 | As per HSA registered indication(s)
Orthopaedics | Total knee replacement (TKR) | TKR tibial insert | TKR tibial insert - Unconstrained - Polyethylene | Stryker RHQ NL-SHC Cork | SCORPIO NRG CR TIBIAL INSERT 7 X 18mm | 8220718 | Standalone | DE0004430 | As per HSA registered indication(s)
Orthopaedics | Total knee replacement (TKR) | TKR tibial insert | TKR tibial insert - Unconstrained - Polyethylene | Stryker RHQ NL-SHC Cork | SCORPIO NRG CR TIBIAL INSERT 9 X 8mm | 8220908 | Standalone | DE0004430 | As per HSA registered indication(s)
Orthopaedics | Total knee replacement (TKR) | TKR tibial insert | TKR tibial insert - Unconstrained - Polyethylene | Stryker RHQ NL-SHC Cork | SCORPIO NRG CR TIBIAL INSERT 9 X 10mm | 8220910 | Standalone | DE0004430 | As per HSA registered indication(s)
Orthopaedics | Total knee replacement (TKR) | TKR tibial insert | TKR tibial insert - Unconstrained - Polyethylene | Stryker RHQ NL-SHC Cork | SCORPIO NRG CR TIBIAL INSERT 9 X 12mm | 8220912 | Standalone | DE0004430 | As per HSA registered indication(s)
Orthopaedics | Total knee replacement (TKR) | TKR tibial insert | TKR tibial insert - Unconstrained - Polyethylene | Stryker RHQ NL-SHC Cork | SCORPIO NRG CR TIBIAL INSERT 9 X 15mm | 8220915 | Standalone | DE0004430 | As per HSA registered indication(s)
Orthopaedics | Total knee replacement (TKR) | TKR tibial insert | TKR tibial insert - Unconstrained - Polyethylene | Stryker RHQ NL-SHC Cork | SCORPIO NRG CR TIBIAL INSERT 9 X 18mm | 8220918 | Standalone | DE0004430 | As per HSA registered indication(s)
Orthopaedics | Total knee replacement (TKR) | TKR tibial insert | TKR tibial insert - Unconstrained - Polyethylene | Stryker RHQ NL-SHC Cork | SCORPIO P/S TIB INSERT 3 X 8mm | 72150308 | Standalone | DE0004051 | As per HSA registered indication(s)
Orthopaedics | Total knee replacement (TKR) | TKR tibial insert | TKR tibial insert - Unconstrained - Polyethylene | Stryker RHQ NL-SHC Cork | SCORPIO P/S TIB INSERT 3 X 10mm | 72150310 | Standalone | DE0004051 | As per HSA registered indication(s)
Orthopaedics | Total knee replacement (TKR) | TKR tibial insert | TKR tibial insert - Unconstrained - Polyethylene | Stryker RHQ NL-SHC Cork | SCORPIO P/S TIB INSERT 3 X 12mm | 72150312 | Standalone | DE0004051 | As per HSA registered indication(s)
Orthopaedics | Total knee replacement (TKR) | TKR tibial insert | TKR tibial insert - Unconstrained - Polyethylene | Stryker RHQ NL-SHC Cork | SCORPIO P/S TIB INSERT 3 X 15mm | 72150315 | Standalone | DE0004051 | As per HSA registered indication(s)
Orthopaedics | Total knee replacement (TKR) | TKR tibial insert | TKR tibial insert - Unconstrained - Polyethylene | Stryker RHQ NL-SHC Cork | SCORPIO P/S TIB INSERT 3 X 18mm | 72150318 | Standalone | DE0004051 | As per HSA registered indication(s)
Orthopaedics | Total knee replacement (TKR) | TKR tibial insert | TKR tibial insert - Unconstrained - Polyethylene | Stryker RHQ NL-SHC Cork | SCORPIO P/S TIB INSERT 3 X 21mm | 72150321 | Standalone | DE0004051 | As per HSA registered indication(s)
Orthopaedics | Total knee replacement (TKR) | TKR tibial insert | TKR tibial insert - Unconstrained - Polyethylene | Stryker RHQ NL-SHC Cork | SCORPIO P/S TIB INSERT 3 X 24mm | 72150324 | Standalone | DE0004051 | As per HSA registered indication(s)
Orthopaedics | Total knee replacement (TKR) | TKR tibial insert | TKR tibial insert - Unconstrained - Polyethylene | Stryker RHQ NL-SHC Cork | SCORPIO P/S TIB INSERT 5 X 8mm | 72150508 | Standalone | DE0004051 | As per HSA registered indication(s)
Orthopaedics | Total knee replacement (TKR) | TKR tibial insert | TKR tibial insert - Unconstrained - Polyethylene | Stryker RHQ NL-SHC Cork | SCORPIO P/S TIB INSERT 5 X 10mm | 72150510 | Standalone | DE0004051 | As per HSA registered indication(s)
Orthopaedics | Total knee replacement (TKR) | TKR tibial insert | TKR tibial insert - Unconstrained - Polyethylene | Stryker RHQ NL-SHC Cork | SCORPIO P/S TIB INSERT 5 X 12mm | 72150512 | Standalone | DE0004051 | As per HSA registered indication(s)
Orthopaedics | Total knee replacement (TKR) | TKR tibial insert | TKR tibial insert - Unconstrained - Polyethylene | Stryker RHQ NL-SHC Cork | SCORPIO P/S TIB INSERT 5 X 15mm | 72150515 | Standalone | DE0004051 | As per HSA registered indication(s)
Orthopaedics | Total knee replacement (TKR) | TKR tibial insert | TKR tibial insert - Unconstrained - Polyethylene | Stryker RHQ NL-SHC Cork | SCORPIO P/S TIB INSERT 5 X 18mm | 72150518 | Standalone | DE0004051 | As per HSA registered indication(s)
Orthopaedics | Total knee replacement (TKR) | TKR tibial insert | TKR tibial insert - Unconstrained - Polyethylene | Stryker RHQ NL-SHC Cork | SCORPIO P/S TIB INSERT 5 X 21mm | 72150521 | Standalone | DE0004051 | As per HSA registered indication(s)
Orthopaedics | Total knee replacement (TKR) | TKR tibial insert | TKR tibial insert - Unconstrained - Polyethylene | Stryker RHQ NL-SHC Cork | SCORPIO P/S TIB INSERT 5 X 24mm | 72150524 | Standalone | DE0004051 | As per HSA registered indication(s)
Orthopaedics | Total knee replacement (TKR) | TKR tibial insert | TKR tibial insert - Unconstrained - Polyethylene | Stryker RHQ NL-SHC Cork | SCORPIO P/S TIB INSERT 7 X 8mm | 72150708 | Standalone | DE0004051 | As per HSA registered indication(s)
Orthopaedics | Total knee replacement (TKR) | TKR tibial insert | TKR tibial insert - Unconstrained - Polyethylene | Stryker RHQ NL-SHC Cork | SCORPIO P/S TIB INSERT 7 X 10mm | 72150710 | Standalone | DE0004051 | As per HSA registered indication(s)
Orthopaedics | Total knee replacement (TKR) | TKR tibial insert | TKR tibial insert - Unconstrained - Polyethylene | Stryker RHQ NL-SHC Cork | SCORPIO P/S TIB INSERT 7 X 12mm | 72150712 | Standalone | DE0004051 | As per HSA registered indication(s)
Orthopaedics | Total knee replacement (TKR) | TKR tibial insert | TKR tibial insert - Unconstrained - Polyethylene | Stryker RHQ NL-SHC Cork | SCORPIO P/S TIB INSERT 7 X 15mm | 72150715 | Standalone | DE0004051 | As per HSA registered indication(s)
Orthopaedics | Total knee replacement (TKR) | TKR tibial insert | TKR tibial insert - Unconstrained - Polyethylene | Stryker RHQ NL-SHC Cork | SCORPIO P/S TIB INSERT 7 X 18mm | 72150718 | Standalone | DE0004051 | As per HSA registered indication(s)
Orthopaedics | Total knee replacement (TKR) | TKR tibial insert | TKR tibial insert - Unconstrained - Polyethylene | Stryker RHQ NL-SHC Cork | SCORPIO P/S TIB INSERT 7 X 21mm | 72150721 | Standalone | DE0004051 | As per HSA registered indication(s)
Orthopaedics | Total knee replacement (TKR) | TKR tibial insert | TKR tibial insert - Unconstrained - Polyethylene | Stryker RHQ NL-SHC Cork | SCORPIO P/S TIB INSERT 7 X 24mm | 72150724 | Standalone | DE0004051 | As per HSA registered indication(s)
Orthopaedics | Total knee replacement (TKR) | TKR tibial insert | TKR tibial insert - Unconstrained - Polyethylene | Stryker RHQ NL-SHC Cork | SCORPIO P/S TIB INSERT 9 X 8mm | 72150908 | Standalone | DE0004051 | As per HSA registered indication(s)
Orthopaedics | Total knee replacement (TKR) | TKR tibial insert | TKR tibial insert - Unconstrained - Polyethylene | Stryker RHQ NL-SHC Cork | SCORPIO P/S TIB INSERT 9 X 10mm | 72150910 | Standalone | DE0004051 | As per HSA registered indication(s)
Orthopaedics | Total knee replacement (TKR) | TKR tibial insert | TKR tibial insert - Unconstrained - Polyethylene | Stryker RHQ NL-SHC Cork | SCORPIO P/S TIB INSERT 9 X 12mm | 72150912 | Standalone | DE0004051 | As per HSA registered indication(s)
Orthopaedics | Total knee replacement (TKR) | TKR tibial insert | TKR tibial insert - Unconstrained - Polyethylene | Stryker RHQ NL-SHC Cork | SCORPIO P/S TIB INSERT 9 X 15mm | 72150915 | Standalone | DE0004051 | As per HSA registered indication(s)
Orthopaedics | Total knee replacement (TKR) | TKR tibial insert | TKR tibial insert - Unconstrained - Polyethylene | Stryker RHQ NL-SHC Cork | SCORPIO P/S TIB INSERT 9 X 18mm | 72150918 | Standalone | DE0004051 | As per HSA registered indication(s)
Orthopaedics | Total knee replacement (TKR) | TKR tibial insert | TKR tibial insert - Unconstrained - Polyethylene | Stryker RHQ NL-SHC Cork | SCORPIO P/S TIB INSERT 9 X 21mm | 72150921 | Standalone | DE0004051 | As per HSA registered indication(s)
Orthopaedics | Total knee replacement (TKR) | TKR tibial insert | TKR tibial insert - Unconstrained - Polyethylene | Stryker RHQ NL-SHC Cork | SCORPIO P/S TIB INSERT 9 X 24mm | 72150924 | Standalone | DE0004051 | As per HSA registered indication(s)
Orthopaedics | Total knee replacement (TKR) | TKR tibial insert | TKR tibial insert - Unconstrained - Polyethylene | Stryker RHQ NL-SHC Cork | SCORPIO P/S TIB INSERT 11 X 8mm | 72151108 | Standalone | DE0004051 | As per HSA registered indication(s)
Orthopaedics | Total knee replacement (TKR) | TKR tibial insert | TKR tibial insert - Unconstrained - Polyethylene | Stryker RHQ NL-SHC Cork | SCORPIO P/S TIB INSERT 11 X 10mm | 72151110 | Standalone | DE0004051 | As per HSA registered indication(s)
Orthopaedics | Total knee replacement (TKR) | TKR tibial insert | TKR tibial insert - Unconstrained - Polyethylene | Stryker RHQ NL-SHC Cork | SCORPIO P/S TIB INSERT 11 X 12mm | 72151112 | Standalone | DE0004051 | As per HSA registered indication(s)
Orthopaedics | Total knee replacement (TKR) | TKR tibial insert | TKR tibial insert - Unconstrained - Polyethylene | Stryker RHQ NL-SHC Cork | SCORPIO P/S TIB INSERT 11 X 15mm | 72151115 | Standalone | DE0004051 | As per HSA registered indication(s)
Orthopaedics | Total knee replacement (TKR) | TKR tibial insert | TKR tibial insert - Unconstrained - Polyethylene | Stryker RHQ NL-SHC Cork | SCORPIO P/S TIB INSERT 11 X 18mm | 72151118 | Standalone | DE0004051 | As per HSA registered indication(s)
Orthopaedics | Total knee replacement (TKR) | TKR tibial insert | TKR tibial insert - Unconstrained - Polyethylene | Stryker RHQ NL-SHC Cork | SCORPIO P/S TIB INSERT 11 X 21mm | 72151121 | Standalone | DE0004051 | As per HSA registered indication(s)
Orthopaedics | Total knee replacement (TKR) | TKR tibial insert | TKR tibial insert - Unconstrained - Polyethylene | Stryker RHQ NL-SHC Cork | SCORPIO P/S TIB INSERT 11 X 24mm | 72151124 | Standalone | DE0004051 | As per HSA registered indication(s)
Orthopaedics | Total knee replacement (TKR) | TKR tibial insert | TKR tibial insert - Unconstrained - Polyethylene | Zimmer Biomet | Vanguard CR Tibial Bearing 10mm x 59mm | 183400 | Standalone | DE0008429 | As per HSA registered indication(s)
Orthopaedics | Total knee replacement (TKR) | TKR tibial insert | TKR tibial insert - Unconstrained - Polyethylene | Zimmer Biomet | Vanguard CR Tibial Bearing 12mm x 59mm | 183402 | Standalone | DE0008429 | As per HSA registered indication(s)
Orthopaedics | Total knee replacement (TKR) | TKR tibial insert | TKR tibial insert - Unconstrained - Polyethylene | Zimmer Biomet | Vanguard CR Tibial Bearing 14mm x 59mm | 183404 | Standalone | DE0008429 | As per HSA registered indication(s)
Orthopaedics | Total knee replacement (TKR) | TKR tibial insert | TKR tibial insert - Unconstrained - Polyethylene | Zimmer Biomet | Vanguard CR Tibial Bearing 16mm x 59mm | 183406 | Standalone | DE0008429 | As per HSA registered indication(s)
Orthopaedics | Total knee replacement (TKR) | TKR tibial insert | TKR tibial insert - Unconstrained - Polyethylene | Zimmer Biomet | Vanguard CR Tibial Bearing 18mm x 59mm | 183408 | Standalone | DE0008429 | As per HSA registered indication(s)
Orthopaedics | Total knee replacement (TKR) | TKR tibial insert | TKR tibial insert - Unconstrained - Polyethylene | Zimmer Biomet | Vanguard CR Tibial Bearing 10mm x 63/67mm | 183420 | Standalone | DE0008429 | As per HSA registered indication(s)
Orthopaedics | Total knee replacement (TKR) | TKR tibial insert | TKR tibial insert - Unconstrained - Polyethylene | Zimmer Biomet | Vanguard CR Tibial Bearing 12mm x 63/67mm | 183422 | Standalone | DE0008429 | As per HSA registered indication(s)
Orthopaedics | Total knee replacement (TKR) | TKR tibial insert | TKR tibial insert - Unconstrained - Polyethylene | Zimmer Biomet | Vanguard CR Tibial Bearing 14mm x 63/67mm | 183424 | Standalone | DE0008429 | As per HSA registered indication(s)
Orthopaedics | Total knee replacement (TKR) | TKR tibial insert | TKR tibial insert - Unconstrained - Polyethylene | Zimmer Biomet | Vanguard CR Tibial Bearing 16mm x 63/67mm | 183426 | Standalone | DE0008429 | As per HSA registered indication(s)
Orthopaedics | Total knee replacement (TKR) | TKR tibial insert | TKR tibial insert - Unconstrained - Polyethylene | Zimmer Biomet | Vanguard CR Tibial Bearing 18mm x 63/67mm | 183428 | Standalone | DE0008429 | As per HSA registered indication(s)
Orthopaedics | Total knee replacement (TKR) | TKR tibial insert | TKR tibial insert - Unconstrained - Polyethylene | Zimmer Biomet | Vanguard CR Tibial Bearing 10mm x 71/75mm | 183440 | Standalone | DE0008429 | As per HSA registered indication(s)
Orthopaedics | Total knee replacement (TKR) | TKR tibial insert | TKR tibial insert - Unconstrained - Polyethylene | Zimmer Biomet | Vanguard CR Tibial Bearing 12mm x 71/75mm | 183442 | Standalone | DE0008429 | As per HSA registered indication(s)
Orthopaedics | Total knee replacement (TKR) | TKR tibial insert | TKR tibial insert - Unconstrained - Polyethylene | Zimmer Biomet | Vanguard CR Tibial Bearing 14mm x 71/75mm | 183444 | Standalone | DE0008429 | As per HSA registered indication(s)
Orthopaedics | Total knee replacement (TKR) | TKR tibial insert | TKR tibial insert - Unconstrained - Polyethylene | Zimmer Biomet | Vanguard CR Tibial Bearing 16mm x 71/75mm | 183446 | Standalone | DE0008429 | As per HSA registered indication(s)
Orthopaedics | Total knee replacement (TKR) | TKR tibial insert | TKR tibial insert - Unconstrained - Polyethylene | Zimmer Biomet | Vanguard CR Tibial Bearing 18mm x 71/75mm | 183448 | Standalone | DE0008429 | As per HSA registered indication(s)
Orthopaedics | Total knee replacement (TKR) | TKR tibial insert | TKR tibial insert - Unconstrained - Polyethylene | Zimmer Biomet | Vanguard CR Tibial Bearing 10mm x 79/83mm | 183460 | Standalone | DE0008429 | As per HSA registered indication(s)
Orthopaedics | Total knee replacement (TKR) | TKR tibial insert | TKR tibial insert - Unconstrained - Polyethylene | Zimmer Biomet | Vanguard CR Tibial Bearing 12mm x 79/83mm | 183462 | Standalone | DE0008429 | As per HSA registered indication(s)
Orthopaedics | Total knee replacement (TKR) | TKR tibial insert | TKR tibial insert - Unconstrained - Polyethylene | Zimmer Biomet | Vanguard CR Tibial Bearing 14mm x 79/83mm | 183464 | Standalone | DE0008429 | As per HSA registered indication(s)
Orthopaedics | Total knee replacement (TKR) | TKR tibial insert | TKR tibial insert - Unconstrained - Polyethylene | Zimmer Biomet | Vanguard CR Tibial Bearing 16mm x 79/83mm | 183466 | Standalone | DE0008429 | As per HSA registered indication(s)
Orthopaedics | Total knee replacement (TKR) | TKR tibial insert | TKR tibial insert - Unconstrained - Polyethylene | Zimmer Biomet | Vanguard CR Tibial Bearing 18mm x 79/83mm | 183468 | Standalone | DE0008429 | As per HSA registered indication(s)
Orthopaedics | Total knee replacement (TKR) | TKR tibial insert | TKR tibial insert - Unconstrained - Polyethylene | Zimmer Biomet | Vanguard CR Tibial Bearing 10mm x 87/91mm | 183480 | Standalone | DE0008429 | As per HSA registered indication(s)
Orthopaedics | Total knee replacement (TKR) | TKR tibial insert | TKR tibial insert - Unconstrained - Polyethylene | Zimmer Biomet | Vanguard CR Tibial Bearing 12mm x 87/91mm | 183482 | Standalone | DE0008429 | As per HSA registered indication(s)
Orthopaedics | Total knee replacement (TKR) | TKR tibial insert | TKR tibial insert - Unconstrained - Polyethylene | Zimmer Biomet | Vanguard CR Tibial Bearing 14mm x 87/91mm | 183484 | Standalone | DE0008429 | As per HSA registered indication(s)
Orthopaedics | Total knee replacement (TKR) | TKR tibial insert | TKR tibial insert - Unconstrained - Polyethylene | Zimmer Biomet | Vanguard CR Tibial Bearing 16mm x 87/91mm | 183486 | Standalone | DE0008429 | As per HSA registered indication(s)
Orthopaedics | Total knee replacement (TKR) | TKR tibial insert | TKR tibial insert - Unconstrained - Polyethylene | Zimmer Biomet | Vanguard CR Tibial Bearing 18mm x 87/91mm | 183488 | Standalone | DE0008429 | As per HSA registered indication(s)
Orthopaedics | Total knee replacement (TKR) | TKR tibial insert | TKR tibial insert - Unconstrained - Polyethylene | Zimmer Biomet | Vanguard PS Tibial Bearing 10mm x 59mm | 183600 | Standalone | DE0008428 | As per HSA registered indication(s)
Orthopaedics | Total knee replacement (TKR) | TKR tibial insert | TKR tibial insert - Unconstrained - Polyethylene | Zimmer Biomet | Vanguard PS Tibial Bearing 12mm x 59mm | 183602 | Standalone | DE0008428 | As per HSA registered indication(s)
Orthopaedics | Total knee replacement (TKR) | TKR tibial insert | TKR tibial insert - Unconstrained - Polyethylene | Zimmer Biomet | Vanguard PS Tibial Bearing 14mm x 59mm | 183604 | Standalone | DE0008428 | As per HSA registered indication(s)
Orthopaedics | Total knee replacement (TKR) | TKR tibial insert | TKR tibial insert - Unconstrained - Polyethylene | Zimmer Biomet | Vanguard PS Tibial Bearing 16mm x 59mm | 183606 | Standalone | DE0008428 | As per HSA registered indication(s)
Orthopaedics | Total knee replacement (TKR) | TKR tibial insert | TKR tibial insert - Unconstrained - Polyethylene | Zimmer Biomet | Vanguard PS Tibial Bearing 18mm x 59mm | 183608 | Standalone | DE0008428 | As per HSA registered indication(s)
Orthopaedics | Total knee replacement (TKR) | TKR tibial insert | TKR tibial insert - Unconstrained - Polyethylene | Zimmer Biomet | Vanguard PS Tibial Bearing 20mm x 59mm | 183610 | Standalone | DE0008428 | As per HSA registered indication(s)
Orthopaedics | Total knee replacement (TKR) | TKR tibial insert | TKR tibial insert - Unconstrained - Polyethylene | Zimmer Biomet | Vanguard PS Tibial Bearing 22mm x 59mm | 183612 | Standalone | DE0008428 | As per HSA registered indication(s)
Orthopaedics | Total knee replacement (TKR) | TKR tibial insert | TKR tibial insert - Unconstrained - Polyethylene | Zimmer Biomet | Vanguard PS Tibial Bearing 24mm x 59mm | 183614 | Standalone | DE0008428 | As per HSA registered indication(s)
Orthopaedics | Total knee replacement (TKR) | TKR tibial insert | TKR tibial insert - Unconstrained - Polyethylene | Zimmer Biomet | Vanguard PS Tibial Bearing 10mm x 63/67mm | 183620 | Standalone | DE0008428 | As per HSA registered indication(s)
Orthopaedics | Total knee replacement (TKR) | TKR tibial insert | TKR tibial insert - Unconstrained - Polyethylene | Zimmer Biomet | Vanguard PS Tibial Bearing 12mm x 63/67mm | 183622 | Standalone | DE0008428 | As per HSA registered indication(s)
Orthopaedics | Total knee replacement (TKR) | TKR tibial insert | TKR tibial insert - Unconstrained - Polyethylene | Zimmer Biomet | Vanguard PS Tibial Bearing 14mm x 63/67mm | 183624 | Standalone | DE0008428 | As per HSA registered indication(s)
Orthopaedics | Total knee replacement (TKR) | TKR tibial insert | TKR tibial insert - Unconstrained - Polyethylene | Zimmer Biomet | Vanguard PS Tibial Bearing 16mm x 63/67mm | 183626 | Standalone | DE0008428 | As per HSA registered indication(s)
Orthopaedics | Total knee replacement (TKR) | TKR tibial insert | TKR tibial insert - Unconstrained - Polyethylene | Zimmer Biomet | Vanguard PS Tibial Bearing 18mm x 63/67mm | 183628 | Standalone | DE0008428 | As per HSA registered indication(s)
Orthopaedics | Total knee replacement (TKR) | TKR tibial insert | TKR tibial insert - Unconstrained - Polyethylene | Zimmer Biomet | Vanguard PS Tibial Bearing 20mm x 63/67mm | 183630 | Standalone | DE0008428 | As per HSA registered indication(s)
Orthopaedics | Total knee replacement (TKR) | TKR tibial insert | TKR tibial insert - Unconstrained - Polyethylene | Zimmer Biomet | Vanguard PS Tibial Bearing 22mm x 63/67mm | 183632 | Standalone | DE0008428 | As per HSA registered indication(s)
Orthopaedics | Total knee replacement (TKR) | TKR tibial insert | TKR tibial insert - Unconstrained - Polyethylene | Zimmer Biomet | Vanguard PS Tibial Bearing 24mm x 63/67mm | 183634 | Standalone | DE0008428 | As per HSA registered indication(s)
Orthopaedics | Total knee replacement (TKR) | TKR tibial insert | TKR tibial insert - Unconstrained - Polyethylene | Zimmer Biomet | Vanguard PS Tibial Bearing 10mm x 71/75mm | 183640 | Standalone | DE0008428 | As per HSA registered indication(s)
Orthopaedics | Total knee replacement (TKR) | TKR tibial insert | TKR tibial insert - Unconstrained - Polyethylene | Zimmer Biomet | Vanguard PS Tibial Bearing 12mm x 71/75mm | 183642 | Standalone | DE0008428 | As per HSA registered indication(s)
Orthopaedics | Total knee replacement (TKR) | TKR tibial insert | TKR tibial insert - Unconstrained - Polyethylene | Zimmer Biomet | Vanguard PS Tibial Bearing 14mm x 71/75mm | 183644 | Standalone | DE0008428 | As per HSA registered indication(s)
Orthopaedics | Total knee replacement (TKR) | TKR tibial insert | TKR tibial insert - Unconstrained - Polyethylene | Zimmer Biomet | Vanguard PS Tibial Bearing 16mm x 71/75mm | 183646 | Standalone | DE0008428 | As per HSA registered indication(s)
Orthopaedics | Total knee replacement (TKR) | TKR tibial insert | TKR tibial insert - Unconstrained - Polyethylene | Zimmer Biomet | Vanguard PS Tibial Bearing 18mm x 71/75mm | 183648 | Standalone | DE0008428 | As per HSA registered indication(s)
Orthopaedics | Total knee replacement (TKR) | TKR tibial insert | TKR tibial insert - Unconstrained - Polyethylene | Zimmer Biomet | Vanguard PS Tibial Bearing 20mm x 71/75mm | 183650 | Standalone | DE0008428 | As per HSA registered indication(s)
Orthopaedics | Total knee replacement (TKR) | TKR tibial insert | TKR tibial insert - Unconstrained - Polyethylene | Zimmer Biomet | Vanguard PS Tibial Bearing 22mm x 71/75mm | 183652 | Standalone | DE0008428 | As per HSA registered indication(s)
Orthopaedics | Total knee replacement (TKR) | TKR tibial insert | TKR tibial insert - Unconstrained - Polyethylene | Zimmer Biomet | Vanguard PS Tibial Bearing 24mm x 71/75mm | 183654 | Standalone | DE0008428 | As per HSA registered indication(s)
Orthopaedics | Total knee replacement (TKR) | TKR tibial insert | TKR tibial insert - Unconstrained - Polyethylene | Zimmer Biomet | Vanguard PS Tibial Bearing 10mm x 79/83mm | 183660 | Standalone | DE0008428 | As per HSA registered indication(s)
Orthopaedics | Total knee replacement (TKR) | TKR tibial insert | TKR tibial insert - Unconstrained - Polyethylene | Zimmer Biomet | Vanguard PS Tibial Bearing 12mm x 79/83mm | 183662 | Standalone | DE0008428 | As per HSA registered indication(s)
Orthopaedics | Total knee replacement (TKR) | TKR tibial insert | TKR tibial insert - Unconstrained - Polyethylene | Zimmer Biomet | Vanguard PS Tibial Bearing 14mm x 79/83mm | 183664 | Standalone | DE0008428 | As per HSA registered indication(s)
Orthopaedics | Total knee replacement (TKR) | TKR tibial insert | TKR tibial insert - Unconstrained - Polyethylene | Zimmer Biomet | Vanguard PS Tibial Bearing 16mm x 79/83mm | 183666 | Standalone | DE0008428 | As per HSA registered indication(s)
Orthopaedics | Total knee replacement (TKR) | TKR tibial insert | TKR tibial insert - Unconstrained - Polyethylene | Zimmer Biomet | Vanguard PS Tibial Bearing 18mm x 79/83mm | 183668 | Standalone | DE0008428 | As per HSA registered indication(s)
Orthopaedics | Total knee replacement (TKR) | TKR tibial insert | TKR tibial insert - Unconstrained - Polyethylene | Zimmer Biomet | Vanguard PS Tibial Bearing 20mm x 79/83mm | 183670 | Standalone | DE0008428 | As per HSA registered indication(s)
Orthopaedics | Total knee replacement (TKR) | TKR tibial insert | TKR tibial insert - Unconstrained - Polyethylene | Zimmer Biomet | Vanguard PS Tibial Bearing 22mm x 79/83mm | 183672 | Standalone | DE0008428 | As per HSA registered indication(s)
Orthopaedics | Total knee replacement (TKR) | TKR tibial insert | TKR tibial insert - Unconstrained - Polyethylene | Zimmer Biomet | Vanguard PS Tibial Bearing 24mm x 79/83mm | 183674 | Standalone | DE0008428 | As per HSA registered indication(s)
Orthopaedics | Total knee replacement (TKR) | TKR tibial insert | TKR tibial insert - Unconstrained - Polyethylene | Zimmer Biomet | Vanguard PS Tibial Bearing 10mm x 87/91mm | 183680 | Standalone | DE0008428 | As per HSA registered indication(s)
Orthopaedics | Total knee replacement (TKR) | TKR tibial insert | TKR tibial insert - Unconstrained - Polyethylene | Zimmer Biomet | Vanguard PS Tibial Bearing 12mm x 87/91mm | 183682 | Standalone | DE0008428 | As per HSA registered indication(s)
Orthopaedics | Total knee replacement (TKR) | TKR tibial insert | TKR tibial insert - Unconstrained - Polyethylene | Zimmer Biomet | Vanguard PS Tibial Bearing 14mm x 87/91mm | 183684 | Standalone | DE0008428 | As per HSA registered indication(s)
Orthopaedics | Total knee replacement (TKR) | TKR tibial insert | TKR tibial insert - Unconstrained - Polyethylene | Zimmer Biomet | Vanguard PS Tibial Bearing 16mm x 87/91mm | 183686 | Standalone | DE0008428 | As per HSA registered indication(s)
Orthopaedics | Total knee replacement (TKR) | TKR tibial insert | TKR tibial insert - Unconstrained - Polyethylene | Zimmer Biomet | Vanguard PS Tibial Bearing 18mm x 87/91mm | 183688 | Standalone | DE0008428 | As per HSA registered indication(s)
Orthopaedics | Total knee replacement (TKR) | TKR tibial insert | TKR tibial insert - Unconstrained - Polyethylene | Zimmer Biomet | Vanguard PS Tibial Bearing 20mm x 87/91mm | 183690 | Standalone | DE0008428 | As per HSA registered indication(s)
Orthopaedics | Total knee replacement (TKR) | TKR tibial insert | TKR tibial insert - Unconstrained - Polyethylene | Zimmer Inc | PSN ASF CR 10MM PLY L 3-9 CD | 42-5110-004-10 | Standalone | DE0018338 | As per HSA registered indication(s)
Orthopaedics | Total knee replacement (TKR) | TKR tibial insert | TKR tibial insert - Unconstrained - Polyethylene | Zimmer Inc | PSN ASF CR 11MM PLY L 3-9 CD | 42-5110-004-11 | Standalone | DE0018338 | As per HSA registered indication(s)
Orthopaedics | Total knee replacement (TKR) | TKR tibial insert | TKR tibial insert - Unconstrained - Polyethylene | Zimmer Inc | PSN ASF CR 12MM PLY L 3-9 CD | 42-5110-004-12 | Standalone | DE0018338 | As per HSA registered indication(s)
Orthopaedics | Total knee replacement (TKR) | TKR tibial insert | TKR tibial insert - Unconstrained - Polyethylene | Zimmer Inc | PSN ASF CR 13MM PLY L 3-9 CD | 42-5110-004-13 | Standalone | DE0018338 | As per HSA registered indication(s)
Orthopaedics | Total knee replacement (TKR) | TKR tibial insert | TKR tibial insert - Unconstrained - Polyethylene | Zimmer Inc | PSN ASF CR 14MM PLY L 3-9 CD | 42-5110-004-14 | Standalone | DE0018338 | As per HSA registered indication(s)
Orthopaedics | Total knee replacement (TKR) | TKR tibial insert | TKR tibial insert - Unconstrained - Polyethylene | Zimmer Inc | PSN ASF CR 16MM PLY L 3-9 CD | 42-5110-004-16 | Standalone | DE0018338 | As per HSA registered indication(s)
Orthopaedics | Total knee replacement (TKR) | TKR tibial insert | TKR tibial insert - Unconstrained - Polyethylene | Zimmer Inc | PSN ASF CR 18MM PLY L 3-9 CD | 42-5110-004-18 | Standalone | DE0018338 | As per HSA registered indication(s)
Orthopaedics | Total knee replacement (TKR) | TKR tibial insert | TKR tibial insert - Unconstrained - Polyethylene | Zimmer Inc | PSN ASF CR 10MM PLY L 3-11 EF | 42-5110-005-10 | Standalone | DE0018338 | As per HSA registered indication(s)
Orthopaedics | Total knee replacement (TKR) | TKR tibial insert | TKR tibial insert - Unconstrained - Polyethylene | Zimmer Inc | PSN ASF CR 11MM PLY L 3-11 EF | 42-5110-005-11 | Standalone | DE0018338 | As per HSA registered indication(s)
Orthopaedics | Total knee replacement (TKR) | TKR tibial insert | TKR tibial insert - Unconstrained - Polyethylene | Zimmer Inc | PSN ASF CR 12MM PLY L 3-11 EF | 42-5110-005-12 | Standalone | DE0018338 | As per HSA registered indication(s)
Orthopaedics | Total knee replacement (TKR) | TKR tibial insert | TKR tibial insert - Unconstrained - Polyethylene | Zimmer Inc | PSN ASF CR 14MM PLY L 3-11 EF | 42-5110-005-14 | Standalone | DE0018338 | As per HSA registered indication(s)
Orthopaedics | Total knee replacement (TKR) | TKR tibial insert | TKR tibial insert - Unconstrained - Polyethylene | Zimmer Inc | PSN ASF CR 16MM PLY L 3-11 EF | 42-5110-005-16 | Standalone | DE0018338 | As per HSA registered indication(s)
Orthopaedics | Total knee replacement (TKR) | TKR tibial insert | TKR tibial insert - Unconstrained - Polyethylene | Zimmer Inc | PSN ASF CR 18MM PLY L 3-11 EF | 42-5110-005-18 | Standalone | DE0018338 | As per HSA registered indication(s)
Orthopaedics | Total knee replacement (TKR) | TKR tibial insert | TKR tibial insert - Unconstrained - Polyethylene | Zimmer Inc | PSN ASF CR 10MM PLY L 7-12 GH | 42-5110-006-10 | Standalone | DE0018338 | As per HSA registered indication(s)
Orthopaedics | Total knee replacement (TKR) | TKR tibial insert | TKR tibial insert - Unconstrained - Polyethylene | Zimmer Inc | PSN ASF CR 11MM PLY L 7-12 GH | 42-5110-006-11 | Standalone | DE0018338 | As per HSA registered indication(s)
Orthopaedics | Total knee replacement (TKR) | TKR tibial insert | TKR tibial insert - Unconstrained - Polyethylene | Zimmer Inc | PSN ASF CR 12MM PLY L 7-12 GH | 42-5110-006-12 | Standalone | DE0018338 | As per HSA registered indication(s)
Orthopaedics | Total knee replacement (TKR) | TKR tibial insert | TKR tibial insert - Unconstrained - Polyethylene | Zimmer Inc | PSN ASF CR 13MM PLY L 7-12 GH | 42-5110-006-13 | Standalone | DE0018338 | As per HSA registered indication(s)
Orthopaedics | Total knee replacement (TKR) | TKR tibial insert | TKR tibial insert - Unconstrained - Polyethylene | Zimmer Inc | PSN ASF CR 14MM PLY L 7-12 GH | 42-5110-006-14 | Standalone | DE0018338 | As per HSA registered indication(s)
Orthopaedics | Total knee replacement (TKR) | TKR tibial insert | TKR tibial insert - Unconstrained - Polyethylene | Zimmer Inc | PSN ASF CR 16MM PLY L 7-12 GH | 42-5110-006-16 | Standalone | DE0018338 | As per HSA registered indication(s)
Orthopaedics | Total knee replacement (TKR) | TKR tibial insert | TKR tibial insert - Unconstrained - Polyethylene | Zimmer Inc | PSN ASF CR 18MM PLY L 7-12 GH | 42-5110-006-18 | Standalone | DE0018338 | As per HSA registered indication(s)
Orthopaedics | Total knee replacement (TKR) | TKR tibial insert | TKR tibial insert - Unconstrained - Polyethylene | Zimmer Inc | PSN ASF CR 10MM PLY R 3-9 CD | 42-5210-004-10 | Standalone | DE0018338 | As per HSA registered indication(s)
Orthopaedics | Total knee replacement (TKR) | TKR tibial insert | TKR tibial insert - Unconstrained - Polyethylene | Zimmer Inc | PSN ASF CR 11MM PLY R 3-9 CD | 42-5210-004-11 | Standalone | DE0018338 | As per HSA registered indication(s)
Orthopaedics | Total knee replacement (TKR) | TKR tibial insert | TKR tibial insert - Unconstrained - Polyethylene | Zimmer Inc | PSN ASF CR 12MM PLY R 3-9 CD | 42-5210-004-12 | Standalone | DE0018338 | As per HSA registered indication(s)
Orthopaedics | Total knee replacement (TKR) | TKR tibial insert | TKR tibial insert - Unconstrained - Polyethylene | Zimmer Inc | PSN ASF CR 13MM PLY R 3-9 CD | 42-5210-004-13 | Standalone | DE0018338 | As per HSA registered indication(s)
Orthopaedics | Total knee replacement (TKR) | TKR tibial insert | TKR tibial insert - Unconstrained - Polyethylene | Zimmer Inc | PSN ASF CR 14MM PLY R 3-9 CD | 42-5210-004-14 | Standalone | DE0018338 | As per HSA registered indication(s)
Orthopaedics | Total knee replacement (TKR) | TKR tibial insert | TKR tibial insert - Unconstrained - Polyethylene | Zimmer Inc | PSN ASF CR 16MM PLY R 3-9 CD | 42-5210-004-16 | Standalone | DE0018338 | As per HSA registered indication(s)
Orthopaedics | Total knee replacement (TKR) | TKR tibial insert | TKR tibial insert - Unconstrained - Polyethylene | Zimmer Inc | PSN ASF CR 18MM PLY R 3-9 CD | 42-5210-004-18 | Standalone | DE0018338 | As per HSA registered indication(s)
Orthopaedics | Total knee replacement (TKR) | TKR tibial insert | TKR tibial insert - Unconstrained - Polyethylene | Zimmer Inc | PSN ASF CR 10MM PLY R 3-11 EF | 42-5210-005-10 | Standalone | DE0018338 | As per HSA registered indication(s)
Orthopaedics | Total knee replacement (TKR) | TKR tibial insert | TKR tibial insert - Unconstrained - Polyethylene | Zimmer Inc | PSN ASF CR 11MM PLY R 3-11 EF | 42-5210-005-11 | Standalone | DE0018338 | As per HSA registered indication(s)
Orthopaedics | Total knee replacement (TKR) | TKR tibial insert | TKR tibial insert - Unconstrained - Polyethylene | Zimmer Inc | PSN ASF CR 12MM PLY R 3-11 EF | 42-5210-005-12 | Standalone | DE0018338 | As per HSA registered indication(s)
Orthopaedics | Total knee replacement (TKR) | TKR tibial insert | TKR tibial insert - Unconstrained - Polyethylene | Zimmer Inc | PSN ASF CR 13MM PLY R 3-11 EF | 42-5210-005-13 | Standalone | DE0018338 | As per HSA registered indication(s)
Orthopaedics | Total knee replacement (TKR) | TKR tibial insert | TKR tibial insert - Unconstrained - Polyethylene | Zimmer Inc | PSN ASF CR 14MM PLY R 3-11 EF | 42-5210-005-14 | Standalone | DE0018338 | As per HSA registered indication(s)
Orthopaedics | Total knee replacement (TKR) | TKR tibial insert | TKR tibial insert - Unconstrained - Polyethylene | Zimmer Inc | PSN ASF CR 16MM PLY R 3-11 EF | 42-5210-005-16 | Standalone | DE0018338 | As per HSA registered indication(s)
Orthopaedics | Total knee replacement (TKR) | TKR tibial insert | TKR tibial insert - Unconstrained - Polyethylene | Zimmer Inc | PSN ASF CR 18MM PLY R 3-11 EF | 42-5210-005-18 | Standalone | DE0018338 | As per HSA registered indication(s)
Orthopaedics | Total knee replacement (TKR) | TKR tibial insert | TKR tibial insert - Unconstrained - Polyethylene | Zimmer Inc | PSN ASF CR 10MM PLY R 7-12 GH | 42-5210-006-10 | Standalone | DE0018338 | As per HSA registered indication(s)
Orthopaedics | Total knee replacement (TKR) | TKR tibial insert | TKR tibial insert - Unconstrained - Polyethylene | Zimmer Inc | PSN ASF CR 11MM PLY R 7-12 GH | 42-5210-006-11 | Standalone | DE0018338 | As per HSA registered indication(s)
Orthopaedics | Total knee replacement (TKR) | TKR tibial insert | TKR tibial insert - Unconstrained - Polyethylene | Zimmer Inc | PSN ASF CR 12MM PLY R 7-12 GH | 42-5210-006-12 | Standalone | DE0018338 | As per HSA registered indication(s)
Orthopaedics | Total knee replacement (TKR) | TKR tibial insert | TKR tibial insert - Unconstrained - Polyethylene | Zimmer Inc | PSN ASF CR 13MM PLY R 7-12 GH | 42-5210-006-13 | Standalone | DE0018338 | As per HSA registered indication(s)
Orthopaedics | Total knee replacement (TKR) | TKR tibial insert | TKR tibial insert - Unconstrained - Polyethylene | Zimmer Inc | PSN ASF CR 14MM PLY R 7-12 GH | 42-5210-006-14 | Standalone | DE0018338 | As per HSA registered indication(s)
Orthopaedics | Total knee replacement (TKR) | TKR tibial insert | TKR tibial insert - Unconstrained - Polyethylene | Zimmer Inc | PSN ASF CR 16MM PLY R 7-12 GH | 42-5210-006-16 | Standalone | DE0018338 | As per HSA registered indication(s)
Orthopaedics | Total knee replacement (TKR) | TKR tibial insert | TKR tibial insert - Unconstrained - Polyethylene | Zimmer Inc | PSN ASF CR 18MM PLY R 7-12 GH | 42-5210-006-18 | Standalone | DE0018338 | As per HSA registered indication(s)
Orthopaedics | Total knee replacement (TKR) | TKR tibial insert | TKR tibial insert - Unconstrained - Polyethylene | Zimmer Inc | PSN ASF PS 10MM PLY L 3-5 CD | 42-5114-004-10 | Standalone | DE0018338 | As per HSA registered indication(s)
Orthopaedics | Total knee replacement (TKR) | TKR tibial insert | TKR tibial insert - Unconstrained - Polyethylene | Zimmer Inc | PSN ASF PS 11MM PLY L 3-5 CD | 42-5114-004-11 | Standalone | DE0018338 | As per HSA registered indication(s)
Orthopaedics | Total knee replacement (TKR) | TKR tibial insert | TKR tibial insert - Unconstrained - Polyethylene | Zimmer Inc | PSN ASF PS 12MM PLY L 3-5 CD | 42-5114-004-12 | Standalone | DE0018338 | As per HSA registered indication(s)
Orthopaedics | Total knee replacement (TKR) | TKR tibial insert | TKR tibial insert - Unconstrained - Polyethylene | Zimmer Inc | PSN ASF PS 13MM PLY L 3-5 CD | 42-5114-004-13 | Standalone | DE0018338 | As per HSA registered indication(s)
Orthopaedics | Total knee replacement (TKR) | TKR tibial insert | TKR tibial insert - Unconstrained - Polyethylene | Zimmer Inc | PSN ASF PS 14MM PLY L 3-5 CD | 42-5114-004-14 | Standalone | DE0018338 | As per HSA registered indication(s)
Orthopaedics | Total knee replacement (TKR) | TKR tibial insert | TKR tibial insert - Unconstrained - Polyethylene | Zimmer Inc | PSN ASF PS 16MM PLY L 3-5 CD | 42-5114-004-16 | Standalone | DE0018338 | As per HSA registered indication(s)
Orthopaedics | Total knee replacement (TKR) | TKR tibial insert | TKR tibial insert - Unconstrained - Polyethylene | Zimmer Inc | PSN ASF PS 18MM PLY L 3-5 CD | 42-5114-004-18 | Standalone | DE0018338 | As per HSA registered indication(s)
Orthopaedics | Total knee replacement (TKR) | TKR tibial insert | TKR tibial insert - Unconstrained - Polyethylene | Zimmer Inc | PSN ASF PS 20MM PLY L 3-5 CD | 42-5114-004-20 | Standalone | DE0018338 | As per HSA registered indication(s)
Orthopaedics | Total knee replacement (TKR) | TKR tibial insert | TKR tibial insert - Unconstrained - Polyethylene | Zimmer Inc | PSN ASF PS 10MM PLY L 6-9 CD | 42-5114-005-10 | Standalone | DE0018338 | As per HSA registered indication(s)
Orthopaedics | Total knee replacement (TKR) | TKR tibial insert | TKR tibial insert - Unconstrained - Polyethylene | Zimmer Inc | PSN ASF PS 11MM PLY L 6-9 CD | 42-5114-005-11 | Standalone | DE0018338 | As per HSA registered indication(s)
Orthopaedics | Total knee replacement (TKR) | TKR tibial insert | TKR tibial insert - Unconstrained - Polyethylene | Zimmer Inc | PSN ASF PS 12MM PLY L 6-9 CD | 42-5114-005-12 | Standalone | DE0018338 | As per HSA registered indication(s)
Orthopaedics | Total knee replacement (TKR) | TKR tibial insert | TKR tibial insert - Unconstrained - Polyethylene | Zimmer Inc | PSN ASF PS 13MM PLY L 6-9 CD | 42-5114-005-13 | Standalone | DE0018338 | As per HSA registered indication(s)
Orthopaedics | Total knee replacement (TKR) | TKR tibial insert | TKR tibial insert - Unconstrained - Polyethylene | Zimmer Inc | PSN ASF PS 14MM PLY L 6-9 CD | 42-5114-005-14 | Standalone | DE0018338 | As per HSA registered indication(s)
Orthopaedics | Total knee replacement (TKR) | TKR tibial insert | TKR tibial insert - Unconstrained - Polyethylene | Zimmer Inc | PSN ASF PS 16MM PLY L 6-9 CD | 42-5114-005-16 | Standalone | DE0018338 | As per HSA registered indication(s)
Orthopaedics | Total knee replacement (TKR) | TKR tibial insert | TKR tibial insert - Unconstrained - Polyethylene | Zimmer Inc | PSN ASF PS 18MM PLY L 6-9 CD | 42-5114-005-18 | Standalone | DE0018338 | As per HSA registered indication(s)
Orthopaedics | Total knee replacement (TKR) | TKR tibial insert | TKR tibial insert - Unconstrained - Polyethylene | Zimmer Inc | PSN ASF PS 20MM PLY L 6-9 CD | 42-5114-005-20 | Standalone | DE0018338 | As per HSA registered indication(s)
Orthopaedics | Total knee replacement (TKR) | TKR tibial insert | TKR tibial insert - Unconstrained - Polyethylene | Zimmer Inc | PSN ASF PS 10MM PLY L 3-5 EF | 42-5114-006-10 | Standalone | DE0018338 | As per HSA registered indication(s)
Orthopaedics | Total knee replacement (TKR) | TKR tibial insert | TKR tibial insert - Unconstrained - Polyethylene | Zimmer Inc | PSN ASF PS 11MM PLY L 3-5 EF | 42-5114-006-11 | Standalone | DE0018338 | As per HSA registered indication(s)
Orthopaedics | Total knee replacement (TKR) | TKR tibial insert | TKR tibial insert - Unconstrained - Polyethylene | Zimmer Inc | PSN ASF PS 12MM PLY L 3-5 EF | 42-5114-006-12 | Standalone | DE0018338 | As per HSA registered indication(s)
Orthopaedics | Total knee replacement (TKR) | TKR tibial insert | TKR tibial insert - Unconstrained - Polyethylene | Zimmer Inc | PSN ASF PS 13MM PLY L 3-5 EF | 42-5114-006-13 | Standalone | DE0018338 | As per HSA registered indication(s)
Orthopaedics | Total knee replacement (TKR) | TKR tibial insert | TKR tibial insert - Unconstrained - Polyethylene | Zimmer Inc | PSN ASF PS 14MM PLY L 3-5 EF | 42-5114-006-14 | Standalone | DE0018338 | As per HSA registered indication(s)
Orthopaedics | Total knee replacement (TKR) | TKR tibial insert | TKR tibial insert - Unconstrained - Polyethylene | Zimmer Inc | PSN ASF PS 16MM PLY L 3-5 EF | 42-5114-006-16 | Standalone | DE0018338 | As per HSA registered indication(s)
Orthopaedics | Total knee replacement (TKR) | TKR tibial insert | TKR tibial insert - Unconstrained - Polyethylene | Zimmer Inc | PSN ASF PS 18MM PLY L 3-5 EF | 42-5114-006-18 | Standalone | DE0018338 | As per HSA registered indication(s)
Orthopaedics | Total knee replacement (TKR) | TKR tibial insert | TKR tibial insert - Unconstrained - Polyethylene | Zimmer Inc | PSN ASF PS 20MM PLY L 3-5 EF | 42-5114-006-20 | Standalone | DE0018338 | As per HSA registered indication(s)
Orthopaedics | Total knee replacement (TKR) | TKR tibial insert | TKR tibial insert - Unconstrained - Polyethylene | Zimmer Inc | PSN ASF PS 10MM PLY L 6-9 EF | 42-5114-007-10 | Standalone | DE0018338 | As per HSA registered indication(s)
Orthopaedics | Total knee replacement (TKR) | TKR tibial insert | TKR tibial insert - Unconstrained - Polyethylene | Zimmer Inc | PSN ASF PS 11MM PLY L 6-9 EF | 42-5114-007-11 | Standalone | DE0018338 | As per HSA registered indication(s)
Orthopaedics | Total knee replacement (TKR) | TKR tibial insert | TKR tibial insert - Unconstrained - Polyethylene | Zimmer Inc | PSN ASF PS 12MM PLY L 6-9 EF | 42-5114-007-12 | Standalone | DE0018338 | As per HSA registered indication(s)
Orthopaedics | Total knee replacement (TKR) | TKR tibial insert | TKR tibial insert - Unconstrained - Polyethylene | Zimmer Inc | PSN ASF PS 13MM PLY L 6-9 EF | 42-5114-007-13 | Standalone | DE0018338 | As per HSA registered indication(s)
Orthopaedics | Total knee replacement (TKR) | TKR tibial insert | TKR tibial insert - Unconstrained - Polyethylene | Zimmer Inc | PSN ASF PS 14MM PLY L 6-9 EF | 42-5114-007-14 | Standalone | DE0018338 | As per HSA registered indication(s)
Orthopaedics | Total knee replacement (TKR) | TKR tibial insert | TKR tibial insert - Unconstrained - Polyethylene | Zimmer Inc | PSN ASF PS 16MM PLY L 6-9 EF | 42-5114-007-16 | Standalone | DE0018338 | As per HSA registered indication(s)
Orthopaedics | Total knee replacement (TKR) | TKR tibial insert | TKR tibial insert - Unconstrained - Polyethylene | Zimmer Inc | PSN ASF PS 18MM PLY L 6-9 EF | 42-5114-007-18 | Standalone | DE0018338 | As per HSA registered indication(s)
Orthopaedics | Total knee replacement (TKR) | TKR tibial insert | TKR tibial insert - Unconstrained - Polyethylene | Zimmer Inc | PSN ASF PS 20MM PLY L 6-9 EF | 42-5114-007-20 | Standalone | DE0018338 | As per HSA registered indication(s)
Orthopaedics | Total knee replacement (TKR) | TKR tibial insert | TKR tibial insert - Unconstrained - Polyethylene | Zimmer Inc | PSN ASF PS 10MM PLY L 10-11 EF | 42-5114-008-10 | Standalone | DE0018338 | As per HSA registered indication(s)
Orthopaedics | Total knee replacement (TKR) | TKR tibial insert | TKR tibial insert - Unconstrained - Polyethylene | Zimmer Inc | PSN ASF PS 11MM PLY L 10-11 EF | 42-5114-008-11 | Standalone | DE0018338 | As per HSA registered indication(s)
Orthopaedics | Total knee replacement (TKR) | TKR tibial insert | TKR tibial insert - Unconstrained - Polyethylene | Zimmer Inc | PSN ASF PS 12MM PLY L 10-11 EF | 42-5114-008-12 | Standalone | DE0018338 | As per HSA registered indication(s)
Orthopaedics | Total knee replacement (TKR) | TKR tibial insert | TKR tibial insert - Unconstrained - Polyethylene | Zimmer Inc | PSN ASF PS 13MM PLY L 10-11 EF | 42-5114-008-13 | Standalone | DE0018338 | As per HSA registered indication(s)
Orthopaedics | Total knee replacement (TKR) | TKR tibial insert | TKR tibial insert - Unconstrained - Polyethylene | Zimmer Inc | PSN ASF PS 14MM PLY L 10-11 EF | 42-5114-008-14 | Standalone | DE0018338 | As per HSA registered indication(s)
Orthopaedics | Total knee replacement (TKR) | TKR tibial insert | TKR tibial insert - Unconstrained - Polyethylene | Zimmer Inc | PSN ASF PS 16MM PLY L 10-11 EF | 42-5114-008-16 | Standalone | DE0018338 | As per HSA registered indication(s)
Orthopaedics | Total knee replacement (TKR) | TKR tibial insert | TKR tibial insert - Unconstrained - Polyethylene | Zimmer Inc | PSN ASF PS 18MM PLY L 10-11 EF | 42-5114-008-18 | Standalone | DE0018338 | As per HSA registered indication(s)
Orthopaedics | Total knee replacement (TKR) | TKR tibial insert | TKR tibial insert - Unconstrained - Polyethylene | Zimmer Inc | PSN ASF PS 20MM PLY L 10-11 EF | 42-5114-008-20 | Standalone | DE0018338 | As per HSA registered indication(s)
Orthopaedics | Total knee replacement (TKR) | TKR tibial insert | TKR tibial insert - Unconstrained - Polyethylene | Zimmer Inc | PSN ASF PS 10MM PLY L 6-9 GH | 42-5114-009-10 | Standalone | DE0018338 | As per HSA registered indication(s)
Orthopaedics | Total knee replacement (TKR) | TKR tibial insert | TKR tibial insert - Unconstrained - Polyethylene | Zimmer Inc | PSN ASF PS 11MM PLY L 6-9 GH | 42-5114-009-11 | Standalone | DE0018338 | As per HSA registered indication(s)
Orthopaedics | Total knee replacement (TKR) | TKR tibial insert | TKR tibial insert - Unconstrained - Polyethylene | Zimmer Inc | PSN ASF PS 12MM PLY L 6-9 GH | 42-5114-009-12 | Standalone | DE0018338 | As per HSA registered indication(s)
Orthopaedics | Total knee replacement (TKR) | TKR tibial insert | TKR tibial insert - Unconstrained - Polyethylene | Zimmer Inc | PSN ASF PS 13MM PLY L 6-9 GH | 42-5114-009-13 | Standalone | DE0018338 | As per HSA registered indication(s)
Orthopaedics | Total knee replacement (TKR) | TKR tibial insert | TKR tibial insert - Unconstrained - Polyethylene | Zimmer Inc | PSN ASF PS 14MM PLY L 6-9 GH | 42-5114-009-14 | Standalone | DE0018338 | As per HSA registered indication(s)
Orthopaedics | Total knee replacement (TKR) | TKR tibial insert | TKR tibial insert - Unconstrained - Polyethylene | Zimmer Inc | PSN ASF PS 16MM PLY L 6-9 GH | 42-5114-009-16 | Standalone | DE0018338 | As per HSA registered indication(s)
Orthopaedics | Total knee replacement (TKR) | TKR tibial insert | TKR tibial insert - Unconstrained - Polyethylene | Zimmer Inc | PSN ASF PS 18MM PLY L 6-9 GH | 42-5114-009-18 | Standalone | DE0018338 | As per HSA registered indication(s)
Orthopaedics | Total knee replacement (TKR) | TKR tibial insert | TKR tibial insert - Unconstrained - Polyethylene | Zimmer Inc | PSN ASF PS 20MM PLY L 6-9 GH | 42-5114-009-20 | Standalone | DE0018338 | As per HSA registered indication(s)
Orthopaedics | Total knee replacement (TKR) | TKR tibial insert | TKR tibial insert - Unconstrained - Polyethylene | Zimmer Inc | PSN ASF PS 10MM PLY L 10-12 GH | 42-5114-010-10 | Standalone | DE0018338 | As per HSA registered indication(s)
Orthopaedics | Total knee replacement (TKR) | TKR tibial insert | TKR tibial insert - Unconstrained - Polyethylene | Zimmer Inc | PSN ASF PS 11MM PLY L 10-12 GH | 42-5114-010-11 | Standalone | DE0018338 | As per HSA registered indication(s)
Orthopaedics | Total knee replacement (TKR) | TKR tibial insert | TKR tibial insert - Unconstrained - Polyethylene | Zimmer Inc | PSN ASF PS 12MM PLY L 10-12 GH | 42-5114-010-12 | Standalone | DE0018338 | As per HSA registered indication(s)
Orthopaedics | Total knee replacement (TKR) | TKR tibial insert | TKR tibial insert - Unconstrained - Polyethylene | Zimmer Inc | PSN ASF PS 13MM PLY L 10-12 GH | 42-5114-010-13 | Standalone | DE0018338 | As per HSA registered indication(s)
Orthopaedics | Total knee replacement (TKR) | TKR tibial insert | TKR tibial insert - Unconstrained - Polyethylene | Zimmer Inc | PSN ASF PS 14MM PLY L 10-12 GH | 42-5114-010-14 | Standalone | DE0018338 | As per HSA registered indication(s)
Orthopaedics | Total knee replacement (TKR) | TKR tibial insert | TKR tibial insert - Unconstrained - Polyethylene | Zimmer Inc | PSN ASF PS 16MM PLY L 10-12 GH | 42-5114-010-16 | Standalone | DE0018338 | As per HSA registered indication(s)
Orthopaedics | Total knee replacement (TKR) | TKR tibial insert | TKR tibial insert - Unconstrained - Polyethylene | Zimmer Inc | PSN ASF PS 18MM PLY L 10-12 GH | 42-5114-010-18 | Standalone | DE0018338 | As per HSA registered indication(s)
Orthopaedics | Total knee replacement (TKR) | TKR tibial insert | TKR tibial insert - Unconstrained - Polyethylene | Zimmer Inc | PSN ASF PS 20MM PLY L 10-12 GH | 42-5114-010-20 | Standalone | DE0018338 | As per HSA registered indication(s)
Orthopaedics | Total knee replacement (TKR) | TKR tibial insert | TKR tibial insert - Unconstrained - Polyethylene | Zimmer Inc | PSN ASF PS 10MM PLY R 3-5 CD | 42-5214-004-10 | Standalone | DE0018338 | As per HSA registered indication(s)
Orthopaedics | Total knee replacement (TKR) | TKR tibial insert | TKR tibial insert - Unconstrained - Polyethylene | Zimmer Inc | PSN ASF PS 11MM PLY R 3-5 CD | 42-5214-004-11 | Standalone | DE0018338 | As per HSA registered indication(s)
Orthopaedics | Total knee replacement (TKR) | TKR tibial insert | TKR tibial insert - Unconstrained - Polyethylene | Zimmer Inc | PSN ASF PS 12MM PLY R 3-5 CD | 42-5214-004-12 | Standalone | DE0018338 | As per HSA registered indication(s)
Orthopaedics | Total knee replacement (TKR) | TKR tibial insert | TKR tibial insert - Unconstrained - Polyethylene | Zimmer Inc | PSN ASF PS 13MM PLY R 3-5 CD | 42-5214-004-13 | Standalone | DE0018338 | As per HSA registered indication(s)
Orthopaedics | Total knee replacement (TKR) | TKR tibial insert | TKR tibial insert - Unconstrained - Polyethylene | Zimmer Inc | PSN ASF PS 14MM PLY R 3-5 CD | 42-5214-004-14 | Standalone | DE0018338 | As per HSA registered indication(s)
Orthopaedics | Total knee replacement (TKR) | TKR tibial insert | TKR tibial insert - Unconstrained - Polyethylene | Zimmer Inc | PSN ASF PS 16MM PLY R 3-5 CD | 42-5214-004-16 | Standalone | DE0018338 | As per HSA registered indication(s)
Orthopaedics | Total knee replacement (TKR) | TKR tibial insert | TKR tibial insert - Unconstrained - Polyethylene | Zimmer Inc | PSN ASF PS 18MM PLY R 3-5 CD | 42-5214-004-18 | Standalone | DE0018338 | As per HSA registered indication(s)
Orthopaedics | Total knee replacement (TKR) | TKR tibial insert | TKR tibial insert - Unconstrained - Polyethylene | Zimmer Inc | PSN ASF PS 20MM PLY R 3-5 CD | 42-5214-004-20 | Standalone | DE0018338 | As per HSA registered indication(s)
Orthopaedics | Total knee replacement (TKR) | TKR tibial insert | TKR tibial insert - Unconstrained - Polyethylene | Zimmer Inc | PSN ASF PS 10MM PLY R 6-9 CD | 42-5214-005-10 | Standalone | DE0018338 | As per HSA registered indication(s)
Orthopaedics | Total knee replacement (TKR) | TKR tibial insert | TKR tibial insert - Unconstrained - Polyethylene | Zimmer Inc | PSN ASF PS 11MM PLY R 6-9 CD | 42-5214-005-11 | Standalone | DE0018338 | As per HSA registered indication(s)
Orthopaedics | Total knee replacement (TKR) | TKR tibial insert | TKR tibial insert - Unconstrained - Polyethylene | Zimmer Inc | PSN ASF PS 12MM PLY R 6-9 CD | 42-5214-005-12 | Standalone | DE0018338 | As per HSA registered indication(s)
Orthopaedics | Total knee replacement (TKR) | TKR tibial insert | TKR tibial insert - Unconstrained - Polyethylene | Zimmer Inc | PSN ASF PS 13MM PLY R 6-9 CD | 42-5214-005-13 | Standalone | DE0018338 | As per HSA registered indication(s)
Orthopaedics | Total knee replacement (TKR) | TKR tibial insert | TKR tibial insert - Unconstrained - Polyethylene | Zimmer Inc | PSN ASF PS 14MM PLY R 6-9 CD | 42-5214-005-14 | Standalone | DE0018338 | As per HSA registered indication(s)
Orthopaedics | Total knee replacement (TKR) | TKR tibial insert | TKR tibial insert - Unconstrained - Polyethylene | Zimmer Inc | PSN ASF PS 16MM PLY R 6-9 CD | 42-5214-005-16 | Standalone | DE0018338 | As per HSA registered indication(s)
Orthopaedics | Total knee replacement (TKR) | TKR tibial insert | TKR tibial insert - Unconstrained - Polyethylene | Zimmer Inc | PSN ASF PS 18MM PLY R 6-9 CD | 42-5214-005-18 | Standalone | DE0018338 | As per HSA registered indication(s)
Orthopaedics | Total knee replacement (TKR) | TKR tibial insert | TKR tibial insert - Unconstrained - Polyethylene | Zimmer Inc | PSN ASF PS 20MM PLY R 6-9 CD | 42-5214-005-20 | Standalone | DE0018338 | As per HSA registered indication(s)
Orthopaedics | Total knee replacement (TKR) | TKR tibial insert | TKR tibial insert - Unconstrained - Polyethylene | Zimmer Inc | PSN ASF PS 10MM PLY R 3-5 EF | 42-5214-006-10 | Standalone | DE0018338 | As per HSA registered indication(s)
Orthopaedics | Total knee replacement (TKR) | TKR tibial insert | TKR tibial insert - Unconstrained - Polyethylene | Zimmer Inc | PSN ASF PS 11MM PLY R 3-5 EF | 42-5214-006-11 | Standalone | DE0018338 | As per HSA registered indication(s)
Orthopaedics | Total knee replacement (TKR) | TKR tibial insert | TKR tibial insert - Unconstrained - Polyethylene | Zimmer Inc | PSN ASF PS 12MM PLY R 3-5 EF | 42-5214-006-12 | Standalone | DE0018338 | As per HSA registered indication(s)
Orthopaedics | Total knee replacement (TKR) | TKR tibial insert | TKR tibial insert - Unconstrained - Polyethylene | Zimmer Inc | PSN ASF PS 13MM PLY R 3-5 EF | 42-5214-006-13 | Standalone | DE0018338 | As per HSA registered indication(s)
Orthopaedics | Total knee replacement (TKR) | TKR tibial insert | TKR tibial insert - Unconstrained - Polyethylene | Zimmer Inc | PSN ASF PS 14MM PLY R 3-5 EF | 42-5214-006-14 | Standalone | DE0018338 | As per HSA registered indication(s)
Orthopaedics | Total knee replacement (TKR) | TKR tibial insert | TKR tibial insert - Unconstrained - Polyethylene | Zimmer Inc | PSN ASF PS 16MM PLY R 3-5 EF | 42-5214-006-16 | Standalone | DE0018338 | As per HSA registered indication(s)
Orthopaedics | Total knee replacement (TKR) | TKR tibial insert | TKR tibial insert - Unconstrained - Polyethylene | Zimmer Inc | PSN ASF PS 18MM PLY R 3-5 EF | 42-5214-006-18 | Standalone | DE0018338 | As per HSA registered indication(s)
Orthopaedics | Total knee replacement (TKR) | TKR tibial insert | TKR tibial insert - Unconstrained - Polyethylene | Zimmer Inc | PSN ASF PS 20MM PLY R 3-5 EF | 42-5214-006-20 | Standalone | DE0018338 | As per HSA registered indication(s)
Orthopaedics | Total knee replacement (TKR) | TKR tibial insert | TKR tibial insert - Unconstrained - Polyethylene | Zimmer Inc | PSN ASF PS 10MM PLY R 6-9 EF | 42-5214-007-10 | Standalone | DE0018338 | As per HSA registered indication(s)
Orthopaedics | Total knee replacement (TKR) | TKR tibial insert | TKR tibial insert - Unconstrained - Polyethylene | Zimmer Inc | PSN ASF PS 11MM PLY R 6-9 EF | 42-5214-007-11 | Standalone | DE0018338 | As per HSA registered indication(s)
Orthopaedics | Total knee replacement (TKR) | TKR tibial insert | TKR tibial insert - Unconstrained - Polyethylene | Zimmer Inc | PSN ASF PS 12MM PLY R 6-9 EF | 42-5214-007-12 | Standalone | DE0018338 | As per HSA registered indication(s)
Orthopaedics | Total knee replacement (TKR) | TKR tibial insert | TKR tibial insert - Unconstrained - Polyethylene | Zimmer Inc | PSN ASF PS 13MM PLY R 6-9 EF | 42-5214-007-13 | Standalone | DE0018338 | As per HSA registered indication(s)
Orthopaedics | Total knee replacement (TKR) | TKR tibial insert | TKR tibial insert - Unconstrained - Polyethylene | Zimmer Inc | PSN ASF PS 14MM PLY R 6-9 EF | 42-5214-007-14 | Standalone | DE0018338 | As per HSA registered indication(s)
Orthopaedics | Total knee replacement (TKR) | TKR tibial insert | TKR tibial insert - Unconstrained - Polyethylene | Zimmer Inc | PSN ASF PS 16MM PLY R 6-9 EF | 42-5214-007-16 | Standalone | DE0018338 | As per HSA registered indication(s)
Orthopaedics | Total knee replacement (TKR) | TKR tibial insert | TKR tibial insert - Unconstrained - Polyethylene | Zimmer Inc | PSN ASF PS 18MM PLY R 6-9 EF | 42-5214-007-18 | Standalone | DE0018338 | As per HSA registered indication(s)
Orthopaedics | Total knee replacement (TKR) | TKR tibial insert | TKR tibial insert - Unconstrained - Polyethylene | Zimmer Inc | PSN ASF PS 20MM PLY R 6-9 EF | 42-5214-007-20 | Standalone | DE0018338 | As per HSA registered indication(s)
Orthopaedics | Total knee replacement (TKR) | TKR tibial insert | TKR tibial insert - Unconstrained - Polyethylene | Zimmer Inc | PSN ASF PS 10MM PLY R 10-11 EF | 42-5214-008-10 | Standalone | DE0018338 | As per HSA registered indication(s)
Orthopaedics | Total knee replacement (TKR) | TKR tibial insert | TKR tibial insert - Unconstrained - Polyethylene | Zimmer Inc | PSN ASF PS 11MM PLY R 10-11 EF | 42-5214-008-11 | Standalone | DE0018338 | As per HSA registered indication(s)
Orthopaedics | Total knee replacement (TKR) | TKR tibial insert | TKR tibial insert - Unconstrained - Polyethylene | Zimmer Inc | PSN ASF PS 12MM PLY R 10-11 EF | 42-5214-008-12 | Standalone | DE0018338 | As per HSA registered indication(s)
Orthopaedics | Total knee replacement (TKR) | TKR tibial insert | TKR tibial insert - Unconstrained - Polyethylene | Zimmer Inc | PSN ASF PS 13MM PLY R 10-11 EF | 42-5214-008-13 | Standalone | DE0018338 | As per HSA registered indication(s)
Orthopaedics | Total knee replacement (TKR) | TKR tibial insert | TKR tibial insert - Unconstrained - Polyethylene | Zimmer Inc | PSN ASF PS 14MM PLY R 10-11 EF | 42-5214-008-14 | Standalone | DE0018338 | As per HSA registered indication(s)
Orthopaedics | Total knee replacement (TKR) | TKR tibial insert | TKR tibial insert - Unconstrained - Polyethylene | Zimmer Inc | PSN ASF PS 16MM PLY R 10-11 EF | 42-5214-008-16 | Standalone | DE0018338 | As per HSA registered indication(s)
Orthopaedics | Total knee replacement (TKR) | TKR tibial insert | TKR tibial insert - Unconstrained - Polyethylene | Zimmer Inc | PSN ASF PS 18MM PLY R 10-11 EF | 42-5214-008-18 | Standalone | DE0018338 | As per HSA registered indication(s)
Orthopaedics | Total knee replacement (TKR) | TKR tibial insert | TKR tibial insert - Unconstrained - Polyethylene | Zimmer Inc | PSN ASF PS 20MM PLY R 10-11 EF | 42-5214-008-20 | Standalone | DE0018338 | As per HSA registered indication(s)
Orthopaedics | Total knee replacement (TKR) | TKR tibial insert | TKR tibial insert - Unconstrained - Polyethylene | Zimmer Inc | PSN ASF PS 10MM PLY R 6-9 GH | 42-5214-009-10 | Standalone | DE0018338 | As per HSA registered indication(s)
Orthopaedics | Total knee replacement (TKR) | TKR tibial insert | TKR tibial insert - Unconstrained - Polyethylene | Zimmer Inc | PSN ASF PS 11MM PLY R 6-9 GH | 42-5214-009-11 | Standalone | DE0018338 | As per HSA registered indication(s)
Orthopaedics | Total knee replacement (TKR) | TKR tibial insert | TKR tibial insert - Unconstrained - Polyethylene | Zimmer Inc | PSN ASF PS 12MM PLY R 6-9 GH | 42-5214-009-12 | Standalone | DE0018338 | As per HSA registered indication(s)
Orthopaedics | Total knee replacement (TKR) | TKR tibial insert | TKR tibial insert - Unconstrained - Polyethylene | Zimmer Inc | PSN ASF PS 13MM PLY R 6-9 GH | 42-5214-009-13 | Standalone | DE0018338 | As per HSA registered indication(s)
Orthopaedics | Total knee replacement (TKR) | TKR tibial insert | TKR tibial insert - Unconstrained - Polyethylene | Zimmer Inc | PSN ASF PS 14MM PLY R 6-9 GH | 42-5214-009-14 | Standalone | DE0018338 | As per HSA registered indication(s)
Orthopaedics | Total knee replacement (TKR) | TKR tibial insert | TKR tibial insert - Unconstrained - Polyethylene | Zimmer Inc | PSN ASF PS 16MM PLY R 6-9 GH | 42-5214-009-16 | Standalone | DE0018338 | As per HSA registered indication(s)
Orthopaedics | Total knee replacement (TKR) | TKR tibial insert | TKR tibial insert - Unconstrained - Polyethylene | Zimmer Inc | PSN ASF PS 18MM PLY R 6-9 GH | 42-5214-009-18 | Standalone | DE0018338 | As per HSA registered indication(s)
Orthopaedics | Total knee replacement (TKR) | TKR tibial insert | TKR tibial insert - Unconstrained - Polyethylene | Zimmer Inc | PSN ASF PS 20MM PLY R 6-9 GH | 42-5214-009-20 | Standalone | DE0018338 | As per HSA registered indication(s)
Orthopaedics | Total knee replacement (TKR) | TKR tibial insert | TKR tibial insert - Unconstrained - Polyethylene | Zimmer Inc | PSN ASF PS 10MM PLY R 10-12 GH | 42-5214-010-10 | Standalone | DE0018338 | As per HSA registered indication(s)
Orthopaedics | Total knee replacement (TKR) | TKR tibial insert | TKR tibial insert - Unconstrained - Polyethylene | Zimmer Inc | PSN ASF PS 11MM PLY R 10-12 GH | 42-5214-010-11 | Standalone | DE0018338 | As per HSA registered indication(s)
Orthopaedics | Total knee replacement (TKR) | TKR tibial insert | TKR tibial insert - Unconstrained - Polyethylene | Zimmer Inc | PSN ASF PS 12MM PLY R 10-12 GH | 42-5214-010-12 | Standalone | DE0018338 | As per HSA registered indication(s)
Orthopaedics | Total knee replacement (TKR) | TKR tibial insert | TKR tibial insert - Unconstrained - Polyethylene | Zimmer Inc | PSN ASF PS 13MM PLY R 10-12 GH | 42-5214-010-13 | Standalone | DE0018338 | As per HSA registered indication(s)
Orthopaedics | Total knee replacement (TKR) | TKR tibial insert | TKR tibial insert - Unconstrained - Polyethylene | Zimmer Inc | PSN ASF PS 14MM PLY R 10-12 GH | 42-5214-010-14 | Standalone | DE0018338 | As per HSA registered indication(s)
Orthopaedics | Total knee replacement (TKR) | TKR tibial insert | TKR tibial insert - Unconstrained - Polyethylene | Zimmer Inc | PSN ASF PS 16MM PLY R 10-12 GH | 42-5214-010-16 | Standalone | DE0018338 | As per HSA registered indication(s)
Orthopaedics | Total knee replacement (TKR) | TKR tibial insert | TKR tibial insert - Unconstrained - Polyethylene | Zimmer Inc | PSN ASF PS 18MM PLY R 10-12 GH | 42-5214-010-18 | Standalone | DE0018338 | As per HSA registered indication(s)
Orthopaedics | Total knee replacement (TKR) | TKR tibial insert | TKR tibial insert - Unconstrained - Polyethylene | Zimmer Inc | PSN ASF PS 20MM PLY R 10-12 GH | 42-5214-010-20 | Standalone | DE0018338 | As per HSA registered indication(s)
Orthopaedics | Total knee replacement (TKR) | TKR tibial insert | TKR tibial insert - Unconstrained - Polyethylene | Zimmer Inc | PSN ASF CR 13MM PLY L 3-11 EF | 42-5110-005-13 | Standalone | DE0018338 | As per HSA registered indication(s)
Orthopaedics | Total knee replacement (TKR) | TKR tibial insert | TKR tibial insert - Unconstrained - Polyethylene | Zimmer Inc | LPS FIX MLD AS AB/1-2,9MM | 00-5964-020-09 | Standalone | DE0004640 | As per HSA registered indication(s)
Orthopaedics | Total knee replacement (TKR) | TKR tibial insert | TKR tibial insert - Unconstrained - Polyethylene | Zimmer Inc | LPS FIX MLD AS AB/1-2,10MM | 00-5964-020-10 | Standalone | DE0004640 | As per HSA registered indication(s)
Orthopaedics | Total knee replacement (TKR) | TKR tibial insert | TKR tibial insert - Unconstrained - Polyethylene | Zimmer Inc | LPS FIX MLD AS AB/1-2,12MM | 00-5964-020-12 | Standalone | DE0004640 | As per HSA registered indication(s)
Orthopaedics | Total knee replacement (TKR) | TKR tibial insert | TKR tibial insert - Unconstrained - Polyethylene | Zimmer Inc | LPS FIX MLD AS AB/1-2,14MM | 00-5964-020-14 | Standalone | DE0004640 | As per HSA registered indication(s)
Orthopaedics | Total knee replacement (TKR) | TKR tibial insert | TKR tibial insert - Unconstrained - Polyethylene | Zimmer Inc | LPS FIX MLD AS AB/1-2,17MM | 00-5964-020-17 | Standalone | DE0004640 | As per HSA registered indication(s)
Orthopaedics | Total knee replacement (TKR) | TKR tibial insert | TKR tibial insert - Unconstrained - Polyethylene | Zimmer Inc | LPS FIX MLD AS AB/1-2,20MM | 00-5964-020-20 | Standalone | DE0004640 | As per HSA registered indication(s)
Orthopaedics | Total knee replacement (TKR) | TKR tibial insert | TKR tibial insert - Unconstrained - Polyethylene | Zimmer Inc | LPS FIX MLD AS AB/1-2,23MM | 00-5964-020-23 | Standalone | DE0004640 | As per HSA registered indication(s)
Orthopaedics | Total knee replacement (TKR) | TKR tibial insert | TKR tibial insert - Unconstrained - Polyethylene | Zimmer Inc | LPS FIX MLD AS CD/1-2,9MM | 00-5964-022-09 | Standalone | DE0004640 | As per HSA registered indication(s)
Orthopaedics | Total knee replacement (TKR) | TKR tibial insert | TKR tibial insert - Unconstrained - Polyethylene | Zimmer Inc | LPS FIX MLD AS CD/1-2,10MM | 00-5964-022-10 | Standalone | DE0004640 | As per HSA registered indication(s)
Orthopaedics | Total knee replacement (TKR) | TKR tibial insert | TKR tibial insert - Unconstrained - Polyethylene | Zimmer Inc | LPS FIX MLD AS CD/1-2,12MM | 00-5964-022-12 | Standalone | DE0004640 | As per HSA registered indication(s)
Orthopaedics | Total knee replacement (TKR) | TKR tibial insert | TKR tibial insert - Unconstrained - Polyethylene | Zimmer Inc | LPS FIX MLD AS CD/1-2,14MM | 00-5964-022-14 | Standalone | DE0004640 | As per HSA registered indication(s)
Orthopaedics | Total knee replacement (TKR) | TKR tibial insert | TKR tibial insert - Unconstrained - Polyethylene | Zimmer Inc | LPS FIX MLD AS CD/1-2,17MM | 00-5964-022-17 | Standalone | DE0004640 | As per HSA registered indication(s)
Orthopaedics | Total knee replacement (TKR) | TKR tibial insert | TKR tibial insert - Unconstrained - Polyethylene | Zimmer Inc | LPS FIX MLD AS CD/1-2,20MM | 00-5964-022-20 | Standalone | DE0004640 | As per HSA registered indication(s)
Orthopaedics | Total knee replacement (TKR) | TKR tibial insert | TKR tibial insert - Unconstrained - Polyethylene | Zimmer Inc | LPS FIX MLD AS CD/1-2,23MM | 00-5964-022-23 | Standalone | DE0004640 | As per HSA registered indication(s)
Orthopaedics | Total knee replacement (TKR) | TKR tibial insert | TKR tibial insert - Unconstrained - Polyethylene | Zimmer Inc | LPS FIX MLD AS CD/3-4,9MM | 00-5964-030-09 | Standalone | DE0004640 | As per HSA registered indication(s)
Orthopaedics | Total knee replacement (TKR) | TKR tibial insert | TKR tibial insert - Unconstrained - Polyethylene | Zimmer Inc | LPS FIX MLD AS CD/3-4,10MM | 00-5964-030-10 | Standalone | DE0004640 | As per HSA registered indication(s)
Orthopaedics | Total knee replacement (TKR) | TKR tibial insert | TKR tibial insert - Unconstrained - Polyethylene | Zimmer Inc | LPS FIX MLD AS CD/3-4,12MM | 00-5964-030-12 | Standalone | DE0004640 | As per HSA registered indication(s)
Orthopaedics | Total knee replacement (TKR) | TKR tibial insert | TKR tibial insert - Unconstrained - Polyethylene | Zimmer Inc | LPS FIX MLD AS CD/3-4,14MM | 00-5964-030-14 | Standalone | DE0004640 | As per HSA registered indication(s)
Orthopaedics | Total knee replacement (TKR) | TKR tibial insert | TKR tibial insert - Unconstrained - Polyethylene | Zimmer Inc | LPS FIX MLD AS CD/3-4,17MM | 00-5964-030-17 | Standalone | DE0004640 | As per HSA registered indication(s)
Orthopaedics | Total knee replacement (TKR) | TKR tibial insert | TKR tibial insert - Unconstrained - Polyethylene | Zimmer Inc | LPS FIX MLD AS CD/3-4,20MM | 00-5964-030-20 | Standalone | DE0004640 | As per HSA registered indication(s)
Orthopaedics | Total knee replacement (TKR) | TKR tibial insert | TKR tibial insert - Unconstrained - Polyethylene | Zimmer Inc | LPS FIX MLD AS CD/3-4,23MM | 00-5964-030-23 | Standalone | DE0004640 | As per HSA registered indication(s)
Orthopaedics | Total knee replacement (TKR) | TKR tibial insert | TKR tibial insert - Unconstrained - Polyethylene | Zimmer Inc | LPS FIX MLD AS AB/3-4,9MM | 00-5964-031-09 | Standalone | DE0004640 | As per HSA registered indication(s)
Orthopaedics | Total knee replacement (TKR) | TKR tibial insert | TKR tibial insert - Unconstrained - Polyethylene | Zimmer Inc | LPS FIX MLD AS AB/3-4,10MM | 00-5964-031-10 | Standalone | DE0004640 | As per HSA registered indication(s)
Orthopaedics | Total knee replacement (TKR) | TKR tibial insert | TKR tibial insert - Unconstrained - Polyethylene | Zimmer Inc | LPS FIX MLD AS AB/3-4,12MM | 00-5964-031-12 | Standalone | DE0004640 | As per HSA registered indication(s)
Orthopaedics | Total knee replacement (TKR) | TKR tibial insert | TKR tibial insert - Unconstrained - Polyethylene | Zimmer Inc | LPS FIX MLD AS AB/3-4,14MM | 00-5964-031-14 | Standalone | DE0004640 | As per HSA registered indication(s)
Orthopaedics | Total knee replacement (TKR) | TKR tibial insert | TKR tibial insert - Unconstrained - Polyethylene | Zimmer Inc | LPS FIX MLD AS AB/3-4,17MM | 00-5964-031-17 | Standalone | DE0004640 | As per HSA registered indication(s)
Orthopaedics | Total knee replacement (TKR) | TKR tibial insert | TKR tibial insert - Unconstrained - Polyethylene | Zimmer Inc | LPS FIX MLD AS AB/3-4,20MM | 00-5964-031-20 | Standalone | DE0004640 | As per HSA registered indication(s)
Orthopaedics | Total knee replacement (TKR) | TKR tibial insert | TKR tibial insert - Unconstrained - Polyethylene | Zimmer Inc | LPS FIX MLD AS EF/3-4,9MM | 00-5964-032-09 | Standalone | DE0004640 | As per HSA registered indication(s)
Orthopaedics | Total knee replacement (TKR) | TKR tibial insert | TKR tibial insert - Unconstrained - Polyethylene | Zimmer Inc | LPS FIX MLD AS EF/3-4,10MM | 00-5964-032-10 | Standalone | DE0004640 | As per HSA registered indication(s)
Orthopaedics | Total knee replacement (TKR) | TKR tibial insert | TKR tibial insert - Unconstrained - Polyethylene | Zimmer Inc | LPS FIX MLD AS EF/3-4,12MM | 00-5964-032-12 | Standalone | DE0004640 | As per HSA registered indication(s)
Orthopaedics | Total knee replacement (TKR) | TKR tibial insert | TKR tibial insert - Unconstrained - Polyethylene | Zimmer Inc | LPS FIX MLD AS EF/3-4,14MM | 00-5964-032-14 | Standalone | DE0004640 | As per HSA registered indication(s)
Orthopaedics | Total knee replacement (TKR) | TKR tibial insert | TKR tibial insert - Unconstrained - Polyethylene | Zimmer Inc | LPS FIX MLD AS EF/3-4,17MM | 00-5964-032-17 | Standalone | DE0004640 | As per HSA registered indication(s)
Orthopaedics | Total knee replacement (TKR) | TKR tibial insert | TKR tibial insert - Unconstrained - Polyethylene | Zimmer Inc | LPS FIX MLD AS EF/3-4,20MM | 00-5964-032-20 | Standalone | DE0004640 | As per HSA registered indication(s)
Orthopaedics | Total knee replacement (TKR) | TKR tibial insert | TKR tibial insert - Unconstrained - Polyethylene | Zimmer Inc | LPS FIX MLD AS EF/3-4,23MM | 00-5964-032-23 | Standalone | DE0004640 | As per HSA registered indication(s)
Orthopaedics | Total knee replacement (TKR) | TKR tibial insert | TKR tibial insert - Unconstrained - Polyethylene | Zimmer Inc | LPS FIX MLD AS EF/5-6,9MM | 00-5964-040-09 | Standalone | DE0004640 | As per HSA registered indication(s)
Orthopaedics | Total knee replacement (TKR) | TKR tibial insert | TKR tibial insert - Unconstrained - Polyethylene | Zimmer Inc | LPS FIX MLD AS EF/5-6,10MM | 00-5964-040-10 | Standalone | DE0004640 | As per HSA registered indication(s)
Orthopaedics | Total knee replacement (TKR) | TKR tibial insert | TKR tibial insert - Unconstrained - Polyethylene | Zimmer Inc | LPS FIX MLD AS EF/5-6,12MM | 00-5964-040-12 | Standalone | DE0004640 | As per HSA registered indication(s)
Orthopaedics | Total knee replacement (TKR) | TKR tibial insert | TKR tibial insert - Unconstrained - Polyethylene | Zimmer Inc | LPS FIX MLD AS EF/5-6,14MM | 00-5964-040-14 | Standalone | DE0004640 | As per HSA registered indication(s)
Orthopaedics | Total knee replacement (TKR) | TKR tibial insert | TKR tibial insert - Unconstrained - Polyethylene | Zimmer Inc | LPS FIX MLD AS EF/5-6,17MM | 00-5964-040-17 | Standalone | DE0004640 | As per HSA registered indication(s)
Orthopaedics | Total knee replacement (TKR) | TKR tibial insert | TKR tibial insert - Unconstrained - Polyethylene | Zimmer Inc | LPS FIX MLD AS EF/5-6,20MM | 00-5964-040-20 | Standalone | DE0004640 | As per HSA registered indication(s)
Orthopaedics | Total knee replacement (TKR) | TKR tibial insert | TKR tibial insert - Unconstrained - Polyethylene | Zimmer Inc | LPS FIX MLD AS EF/5-6,23MM | 00-5964-040-23 | Standalone | DE0004640 | As per HSA registered indication(s)
Orthopaedics | Total knee replacement (TKR) | TKR tibial insert | TKR tibial insert - Unconstrained - Polyethylene | Zimmer Inc | LPS FIX MLD AS CD/5-6,9MM | 00-5964-041-09 | Standalone | DE0004640 | As per HSA registered indication(s)
Orthopaedics | Total knee replacement (TKR) | TKR tibial insert | TKR tibial insert - Unconstrained - Polyethylene | Zimmer Inc | LPS FIX MLD AS CD/5-6,10MM | 00-5964-041-10 | Standalone | DE0004640 | As per HSA registered indication(s)
Orthopaedics | Total knee replacement (TKR) | TKR tibial insert | TKR tibial insert - Unconstrained - Polyethylene | Zimmer Inc | LPS FIX MLD AS CD/5-6,12MM | 00-5964-041-12 | Standalone | DE0004640 | As per HSA registered indication(s)
Orthopaedics | Total knee replacement (TKR) | TKR tibial insert | TKR tibial insert - Unconstrained - Polyethylene | Zimmer Inc | LPS FIX MLD AS CD/5-6,14MM | 00-5964-041-14 | Standalone | DE0004640 | As per HSA registered indication(s)
Orthopaedics | Total knee replacement (TKR) | TKR tibial insert | TKR tibial insert - Unconstrained - Polyethylene | Zimmer Inc | LPS FIX MLD AS CD/5-6,17MM | 00-5964-041-17 | Standalone | DE0004640 | As per HSA registered indication(s)
Orthopaedics | Total knee replacement (TKR) | TKR tibial insert | TKR tibial insert - Unconstrained - Polyethylene | Zimmer Inc | LPS FIX MLD AS CD/5-6,20MM | 00-5964-041-20 | Standalone | DE0004640 | As per HSA registered indication(s)
Orthopaedics | Total knee replacement (TKR) | TKR tibial insert | TKR tibial insert - Unconstrained - Polyethylene | Zimmer Inc | LPS FIX MLD AS CD/5-6,23MM | 00-5964-041-23 | Standalone | DE0004640 | As per HSA registered indication(s)
Orthopaedics | Total knee replacement (TKR) | TKR tibial insert | TKR tibial insert - Unconstrained - Polyethylene | Zimmer Inc | LPS FIX MLD AS GH/5-6,9MM | 00-5964-042-09 | Standalone | DE0004640 | As per HSA registered indication(s)
Orthopaedics | Total knee replacement (TKR) | TKR tibial insert | TKR tibial insert - Unconstrained - Polyethylene | Zimmer Inc | LPS FIX MLD AS GH/5-6,10MM | 00-5964-042-10 | Standalone | DE0004640 | As per HSA registered indication(s)
Orthopaedics | Total knee replacement (TKR) | TKR tibial insert | TKR tibial insert - Unconstrained - Polyethylene | Zimmer Inc | LPS FIX MLD AS GH/5-6,12MM | 00-5964-042-12 | Standalone | DE0004640 | As per HSA registered indication(s)
Orthopaedics | Total knee replacement (TKR) | TKR tibial insert | TKR tibial insert - Unconstrained - Polyethylene | Zimmer Inc | LPS FIX MLD AS GH/5-6,14MM | 00-5964-042-14 | Standalone | DE0004640 | As per HSA registered indication(s)
Orthopaedics | Total knee replacement (TKR) | TKR tibial insert | TKR tibial insert - Unconstrained - Polyethylene | Zimmer Inc | LPS FIX MLD AS GH/5-6,17MM | 00-5964-042-17 | Standalone | DE0004640 | As per HSA registered indication(s)
Orthopaedics | Total knee replacement (TKR) | TKR tibial insert | TKR tibial insert - Unconstrained - Polyethylene | Zimmer Inc | LPS FIX MLD AS GH/5-6,20MM | 00-5964-042-20 | Standalone | DE0004640 | As per HSA registered indication(s)
Orthopaedics | Total knee replacement (TKR) | TKR tibial insert | TKR tibial insert - Unconstrained - Polyethylene | Zimmer Inc | LPS FIX MLD AS GH/5-6,23MM | 00-5964-042-23 | Standalone | DE0004640 | As per HSA registered indication(s)
Orthopaedics | Total knee replacement (TKR) | TKR tibial insert | TKR tibial insert - Unconstrained - Polyethylene | Zimmer Inc | LPS FIX MLD AS GH/7-8,9MM | 00-5964-050-09 | Standalone | DE0004640 | As per HSA registered indication(s)
Orthopaedics | Total knee replacement (TKR) | TKR tibial insert | TKR tibial insert - Unconstrained - Polyethylene | Zimmer Inc | LPS FIX MLD AS GH/7-8,10MM | 00-5964-050-10 | Standalone | DE0004640 | As per HSA registered indication(s)
Orthopaedics | Total knee replacement (TKR) | TKR tibial insert | TKR tibial insert - Unconstrained - Polyethylene | Zimmer Inc | LPS FIX MLD AS GH/7-8,12MM | 00-5964-050-12 | Standalone | DE0004640 | As per HSA registered indication(s)
Orthopaedics | Total knee replacement (TKR) | TKR tibial insert | TKR tibial insert - Unconstrained - Polyethylene | Zimmer Inc | LPS FIX MLD AS GH/7-8,14MM | 00-5964-050-14 | Standalone | DE0004640 | As per HSA registered indication(s)
Orthopaedics | Total knee replacement (TKR) | TKR tibial insert | TKR tibial insert - Unconstrained - Polyethylene | Zimmer Inc | LPS FIX MLD AS GH/7-8,17MM | 00-5964-050-17 | Standalone | DE0004640 | As per HSA registered indication(s)
Orthopaedics | Total knee replacement (TKR) | TKR tibial insert | TKR tibial insert - Unconstrained - Polyethylene | Zimmer Inc | LPS FIX MLD AS GH/7-8,20MM | 00-5964-050-20 | Standalone | DE0004640 | As per HSA registered indication(s)
Orthopaedics | Total knee replacement (TKR) | TKR tibial insert | TKR tibial insert - Unconstrained - Polyethylene | Zimmer Inc | LPS FIX MLD AS GH/7-8,23MM | 00-5964-050-23 | Standalone | DE0004640 | As per HSA registered indication(s)
Orthopaedics | Total knee replacement (TKR) | TKR tibial insert | TKR tibial insert - Unconstrained - Polyethylene | Zimmer Inc | LPS FIX MLD AS EF/7-8,9MM | 00-5964-051-09 | Standalone | DE0004640 | As per HSA registered indication(s)
Orthopaedics | Total knee replacement (TKR) | TKR tibial insert | TKR tibial insert - Unconstrained - Polyethylene | Zimmer Inc | LPS FIX MLD AS EF/7-8,10MM | 00-5964-051-10 | Standalone | DE0004640 | As per HSA registered indication(s)
Orthopaedics | Total knee replacement (TKR) | TKR tibial insert | TKR tibial insert - Unconstrained - Polyethylene | Zimmer Inc | LPS FIX MLD AS EF/7-8,12MM | 00-5964-051-12 | Standalone | DE0004640 | As per HSA registered indication(s)
Orthopaedics | Total knee replacement (TKR) | TKR tibial insert | TKR tibial insert - Unconstrained - Polyethylene | Zimmer Inc | LPS FIX MLD AS EF/7-8,14MM | 00-5964-051-14 | Standalone | DE0004640 | As per HSA registered indication(s)
Orthopaedics | Total knee replacement (TKR) | TKR tibial insert | TKR tibial insert - Unconstrained - Polyethylene | Zimmer Inc | LPS FIX MLD AS EF/7-8,17MM | 00-5964-051-17 | Standalone | DE0004640 | As per HSA registered indication(s)
Orthopaedics | Total knee replacement (TKR) | TKR tibial insert | TKR tibial insert - Unconstrained - Polyethylene | Zimmer Inc | LPS FIX MLD AS EF/7-8,20MM | 00-5964-051-20 | Standalone | DE0004640 | As per HSA registered indication(s)
Orthopaedics | Total knee replacement (TKR) | TKR tibial insert | TKR tibial insert - Unconstrained - Polyethylene | Zimmer Inc | LPS FIX MLD AS EF/7-8,23MM | 00-5964-051-23 | Standalone | DE0004640 | As per HSA registered indication(s)
Orthopaedics | Total knee replacement (TKR) | TKR tibial insert | TKR tibial insert - Unconstrained - Polyethylene | Zimmer Inc | CR FLEX ART SURF CH12/PUR 9MM | 90-5970-021-09 | Standalone | DE0004641 | As per HSA registered indication(s)
Orthopaedics | Total knee replacement (TKR) | TKR tibial insert | TKR tibial insert - Unconstrained - Polyethylene | Zimmer Inc | CR FLEX ART SURF CH12/PUR 10MM | 90-5970-021-10 | Standalone | DE0004641 | As per HSA registered indication(s)
Orthopaedics | Total knee replacement (TKR) | TKR tibial insert | TKR tibial insert - Unconstrained - Polyethylene | Zimmer Inc | CR FLEX ART SURF CH12/PUR 12MM | 90-5970-021-12 | Standalone | DE0004641 | As per HSA registered indication(s)
Orthopaedics | Total knee replacement (TKR) | TKR tibial insert | TKR tibial insert - Unconstrained - Polyethylene | Zimmer Inc | CR FLEX ART SURF CH12/PUR 14MM | 90-5970-021-14 | Standalone | DE0004641 | As per HSA registered indication(s)
Orthopaedics | Total knee replacement (TKR) | TKR tibial insert | TKR tibial insert - Unconstrained - Polyethylene | Zimmer Inc | CR FLEX ART SURF CH12/PUR 17MM | 90-5970-021-17 | Standalone | DE0004641 | As per HSA registered indication(s)
Orthopaedics | Total knee replacement (TKR) | TKR tibial insert | TKR tibial insert - Unconstrained - Polyethylene | Zimmer Inc | CR FLEX ART SURF CH12/PUR 20MM | 90-5970-021-20 | Standalone | DE0004641 | As per HSA registered indication(s)
Orthopaedics | Total knee replacement (TKR) | TKR tibial insert | TKR tibial insert - Unconstrained - Polyethylene | Zimmer Inc | CR FLEX ART SURF CH34/PUR 9MM | 90-5970-030-09 | Standalone | DE0004641 | As per HSA registered indication(s)
Orthopaedics | Total knee replacement (TKR) | TKR tibial insert | TKR tibial insert - Unconstrained - Polyethylene | Zimmer Inc | CR FLEX ART SURF CH34/YEL 10MM | 90-5970-030-10 | Standalone | DE0004641 | As per HSA registered indication(s)
Orthopaedics | Total knee replacement (TKR) | TKR tibial insert | TKR tibial insert - Unconstrained - Polyethylene | Zimmer Inc | CR FLEX ART SURF CH34/YEL 12MM | 90-5970-030-12 | Standalone | DE0004641 | As per HSA registered indication(s)
Orthopaedics | Total knee replacement (TKR) | TKR tibial insert | TKR tibial insert - Unconstrained - Polyethylene | Zimmer Inc | CR FLEX ART SURF CH34/YEL 14MM | 90-5970-030-14 | Standalone | DE0004641 | As per HSA registered indication(s)
Orthopaedics | Total knee replacement (TKR) | TKR tibial insert | TKR tibial insert - Unconstrained - Polyethylene | Zimmer Inc | CR FLEX ART SURF CH34/YEL 17MM | 90-5970-030-17 | Standalone | DE0004641 | As per HSA registered indication(s)
Orthopaedics | Total knee replacement (TKR) | TKR tibial insert | TKR tibial insert - Unconstrained - Polyethylene | Zimmer Inc | CR FLEX ART SURF CH34/YEL 20MM | 90-5970-030-20 | Standalone | DE0004641 | As per HSA registered indication(s)
Orthopaedics | Total knee replacement (TKR) | TKR tibial insert | TKR tibial insert - Unconstrained - Polyethylene | Zimmer Inc | CR FLEX ART SURF CH56/GRN 9MM | 90-5970-040-09 | Standalone | DE0004641 | As per HSA registered indication(s)
Orthopaedics | Total knee replacement (TKR) | TKR tibial insert | TKR tibial insert - Unconstrained - Polyethylene | Zimmer Inc | CR FLEX ART SURF CH56/GRN 10MM | 90-5970-040-10 | Standalone | DE0004641 | As per HSA registered indication(s)
Orthopaedics | Total knee replacement (TKR) | TKR tibial insert | TKR tibial insert - Unconstrained - Polyethylene | Zimmer Inc | CR FLEX ART SURF CH56/GRN 12MM | 90-5970-040-12 | Standalone | DE0004641 | As per HSA registered indication(s)
Orthopaedics | Total knee replacement (TKR) | TKR tibial insert | TKR tibial insert - Unconstrained - Polyethylene | Zimmer Inc | CR FLEX ART SURF CH56/GRN 14MM | 90-5970-040-14 | Standalone | DE0004641 | As per HSA registered indication(s)
Orthopaedics | Total knee replacement (TKR) | TKR tibial insert | TKR tibial insert - Unconstrained - Polyethylene | Zimmer Inc | CR FLEX ART SURF CH56/GRN 17MM | 90-5970-040-17 | Standalone | DE0004641 | As per HSA registered indication(s)
Orthopaedics | Total knee replacement (TKR) | TKR tibial insert | TKR tibial insert - Unconstrained - Polyethylene | Zimmer Inc | CR FLEX ART SURF CH56/GRN 20MM | 90-5970-040-20 | Standalone | DE0004641 | As per HSA registered indication(s)
Orthopaedics | Total knee replacement (TKR) | TKR tibial insert | TKR tibial insert - Unconstrained - Polyethylene | Zimmer Inc | NGK CR ART SURF, BLUE 9MM | 00-5972-050-09 | Standalone | DE0004641 | As per HSA registered indication(s)
Orthopaedics | Total knee replacement (TKR) | TKR tibial insert | TKR tibial insert - Unconstrained - Polyethylene | Zimmer Inc | NGK CR ART SURF, BLUE 10MM | 00-5972-050-10 | Standalone | DE0004641 | As per HSA registered indication(s)
Orthopaedics | Total knee replacement (TKR) | TKR tibial insert | TKR tibial insert - Unconstrained - Polyethylene | Zimmer Inc | NGK CR ART SURF, BLUE 12MM | 00-5972-050-12 | Standalone | DE0004641 | As per HSA registered indication(s)
Orthopaedics | Total knee replacement (TKR) | TKR tibial insert | TKR tibial insert - Unconstrained - Polyethylene | Zimmer Inc | NGK CR ART SURF, BLUE 14MM | 00-5972-050-14 | Standalone | DE0004641 | As per HSA registered indication(s)
Orthopaedics | Total knee replacement (TKR) | TKR tibial insert | TKR tibial insert - Unconstrained - Polyethylene | Zimmer Inc | NGK CR ART SURF, BLUE 17MM | 00-5972-050-17 | Standalone | DE0004641 | As per HSA registered indication(s)
Orthopaedics | Total knee replacement (TKR) | TKR tibial insert | TKR tibial insert - Unconstrained - Polyethylene | Zimmer Inc | NGK CR ART SURF, BLUE 20MM | 00-5972-050-20 | Standalone | DE0004641 | As per HSA registered indication(s)
Orthopaedics | Total knee replacement (TKR) | TKR tibial insert | TKR tibial insert - Unconstrained - Polyethylene | Zimmer Inc | NGK CR ART SURF,STR PURPLE 9MM | 00-5972-021-09 | Standalone | DE0004641 | As per HSA registered indication(s)
Orthopaedics | Total knee replacement (TKR) | TKR tibial insert | TKR tibial insert - Unconstrained - Polyethylene | Zimmer Inc | NGK CR ART SURF,STR PURPLE 10MM | 00-5972-021-10 | Standalone | DE0004641 | As per HSA registered indication(s)
Orthopaedics | Total knee replacement (TKR) | TKR tibial insert | TKR tibial insert - Unconstrained - Polyethylene | Zimmer Inc | NGK CR ART SURF,STR PURPLE 12MM | 00-5972-021-12 | Standalone | DE0004641 | As per HSA registered indication(s)
Orthopaedics | Total knee replacement (TKR) | TKR tibial insert | TKR tibial insert - Unconstrained - Polyethylene | Zimmer Inc | NGK CR ART SURF,STR PURPLE 14MM | 00-5972-021-14 | Standalone | DE0004641 | As per HSA registered indication(s)
Orthopaedics | Total knee replacement (TKR) | TKR tibial insert | TKR tibial insert - Unconstrained - Polyethylene | Zimmer Inc | NGK CR ART SURF,STR PURPLE 17MM | 00-5972-021-17 | Standalone | DE0004641 | As per HSA registered indication(s)
Orthopaedics | Total knee replacement (TKR) | TKR tibial insert | TKR tibial insert - Unconstrained - Polyethylene | Zimmer Inc | NGK CR ART SURF,STR PURPLE 20MM | 00-5972-021-20 | Standalone | DE0004641 | As per HSA registered indication(s)
Orthopaedics | Total knee replacement (TKR) | TKR tibial insert | TKR tibial insert - Unconstrained - Polyethylene | Zimmer Inc | NGK CR ART SURF,STR YELLOW 9MM | 00-5972-030-09 | Standalone | DE0004641 | As per HSA registered indication(s)
Orthopaedics | Total knee replacement (TKR) | TKR tibial insert | TKR tibial insert - Unconstrained - Polyethylene | Zimmer Inc | NGK CR ART SURF,STR YELLOW 10MM | 00-5972-030-10 | Standalone | DE0004641 | As per HSA registered indication(s)
Orthopaedics | Total knee replacement (TKR) | TKR tibial insert | TKR tibial insert - Unconstrained - Polyethylene | Zimmer Inc | NGK CR ART SURF,STR YELLOW 12MM | 00-5972-030-12 | Standalone | DE0004641 | As per HSA registered indication(s)
Orthopaedics | Total knee replacement (TKR) | TKR tibial insert | TKR tibial insert - Unconstrained - Polyethylene | Zimmer Inc | NGK CR ART SURF,STR YELLOW 14MM | 00-5972-030-14 | Standalone | DE0004641 | As per HSA registered indication(s)
Orthopaedics | Total knee replacement (TKR) | TKR tibial insert | TKR tibial insert - Unconstrained - Polyethylene | Zimmer Inc | NGK CR ART SURF,STR YELLOW 17MM | 00-5972-030-17 | Standalone | DE0004641 | As per HSA registered indication(s)
Orthopaedics | Total knee replacement (TKR) | TKR tibial insert | TKR tibial insert - Unconstrained - Polyethylene | Zimmer Inc | NGK CR ART SURF,STR YELLOW 20MM | 00-5972-030-20 | Standalone | DE0004641 | As per HSA registered indication(s)
Orthopaedics | Total knee replacement (TKR) | TKR tibial insert | TKR tibial insert - Unconstrained - Polyethylene | Zimmer Inc | NGK CR ART SURF,STR GREEN 9MM | 00-5972-040-09 | Standalone | DE0004641 | As per HSA registered indication(s)
Orthopaedics | Total knee replacement (TKR) | TKR tibial insert | TKR tibial insert - Unconstrained - Polyethylene | Zimmer Inc | NGK CR ART SURF,STR GREEN 10MM | 00-5972-040-10 | Standalone | DE0004641 | As per HSA registered indication(s)
Orthopaedics | Total knee replacement (TKR) | TKR tibial insert | TKR tibial insert - Unconstrained - Polyethylene | Zimmer Inc | NGK CR ART SURF,STR GREEN 12MM | 00-5972-040-12 | Standalone | DE0004641 | As per HSA registered indication(s)
Orthopaedics | Total knee replacement (TKR) | TKR tibial insert | TKR tibial insert - Unconstrained - Polyethylene | Zimmer Inc | NGK CR ART SURF,STR GREEN 14MM | 00-5972-040-14 | Standalone | DE0004641 | As per HSA registered indication(s)
Orthopaedics | Total knee replacement (TKR) | TKR tibial insert | TKR tibial insert - Unconstrained - Polyethylene | Zimmer Inc | NGK CR ART SURF,STR GREEN 17MM | 00-5972-040-17 | Standalone | DE0004641 | As per HSA registered indication(s)
Orthopaedics | Total knee replacement (TKR) | TKR tibial insert | TKR tibial insert - Unconstrained - Polyethylene | Zimmer Inc | NGK CR ART SURF,STR GREEN 20MM | 00-5972-040-20 | Standalone | DE0004641 | As per HSA registered indication(s)
Orthopaedics | Total knee replacement (TKR) | TKR tibial insert | TKR tibial insert - Unconstrained - Polyethylene | Zimmer Inc | NGK CR ART SURF,STR BLUE 9MM | 90-5970-050-09 | Standalone | DE0004641 | As per HSA registered indication(s)
Orthopaedics | Total knee replacement (TKR) | TKR tibial insert | TKR tibial insert - Unconstrained - Polyethylene | Zimmer Inc | NGK CR ART SURF,STR BLUE 10MM | 90-5970-050-10 | Standalone | DE0004641 | As per HSA registered indication(s)
Orthopaedics | Total knee replacement (TKR) | TKR tibial insert | TKR tibial insert - Unconstrained - Polyethylene | Zimmer Inc | NGK CR ART SURF,STR BLUE 12MM | 90-5970-050-12 | Standalone | DE0004641 | As per HSA registered indication(s)
Orthopaedics | Total knee replacement (TKR) | TKR tibial insert | TKR tibial insert - Unconstrained - Polyethylene | Zimmer Inc | NGK CR ART SURF,STR BLUE 14MM | 90-5970-050-14 | Standalone | DE0004641 | As per HSA registered indication(s)
Orthopaedics | Total knee replacement (TKR) | TKR tibial insert | TKR tibial insert - Unconstrained - Polyethylene | Zimmer Inc | NGK CR ART SURF,STR BLUE 17MM | 90-5970-050-17 | Standalone | DE0004641 | As per HSA registered indication(s)
Orthopaedics | Total knee replacement (TKR) | TKR tibial insert | TKR tibial insert - Unconstrained - Polyethylene | Zimmer Inc | NGK CR ART SURF,STR BLUE 20MM | 90-5970-050-20 | Standalone | DE0004641 | As per HSA registered indication(s)
Orthopaedics | Total knee replacement (TKR) | TKR tibial insert | TKR tibial insert - Unconstrained - Crosslinked polyethylene | DePuy (Ireland) | ATTUNE C/R FB INSRT SZ 2 5MM | 151620205 | Standalone | DE0013986 | Active patients aged 65 years and younger
Orthopaedics | Total knee replacement (TKR) | TKR tibial insert | TKR tibial insert - Unconstrained - Crosslinked polyethylene | DePuy (Ireland) | ATTUNE C/R FB INSRT SZ 2 6MM | 151620206 | Standalone | DE0013986 | Active patients aged 65 years and younger
Orthopaedics | Total knee replacement (TKR) | TKR tibial insert | TKR tibial insert - Unconstrained - Crosslinked polyethylene | DePuy (Ireland) | ATTUNE C/R FB INSRT SZ 2 7MM | 151620207 | Standalone | DE0013986 | Active patients aged 65 years and younger
Orthopaedics | Total knee replacement (TKR) | TKR tibial insert | TKR tibial insert - Unconstrained - Crosslinked polyethylene | DePuy (Ireland) | ATTUNE C/R FB INSRT SZ 2 8MM | 151620208 | Standalone | DE0013986 | Active patients aged 65 years and younger
Orthopaedics | Total knee replacement (TKR) | TKR tibial insert | TKR tibial insert - Unconstrained - Crosslinked polyethylene | DePuy (Ireland) | ATTUNE C/R FB INSRT SZ 2 10MM | 151620210 | Standalone | DE0013986 | Active patients aged 65 years and younger
Orthopaedics | Total knee replacement (TKR) | TKR tibial insert | TKR tibial insert - Unconstrained - Crosslinked polyethylene | DePuy (Ireland) | ATTUNE C/R FB INSRT SZ 2 12MM | 151620212 | Standalone | DE0013986 | Active patients aged 65 years and younger
Orthopaedics | Total knee replacement (TKR) | TKR tibial insert | TKR tibial insert - Unconstrained - Crosslinked polyethylene | DePuy (Ireland) | ATTUNE C/R FB INSRT SZ 2 14MM | 151620214 | Standalone | DE0013986 | Active patients aged 65 years and younger
Orthopaedics | Total knee replacement (TKR) | TKR tibial insert | TKR tibial insert - Unconstrained - Crosslinked polyethylene | DePuy (Ireland) | ATTUNE C/R FB INSRT SZ 2 16MM | 151620216 | Standalone | DE0013986 | Active patients aged 65 years and younger
Orthopaedics | Total knee replacement (TKR) | TKR tibial insert | TKR tibial insert - Unconstrained - Crosslinked polyethylene | DePuy (Ireland) | ATTUNE C/R FB INSRT SZ 3 5MM | 151620305 | Standalone | DE0013986 | Active patients aged 65 years and younger
Orthopaedics | Total knee replacement (TKR) | TKR tibial insert | TKR tibial insert - Unconstrained - Crosslinked polyethylene | DePuy (Ireland) | ATTUNE C/R FB INSRT SZ 3 6MM | 151620306 | Standalone | DE0013986 | Active patients aged 65 years and younger
Orthopaedics | Total knee replacement (TKR) | TKR tibial insert | TKR tibial insert - Unconstrained - Crosslinked polyethylene | DePuy (Ireland) | ATTUNE C/R FB INSRT SZ 3 7MM | 151620307 | Standalone | DE0013986 | Active patients aged 65 years and younger
Orthopaedics | Total knee replacement (TKR) | TKR tibial insert | TKR tibial insert - Unconstrained - Crosslinked polyethylene | DePuy (Ireland) | ATTUNE C/R FB INSRT SZ 3 8MM | 151620308 | Standalone | DE0013986 | Active patients aged 65 years and younger
Orthopaedics | Total knee replacement (TKR) | TKR tibial insert | TKR tibial insert - Unconstrained - Crosslinked polyethylene | DePuy (Ireland) | ATTUNE C/R FB INSRT SZ 3 10MM | 151620310 | Standalone | DE0013986 | Active patients aged 65 years and younger
Orthopaedics | Total knee replacement (TKR) | TKR tibial insert | TKR tibial insert - Unconstrained - Crosslinked polyethylene | DePuy (Ireland) | ATTUNE C/R FB INSRT SZ 3 12MM | 151620312 | Standalone | DE0013986 | Active patients aged 65 years and younger
Orthopaedics | Total knee replacement (TKR) | TKR tibial insert | TKR tibial insert - Unconstrained - Crosslinked polyethylene | DePuy (Ireland) | ATTUNE C/R FB INSRT SZ 3 14MM | 151620314 | Standalone | DE0013986 | Active patients aged 65 years and younger
Orthopaedics | Total knee replacement (TKR) | TKR tibial insert | TKR tibial insert - Unconstrained - Crosslinked polyethylene | DePuy (Ireland) | ATTUNE C/R FB INSRT SZ 3 16MM | 151620316 | Standalone | DE0013986 | Active patients aged 65 years and younger
Orthopaedics | Total knee replacement (TKR) | TKR tibial insert | TKR tibial insert - Unconstrained - Crosslinked polyethylene | DePuy (Ireland) | ATTUNE C/R FB INSRT SZ 4 5MM | 151620405 | Standalone | DE0013986 | Active patients aged 65 years and younger
Orthopaedics | Total knee replacement (TKR) | TKR tibial insert | TKR tibial insert - Unconstrained - Crosslinked polyethylene | DePuy (Ireland) | ATTUNE C/R FB INSRT SZ 4 6MM | 151620406 | Standalone | DE0013986 | Active patients aged 65 years and younger
Orthopaedics | Total knee replacement (TKR) | TKR tibial insert | TKR tibial insert - Unconstrained - Crosslinked polyethylene | DePuy (Ireland) | ATTUNE C/R FB INSRT SZ 4 7MM | 151620407 | Standalone | DE0013986 | Active patients aged 65 years and younger
Orthopaedics | Total knee replacement (TKR) | TKR tibial insert | TKR tibial insert - Unconstrained - Crosslinked polyethylene | DePuy (Ireland) | ATTUNE C/R FB INSRT SZ 4 8MM | 151620408 | Standalone | DE0013986 | Active patients aged 65 years and younger
Orthopaedics | Total knee replacement (TKR) | TKR tibial insert | TKR tibial insert - Unconstrained - Crosslinked polyethylene | DePuy (Ireland) | ATTUNE C/R FB INSRT SZ 4 10MM | 151620410 | Standalone | DE0013986 | Active patients aged 65 years and younger
Orthopaedics | Total knee replacement (TKR) | TKR tibial insert | TKR tibial insert - Unconstrained - Crosslinked polyethylene | DePuy (Ireland) | ATTUNE C/R FB INSRT SZ 4 12MM | 151620412 | Standalone | DE0013986 | Active patients aged 65 years and younger
Orthopaedics | Total knee replacement (TKR) | TKR tibial insert | TKR tibial insert - Unconstrained - Crosslinked polyethylene | DePuy (Ireland) | ATTUNE C/R FB INSRT SZ 4 14MM | 151620414 | Standalone | DE0013986 | Active patients aged 65 years and younger
Orthopaedics | Total knee replacement (TKR) | TKR tibial insert | TKR tibial insert - Unconstrained - Crosslinked polyethylene | DePuy (Ireland) | ATTUNE C/R FB INSRT SZ 4 16MM | 151620416 | Standalone | DE0013986 | Active patients aged 65 years and younger
Orthopaedics | Total knee replacement (TKR) | TKR tibial insert | TKR tibial insert - Unconstrained - Crosslinked polyethylene | DePuy (Ireland) | ATTUNE C/R FB INSRT SZ 5 5MM | 151620505 | Standalone | DE0013986 | Active patients aged 65 years and younger
Orthopaedics | Total knee replacement (TKR) | TKR tibial insert | TKR tibial insert - Unconstrained - Crosslinked polyethylene | DePuy (Ireland) | ATTUNE C/R FB INSRT SZ 5 6MM | 151620506 | Standalone | DE0013986 | Active patients aged 65 years and younger
Orthopaedics | Total knee replacement (TKR) | TKR tibial insert | TKR tibial insert - Unconstrained - Crosslinked polyethylene | DePuy (Ireland) | ATTUNE C/R FB INSRT SZ 5 7MM | 151620507 | Standalone | DE0013986 | Active patients aged 65 years and younger
Orthopaedics | Total knee replacement (TKR) | TKR tibial insert | TKR tibial insert - Unconstrained - Crosslinked polyethylene | DePuy (Ireland) | ATTUNE C/R FB INSRT SZ 5 8MM | 151620508 | Standalone | DE0013986 | Active patients aged 65 years and younger
Orthopaedics | Total knee replacement (TKR) | TKR tibial insert | TKR tibial insert - Unconstrained - Crosslinked polyethylene | DePuy (Ireland) | ATTUNE C/R FB INSRT SZ 5 10MM | 151620510 | Standalone | DE0013986 | Active patients aged 65 years and younger
Orthopaedics | Total knee replacement (TKR) | TKR tibial insert | TKR tibial insert - Unconstrained - Crosslinked polyethylene | DePuy (Ireland) | ATTUNE C/R FB INSRT SZ 5 12MM | 151620512 | Standalone | DE0013986 | Active patients aged 65 years and younger
Orthopaedics | Total knee replacement (TKR) | TKR tibial insert | TKR tibial insert - Unconstrained - Crosslinked polyethylene | DePuy (Ireland) | ATTUNE C/R FB INSRT SZ 5 14MM | 151620514 | Standalone | DE0013986 | Active patients aged 65 years and younger
Orthopaedics | Total knee replacement (TKR) | TKR tibial insert | TKR tibial insert - Unconstrained - Crosslinked polyethylene | DePuy (Ireland) | ATTUNE C/R FB INSRT SZ 5 16MM | 151620516 | Standalone | DE0013986 | Active patients aged 65 years and younger
Orthopaedics | Total knee replacement (TKR) | TKR tibial insert | TKR tibial insert - Unconstrained - Crosslinked polyethylene | DePuy (Ireland) | ATTUNE C/R FB INSRT SZ 6 5MM | 151620605 | Standalone | DE0013986 | Active patients aged 65 years and younger
Orthopaedics | Total knee replacement (TKR) | TKR tibial insert | TKR tibial insert - Unconstrained - Crosslinked polyethylene | DePuy (Ireland) | ATTUNE C/R FB INSRT SZ 6 6MM | 151620606 | Standalone | DE0013986 | Active patients aged 65 years and younger
Orthopaedics | Total knee replacement (TKR) | TKR tibial insert | TKR tibial insert - Unconstrained - Crosslinked polyethylene | DePuy (Ireland) | ATTUNE C/R FB INSRT SZ 6 7MM | 151620607 | Standalone | DE0013986 | Active patients aged 65 years and younger
Orthopaedics | Total knee replacement (TKR) | TKR tibial insert | TKR tibial insert - Unconstrained - Crosslinked polyethylene | DePuy (Ireland) | ATTUNE C/R FB INSRT SZ 6 8MM | 151620608 | Standalone | DE0013986 | Active patients aged 65 years and younger
Orthopaedics | Total knee replacement (TKR) | TKR tibial insert | TKR tibial insert - Unconstrained - Crosslinked polyethylene | DePuy (Ireland) | ATTUNE C/R FB INSRT SZ 6 10MM | 151620610 | Standalone | DE0013986 | Active patients aged 65 years and younger
Orthopaedics | Total knee replacement (TKR) | TKR tibial insert | TKR tibial insert - Unconstrained - Crosslinked polyethylene | DePuy (Ireland) | ATTUNE C/R FB INSRT SZ 6 12MM | 151620612 | Standalone | DE0013986 | Active patients aged 65 years and younger
Orthopaedics | Total knee replacement (TKR) | TKR tibial insert | TKR tibial insert - Unconstrained - Crosslinked polyethylene | DePuy (Ireland) | ATTUNE C/R FB INSRT SZ 6 14MM | 151620614 | Standalone | DE0013986 | Active patients aged 65 years and younger
Orthopaedics | Total knee replacement (TKR) | TKR tibial insert | TKR tibial insert - Unconstrained - Crosslinked polyethylene | DePuy (Ireland) | ATTUNE C/R FB INSRT SZ 6 16MM | 151620616 | Standalone | DE0013986 | Active patients aged 65 years and younger
Orthopaedics | Total knee replacement (TKR) | TKR tibial insert | TKR tibial insert - Unconstrained - Crosslinked polyethylene | DePuy (Ireland) | ATTUNE C/R FB INSRT SZ 7 5MM | 151620705 | Standalone | DE0013986 | Active patients aged 65 years and younger
Orthopaedics | Total knee replacement (TKR) | TKR tibial insert | TKR tibial insert - Unconstrained - Crosslinked polyethylene | DePuy (Ireland) | ATTUNE C/R FB INSRT SZ 7 6MM | 151620706 | Standalone | DE0013986 | Active patients aged 65 years and younger
Orthopaedics | Total knee replacement (TKR) | TKR tibial insert | TKR tibial insert - Unconstrained - Crosslinked polyethylene | DePuy (Ireland) | ATTUNE C/R FB INSRT SZ 7 7MM | 151620707 | Standalone | DE0013986 | Active patients aged 65 years and younger
Orthopaedics | Total knee replacement (TKR) | TKR tibial insert | TKR tibial insert - Unconstrained - Crosslinked polyethylene | DePuy (Ireland) | ATTUNE C/R FB INSRT SZ 7 8MM | 151620708 | Standalone | DE0013986 | Active patients aged 65 years and younger
Orthopaedics | Total knee replacement (TKR) | TKR tibial insert | TKR tibial insert - Unconstrained - Crosslinked polyethylene | DePuy (Ireland) | ATTUNE C/R FB INSRT SZ 7 10MM | 151620710 | Standalone | DE0013986 | Active patients aged 65 years and younger
Orthopaedics | Total knee replacement (TKR) | TKR tibial insert | TKR tibial insert - Unconstrained - Crosslinked polyethylene | DePuy (Ireland) | ATTUNE C/R FB INSRT SZ 7 12MM | 151620712 | Standalone | DE0013986 | Active patients aged 65 years and younger
Orthopaedics | Total knee replacement (TKR) | TKR tibial insert | TKR tibial insert - Unconstrained - Crosslinked polyethylene | DePuy (Ireland) | ATTUNE C/R FB INSRT SZ 7 14MM | 151620714 | Standalone | DE0013986 | Active patients aged 65 years and younger
Orthopaedics | Total knee replacement (TKR) | TKR tibial insert | TKR tibial insert - Unconstrained - Crosslinked polyethylene | DePuy (Ireland) | ATTUNE C/R FB INSRT SZ 7 16MM | 151620716 | Standalone | DE0013986 | Active patients aged 65 years and younger
Orthopaedics | Total knee replacement (TKR) | TKR tibial insert | TKR tibial insert - Unconstrained - Crosslinked polyethylene | DePuy (Ireland) | ATTUNE C/R FB INSRT SZ 8 5MM | 151620805 | Standalone | DE0013986 | Active patients aged 65 years and younger
Orthopaedics | Total knee replacement (TKR) | TKR tibial insert | TKR tibial insert - Unconstrained - Crosslinked polyethylene | DePuy (Ireland) | ATTUNE C/R FB INSRT SZ 8 6MM | 151620806 | Standalone | DE0013986 | Active patients aged 65 years and younger
Orthopaedics | Total knee replacement (TKR) | TKR tibial insert | TKR tibial insert - Unconstrained - Crosslinked polyethylene | DePuy (Ireland) | ATTUNE C/R FB INSRT SZ 8 7MM | 151620807 | Standalone | DE0013986 | Active patients aged 65 years and younger
Orthopaedics | Total knee replacement (TKR) | TKR tibial insert | TKR tibial insert - Unconstrained - Crosslinked polyethylene | DePuy (Ireland) | ATTUNE C/R FB INSRT SZ 8 8MM | 151620808 | Standalone | DE0013986 | Active patients aged 65 years and younger
Orthopaedics | Total knee replacement (TKR) | TKR tibial insert | TKR tibial insert - Unconstrained - Crosslinked polyethylene | DePuy (Ireland) | ATTUNE C/R FB INSRT SZ 8 10MM | 151620810 | Standalone | DE0013986 | Active patients aged 65 years and younger
Orthopaedics | Total knee replacement (TKR) | TKR tibial insert | TKR tibial insert - Unconstrained - Crosslinked polyethylene | DePuy (Ireland) | ATTUNE C/R FB INSRT SZ 8 12MM | 151620812 | Standalone | DE0013986 | Active patients aged 65 years and younger
Orthopaedics | Total knee replacement (TKR) | TKR tibial insert | TKR tibial insert - Unconstrained - Crosslinked polyethylene | DePuy (Ireland) | ATTUNE C/R FB INSRT SZ 8 14MM | 151620814 | Standalone | DE0013986 | Active patients aged 65 years and younger
Orthopaedics | Total knee replacement (TKR) | TKR tibial insert | TKR tibial insert - Unconstrained - Crosslinked polyethylene | DePuy (Ireland) | ATTUNE C/R FB INSRT SZ 8 16MM | 151620816 | Standalone | DE0013986 | Active patients aged 65 years and younger
Orthopaedics | Total knee replacement (TKR) | TKR tibial insert | TKR tibial insert - Unconstrained - Crosslinked polyethylene | DePuy (Ireland) | ATTUNE CR FB Insert Size 9 5 mm | 151620905 | Standalone | DE0013986 | Active patients aged 65 years and younger
Orthopaedics | Total knee replacement (TKR) | TKR tibial insert | TKR tibial insert - Unconstrained - Crosslinked polyethylene | DePuy (Ireland) | ATTUNE CR FB Insert Size 9 6 mm | 151620906 | Standalone | DE0013986 | Active patients aged 65 years and younger
Orthopaedics | Total knee replacement (TKR) | TKR tibial insert | TKR tibial insert - Unconstrained - Crosslinked polyethylene | DePuy (Ireland) | ATTUNE CR FB Insert Size 9 7 mm | 151620907 | Standalone | DE0013986 | Active patients aged 65 years and younger
Orthopaedics | Total knee replacement (TKR) | TKR tibial insert | TKR tibial insert - Unconstrained - Crosslinked polyethylene | DePuy (Ireland) | ATTUNE CR FB Insert Size 9 8 mm | 151620908 | Standalone | DE0013986 | Active patients aged 65 years and younger
Orthopaedics | Total knee replacement (TKR) | TKR tibial insert | TKR tibial insert - Unconstrained - Crosslinked polyethylene | DePuy (Ireland) | ATTUNE CR FB Insert Size 9 10 mm | 151620910 | Standalone | DE0013986 | Active patients aged 65 years and younger
Orthopaedics | Total knee replacement (TKR) | TKR tibial insert | TKR tibial insert - Unconstrained - Crosslinked polyethylene | DePuy (Ireland) | ATTUNE CR FB Insert Size 9 12 mm | 151620912 | Standalone | DE0013986 | Active patients aged 65 years and younger
Orthopaedics | Total knee replacement (TKR) | TKR tibial insert | TKR tibial insert - Unconstrained - Crosslinked polyethylene | DePuy (Ireland) | ATTUNE CR FB Insert Size 9 14 mm | 151620914 | Standalone | DE0013986 | Active patients aged 65 years and younger
Orthopaedics | Total knee replacement (TKR) | TKR tibial insert | TKR tibial insert - Unconstrained - Crosslinked polyethylene | DePuy (Ireland) | ATTUNE CR FB Insert Size 9 16 mm | 151620916 | Standalone | DE0013986 | Active patients aged 65 years and younger
Orthopaedics | Total knee replacement (TKR) | TKR tibial insert | TKR tibial insert - Unconstrained - Crosslinked polyethylene | DePuy (Ireland) | ATTUNE CR FB Insert Size 10 5 mm | 151621005 | Standalone | DE0013986 | Active patients aged 65 years and younger
Orthopaedics | Total knee replacement (TKR) | TKR tibial insert | TKR tibial insert - Unconstrained - Crosslinked polyethylene | DePuy (Ireland) | ATTUNE CR FB Insert Size 10 6 mm | 151621006 | Standalone | DE0013986 | Active patients aged 65 years and younger
Orthopaedics | Total knee replacement (TKR) | TKR tibial insert | TKR tibial insert - Unconstrained - Crosslinked polyethylene | DePuy (Ireland) | ATTUNE CR FB Insert Size 10 7 mm | 151621007 | Standalone | DE0013986 | Active patients aged 65 years and younger
Orthopaedics | Total knee replacement (TKR) | TKR tibial insert | TKR tibial insert - Unconstrained - Crosslinked polyethylene | DePuy (Ireland) | ATTUNE CR FB Insert Size 10 8 mm | 151621008 | Standalone | DE0013986 | Active patients aged 65 years and younger
Orthopaedics | Total knee replacement (TKR) | TKR tibial insert | TKR tibial insert - Unconstrained - Crosslinked polyethylene | DePuy (Ireland) | ATTUNE CR FB Insert Size 10 10 mm | 151621010 | Standalone | DE0013986 | Active patients aged 65 years and younger
Orthopaedics | Total knee replacement (TKR) | TKR tibial insert | TKR tibial insert - Unconstrained - Crosslinked polyethylene | DePuy (Ireland) | ATTUNE CR FB Insert Size 10 12 mm | 151621012 | Standalone | DE0013986 | Active patients aged 65 years and younger
Orthopaedics | Total knee replacement (TKR) | TKR tibial insert | TKR tibial insert - Unconstrained - Crosslinked polyethylene | DePuy (Ireland) | ATTUNE CR FB Insert Size 10 14 mm | 151621014 | Standalone | DE0013986 | Active patients aged 65 years and younger
Orthopaedics | Total knee replacement (TKR) | TKR tibial insert | TKR tibial insert - Unconstrained - Crosslinked polyethylene | DePuy (Ireland) | ATTUNE CR FB Insert Size 10 16 mm | 151621016 | Standalone | DE0013986 | Active patients aged 65 years and younger
Orthopaedics | Total knee replacement (TKR) | TKR tibial insert | TKR tibial insert - Unconstrained - Crosslinked polyethylene | DePuy (Ireland) | ATTUNE PS FB INSRT SZ 2 5MM | 151640205 | Standalone | DE0013986 | Active patients aged 65 years and younger
Orthopaedics | Total knee replacement (TKR) | TKR tibial insert | TKR tibial insert - Unconstrained - Crosslinked polyethylene | DePuy (Ireland) | ATTUNE PS FB INSRT SZ 2 6MM | 151640206 | Standalone | DE0013986 | Active patients aged 65 years and younger
Orthopaedics | Total knee replacement (TKR) | TKR tibial insert | TKR tibial insert - Unconstrained - Crosslinked polyethylene | DePuy (Ireland) | ATTUNE PS FB INSRT SZ 2 7MM | 151640207 | Standalone | DE0013986 | Active patients aged 65 years and younger
Orthopaedics | Total knee replacement (TKR) | TKR tibial insert | TKR tibial insert - Unconstrained - Crosslinked polyethylene | DePuy (Ireland) | ATTUNE PS FB INSRT SZ 2 8MM | 151640208 | Standalone | DE0013986 | Active patients aged 65 years and younger
Orthopaedics | Total knee replacement (TKR) | TKR tibial insert | TKR tibial insert - Unconstrained - Crosslinked polyethylene | DePuy (Ireland) | ATTUNE PS FB INSRT SZ 2 10MM | 151640210 | Standalone | DE0013986 | Active patients aged 65 years and younger
Orthopaedics | Total knee replacement (TKR) | TKR tibial insert | TKR tibial insert - Unconstrained - Crosslinked polyethylene | DePuy (Ireland) | ATTUNE PS FB INSRT SZ 2 12MM | 151640212 | Standalone | DE0013986 | Active patients aged 65 years and younger
Orthopaedics | Total knee replacement (TKR) | TKR tibial insert | TKR tibial insert - Unconstrained - Crosslinked polyethylene | DePuy (Ireland) | ATTUNE PS FB INSRT SZ 2 14MM | 151640214 | Standalone | DE0013986 | Active patients aged 65 years and younger
Orthopaedics | Total knee replacement (TKR) | TKR tibial insert | TKR tibial insert - Unconstrained - Crosslinked polyethylene | DePuy (Ireland) | ATTUNE PS FB INSRT SZ 2 16MM | 151640216 | Standalone | DE0013986 | Active patients aged 65 years and younger
Orthopaedics | Total knee replacement (TKR) | TKR tibial insert | TKR tibial insert - Unconstrained - Crosslinked polyethylene | DePuy (Ireland) | ATTUNE PS FB INSRT SZ 2 18MM | 151640218 | Standalone | DE0013986 | Active patients aged 65 years and younger
Orthopaedics | Total knee replacement (TKR) | TKR tibial insert | TKR tibial insert - Unconstrained - Crosslinked polyethylene | DePuy (Ireland) | ATTUNE PS FB INSRT SZ 3 5MM | 151640305 | Standalone | DE0013986 | Active patients aged 65 years and younger
Orthopaedics | Total knee replacement (TKR) | TKR tibial insert | TKR tibial insert - Unconstrained - Crosslinked polyethylene | DePuy (Ireland) | ATTUNE PS FB INSRT SZ 3 6MM | 151640306 | Standalone | DE0013986 | Active patients aged 65 years and younger
Orthopaedics | Total knee replacement (TKR) | TKR tibial insert | TKR tibial insert - Unconstrained - Crosslinked polyethylene | DePuy (Ireland) | ATTUNE PS FB INSRT SZ 3 7MM | 151640307 | Standalone | DE0013986 | Active patients aged 65 years and younger
Orthopaedics | Total knee replacement (TKR) | TKR tibial insert | TKR tibial insert - Unconstrained - Crosslinked polyethylene | DePuy (Ireland) | ATTUNE PS FB INSRT SZ 3 8MM | 151640308 | Standalone | DE0013986 | Active patients aged 65 years and younger
Orthopaedics | Total knee replacement (TKR) | TKR tibial insert | TKR tibial insert - Unconstrained - Crosslinked polyethylene | DePuy (Ireland) | ATTUNE PS FB INSRT SZ 3 10MM | 151640310 | Standalone | DE0013986 | Active patients aged 65 years and younger
Orthopaedics | Total knee replacement (TKR) | TKR tibial insert | TKR tibial insert - Unconstrained - Crosslinked polyethylene | DePuy (Ireland) | ATTUNE PS FB INSRT SZ 3 12MM | 151640312 | Standalone | DE0013986 | Active patients aged 65 years and younger
Orthopaedics | Total knee replacement (TKR) | TKR tibial insert | TKR tibial insert - Unconstrained - Crosslinked polyethylene | DePuy (Ireland) | ATTUNE PS FB INSRT SZ 3 14MM | 151640314 | Standalone | DE0013986 | Active patients aged 65 years and younger
Orthopaedics | Total knee replacement (TKR) | TKR tibial insert | TKR tibial insert - Unconstrained - Crosslinked polyethylene | DePuy (Ireland) | ATTUNE PS FB INSRT SZ 3 16MM | 151640316 | Standalone | DE0013986 | Active patients aged 65 years and younger
Orthopaedics | Total knee replacement (TKR) | TKR tibial insert | TKR tibial insert - Unconstrained - Crosslinked polyethylene | DePuy (Ireland) | ATTUNE PS FB INSRT SZ 3 18MM | 151640318 | Standalone | DE0013986 | Active patients aged 65 years and younger
Orthopaedics | Total knee replacement (TKR) | TKR tibial insert | TKR tibial insert - Unconstrained - Crosslinked polyethylene | DePuy (Ireland) | ATTUNE PS FB INSRT SZ 4 5MM | 151640405 | Standalone | DE0013986 | Active patients aged 65 years and younger
Orthopaedics | Total knee replacement (TKR) | TKR tibial insert | TKR tibial insert - Unconstrained - Crosslinked polyethylene | DePuy (Ireland) | ATTUNE PS FB INSRT SZ 4 6MM | 151640406 | Standalone | DE0013986 | Active patients aged 65 years and younger
Orthopaedics | Total knee replacement (TKR) | TKR tibial insert | TKR tibial insert - Unconstrained - Crosslinked polyethylene | DePuy (Ireland) | ATTUNE PS FB INSRT SZ 4 7MM | 151640407 | Standalone | DE0013986 | Active patients aged 65 years and younger
Orthopaedics | Total knee replacement (TKR) | TKR tibial insert | TKR tibial insert - Unconstrained - Crosslinked polyethylene | DePuy (Ireland) | ATTUNE PS FB INSRT SZ 4 8MM | 151640408 | Standalone | DE0013986 | Active patients aged 65 years and younger
Orthopaedics | Total knee replacement (TKR) | TKR tibial insert | TKR tibial insert - Unconstrained - Crosslinked polyethylene | DePuy (Ireland) | ATTUNE PS FB INSRT SZ 4 10MM | 151640410 | Standalone | DE0013986 | Active patients aged 65 years and younger
Orthopaedics | Total knee replacement (TKR) | TKR tibial insert | TKR tibial insert - Unconstrained - Crosslinked polyethylene | DePuy (Ireland) | ATTUNE PS FB INSRT SZ 4 12MM | 151640412 | Standalone | DE0013986 | Active patients aged 65 years and younger
Orthopaedics | Total knee replacement (TKR) | TKR tibial insert | TKR tibial insert - Unconstrained - Crosslinked polyethylene | DePuy (Ireland) | ATTUNE PS FB INSRT SZ 4 14MM | 151640414 | Standalone | DE0013986 | Active patients aged 65 years and younger
Orthopaedics | Total knee replacement (TKR) | TKR tibial insert | TKR tibial insert - Unconstrained - Crosslinked polyethylene | DePuy (Ireland) | ATTUNE PS FB INSRT SZ 4 16MM | 151640416 | Standalone | DE0013986 | Active patients aged 65 years and younger
Orthopaedics | Total knee replacement (TKR) | TKR tibial insert | TKR tibial insert - Unconstrained - Crosslinked polyethylene | DePuy (Ireland) | ATTUNE PS FB INSRT SZ 4 18MM | 151640418 | Standalone | DE0013986 | Active patients aged 65 years and younger
Orthopaedics | Total knee replacement (TKR) | TKR tibial insert | TKR tibial insert - Unconstrained - Crosslinked polyethylene | DePuy (Ireland) | ATTUNE PS FB INSRT SZ 5 5MM | 151640505 | Standalone | DE0013986 | Active patients aged 65 years and younger
Orthopaedics | Total knee replacement (TKR) | TKR tibial insert | TKR tibial insert - Unconstrained - Crosslinked polyethylene | DePuy (Ireland) | ATTUNE PS FB INSRT SZ 5 6MM | 151640506 | Standalone | DE0013986 | Active patients aged 65 years and younger
Orthopaedics | Total knee replacement (TKR) | TKR tibial insert | TKR tibial insert - Unconstrained - Crosslinked polyethylene | DePuy (Ireland) | ATTUNE PS FB INSRT SZ 5 7MM | 151640507 | Standalone | DE0013986 | Active patients aged 65 years and younger
Orthopaedics | Total knee replacement (TKR) | TKR tibial insert | TKR tibial insert - Unconstrained - Crosslinked polyethylene | DePuy (Ireland) | ATTUNE PS FB INSRT SZ 5 8MM | 151640508 | Standalone | DE0013986 | Active patients aged 65 years and younger
Orthopaedics | Total knee replacement (TKR) | TKR tibial insert | TKR tibial insert - Unconstrained - Crosslinked polyethylene | DePuy (Ireland) | ATTUNE PS FB INSRT SZ 5 10MM | 151640510 | Standalone | DE0013986 | Active patients aged 65 years and younger
Orthopaedics | Total knee replacement (TKR) | TKR tibial insert | TKR tibial insert - Unconstrained - Crosslinked polyethylene | DePuy (Ireland) | ATTUNE PS FB INSRT SZ 5 12MM | 151640512 | Standalone | DE0013986 | Active patients aged 65 years and younger
Orthopaedics | Total knee replacement (TKR) | TKR tibial insert | TKR tibial insert - Unconstrained - Crosslinked polyethylene | DePuy (Ireland) | ATTUNE PS FB INSRT SZ 5 14MM | 151640514 | Standalone | DE0013986 | Active patients aged 65 years and younger
Orthopaedics | Total knee replacement (TKR) | TKR tibial insert | TKR tibial insert - Unconstrained - Crosslinked polyethylene | DePuy (Ireland) | ATTUNE PS FB INSRT SZ 5 16MM | 151640516 | Standalone | DE0013986 | Active patients aged 65 years and younger
Orthopaedics | Total knee replacement (TKR) | TKR tibial insert | TKR tibial insert - Unconstrained - Crosslinked polyethylene | DePuy (Ireland) | ATTUNE PS FB INSRT SZ 5 18MM | 151640518 | Standalone | DE0013986 | Active patients aged 65 years and younger
Orthopaedics | Total knee replacement (TKR) | TKR tibial insert | TKR tibial insert - Unconstrained - Crosslinked polyethylene | DePuy (Ireland) | ATTUNE PS FB INSRT SZ 6 5MM | 151640605 | Standalone | DE0013986 | Active patients aged 65 years and younger
Orthopaedics | Total knee replacement (TKR) | TKR tibial insert | TKR tibial insert - Unconstrained - Crosslinked polyethylene | DePuy (Ireland) | ATTUNE PS FB INSRT SZ 6 6MM | 151640606 | Standalone | DE0013986 | Active patients aged 65 years and younger
Orthopaedics | Total knee replacement (TKR) | TKR tibial insert | TKR tibial insert - Unconstrained - Crosslinked polyethylene | DePuy (Ireland) | ATTUNE PS FB INSRT SZ 6 7MM | 151640607 | Standalone | DE0013986 | Active patients aged 65 years and younger
Orthopaedics | Total knee replacement (TKR) | TKR tibial insert | TKR tibial insert - Unconstrained - Crosslinked polyethylene | DePuy (Ireland) | ATTUNE PS FB INSRT SZ 6 8MM | 151640608 | Standalone | DE0013986 | Active patients aged 65 years and younger
Orthopaedics | Total knee replacement (TKR) | TKR tibial insert | TKR tibial insert - Unconstrained - Crosslinked polyethylene | DePuy (Ireland) | ATTUNE PS FB INSRT SZ 6 10MM | 151640610 | Standalone | DE0013986 | Active patients aged 65 years and younger
Orthopaedics | Total knee replacement (TKR) | TKR tibial insert | TKR tibial insert - Unconstrained - Crosslinked polyethylene | DePuy (Ireland) | ATTUNE PS FB INSRT SZ 6 12MM | 151640612 | Standalone | DE0013986 | Active patients aged 65 years and younger
Orthopaedics | Total knee replacement (TKR) | TKR tibial insert | TKR tibial insert - Unconstrained - Crosslinked polyethylene | DePuy (Ireland) | ATTUNE PS FB INSRT SZ 6 14MM | 151640614 | Standalone | DE0013986 | Active patients aged 65 years and younger
Orthopaedics | Total knee replacement (TKR) | TKR tibial insert | TKR tibial insert - Unconstrained - Crosslinked polyethylene | DePuy (Ireland) | ATTUNE PS FB INSRT SZ 6 16MM | 151640616 | Standalone | DE0013986 | Active patients aged 65 years and younger
Orthopaedics | Total knee replacement (TKR) | TKR tibial insert | TKR tibial insert - Unconstrained - Crosslinked polyethylene | DePuy (Ireland) | ATTUNE PS FB INSRT SZ 6 18MM | 151640618 | Standalone | DE0013986 | Active patients aged 65 years and younger
Orthopaedics | Total knee replacement (TKR) | TKR tibial insert | TKR tibial insert - Unconstrained - Crosslinked polyethylene | DePuy (Ireland) | ATTUNE PS FB INSRT SZ 7 5MM | 151640705 | Standalone | DE0013986 | Active patients aged 65 years and younger
Orthopaedics | Total knee replacement (TKR) | TKR tibial insert | TKR tibial insert - Unconstrained - Crosslinked polyethylene | DePuy (Ireland) | ATTUNE PS FB INSRT SZ 7 6MM | 151640706 | Standalone | DE0013986 | Active patients aged 65 years and younger
Orthopaedics | Total knee replacement (TKR) | TKR tibial insert | TKR tibial insert - Unconstrained - Crosslinked polyethylene | DePuy (Ireland) | ATTUNE PS FB INSRT SZ 7 7MM | 151640707 | Standalone | DE0013986 | Active patients aged 65 years and younger
Orthopaedics | Total knee replacement (TKR) | TKR tibial insert | TKR tibial insert - Unconstrained - Crosslinked polyethylene | DePuy (Ireland) | ATTUNE PS FB INSRT SZ 7 8MM | 151640708 | Standalone | DE0013986 | Active patients aged 65 years and younger
Orthopaedics | Total knee replacement (TKR) | TKR tibial insert | TKR tibial insert - Unconstrained - Crosslinked polyethylene | DePuy (Ireland) | ATTUNE PS FB INSRT SZ 7 10MM | 151640710 | Standalone | DE0013986 | Active patients aged 65 years and younger
Orthopaedics | Total knee replacement (TKR) | TKR tibial insert | TKR tibial insert - Unconstrained - Crosslinked polyethylene | DePuy (Ireland) | ATTUNE PS FB INSRT SZ 7 12MM | 151640712 | Standalone | DE0013986 | Active patients aged 65 years and younger
Orthopaedics | Total knee replacement (TKR) | TKR tibial insert | TKR tibial insert - Unconstrained - Crosslinked polyethylene | DePuy (Ireland) | ATTUNE PS FB INSRT SZ 7 14MM | 151640714 | Standalone | DE0013986 | Active patients aged 65 years and younger
Orthopaedics | Total knee replacement (TKR) | TKR tibial insert | TKR tibial insert - Unconstrained - Crosslinked polyethylene | DePuy (Ireland) | ATTUNE PS FB INSRT SZ 7 16MM | 151640716 | Standalone | DE0013986 | Active patients aged 65 years and younger
Orthopaedics | Total knee replacement (TKR) | TKR tibial insert | TKR tibial insert - Unconstrained - Crosslinked polyethylene | DePuy (Ireland) | ATTUNE PS FB INSRT SZ 7 18MM | 151640718 | Standalone | DE0013986 | Active patients aged 65 years and younger
Orthopaedics | Total knee replacement (TKR) | TKR tibial insert | TKR tibial insert - Unconstrained - Crosslinked polyethylene | DePuy (Ireland) | ATTUNE PS FB INSRT SZ 8 5MM | 151640805 | Standalone | DE0013986 | Active patients aged 65 years and younger
Orthopaedics | Total knee replacement (TKR) | TKR tibial insert | TKR tibial insert - Unconstrained - Crosslinked polyethylene | DePuy (Ireland) | ATTUNE PS FB INSRT SZ 8 6MM | 151640806 | Standalone | DE0013986 | Active patients aged 65 years and younger
Orthopaedics | Total knee replacement (TKR) | TKR tibial insert | TKR tibial insert - Unconstrained - Crosslinked polyethylene | DePuy (Ireland) | ATTUNE PS FB INSRT SZ 8 7MM | 151640807 | Standalone | DE0013986 | Active patients aged 65 years and younger
Orthopaedics | Total knee replacement (TKR) | TKR tibial insert | TKR tibial insert - Unconstrained - Crosslinked polyethylene | DePuy (Ireland) | ATTUNE PS FB INSRT SZ 8 8MM | 151640808 | Standalone | DE0013986 | Active patients aged 65 years and younger
Orthopaedics | Total knee replacement (TKR) | TKR tibial insert | TKR tibial insert - Unconstrained - Crosslinked polyethylene | DePuy (Ireland) | ATTUNE PS FB INSRT SZ 8 10MM | 151640810 | Standalone | DE0013986 | Active patients aged 65 years and younger
Orthopaedics | Total knee replacement (TKR) | TKR tibial insert | TKR tibial insert - Unconstrained - Crosslinked polyethylene | DePuy (Ireland) | ATTUNE PS FB INSRT SZ 8 12MM | 151640812 | Standalone | DE0013986 | Active patients aged 65 years and younger
Orthopaedics | Total knee replacement (TKR) | TKR tibial insert | TKR tibial insert - Unconstrained - Crosslinked polyethylene | DePuy (Ireland) | ATTUNE PS FB INSRT SZ 8 14MM | 151640814 | Standalone | DE0013986 | Active patients aged 65 years and younger
Orthopaedics | Total knee replacement (TKR) | TKR tibial insert | TKR tibial insert - Unconstrained - Crosslinked polyethylene | DePuy (Ireland) | ATTUNE PS FB INSRT SZ 8 16MM | 151640816 | Standalone | DE0013986 | Active patients aged 65 years and younger
Orthopaedics | Total knee replacement (TKR) | TKR tibial insert | TKR tibial insert - Unconstrained - Crosslinked polyethylene | DePuy (Ireland) | ATTUNE PS FB INSRT SZ 8 18MM | 151640818 | Standalone | DE0013986 | Active patients aged 65 years and younger
Orthopaedics | Total knee replacement (TKR) | TKR tibial insert | TKR tibial insert - Unconstrained - Crosslinked polyethylene | DePuy (Ireland) | ATTUNE PS FB Insert Size 9 5 mm | 151640905 | Standalone | DE0013986 | Active patients aged 65 years and younger
Orthopaedics | Total knee replacement (TKR) | TKR tibial insert | TKR tibial insert - Unconstrained - Crosslinked polyethylene | DePuy (Ireland) | ATTUNE PS FB Insert Size 9 6 mm | 151640906 | Standalone | DE0013986 | Active patients aged 65 years and younger
Orthopaedics | Total knee replacement (TKR) | TKR tibial insert | TKR tibial insert - Unconstrained - Crosslinked polyethylene | DePuy (Ireland) | ATTUNE PS FB Insert Size 9 7 mm | 151640907 | Standalone | DE0013986 | Active patients aged 65 years and younger
Orthopaedics | Total knee replacement (TKR) | TKR tibial insert | TKR tibial insert - Unconstrained - Crosslinked polyethylene | DePuy (Ireland) | ATTUNE PS FB Insert Size 9 8 mm | 151640908 | Standalone | DE0013986 | Active patients aged 65 years and younger
Orthopaedics | Total knee replacement (TKR) | TKR tibial insert | TKR tibial insert - Unconstrained - Crosslinked polyethylene | DePuy (Ireland) | ATTUNE PS FB Insert Size 9 10 mm | 151640910 | Standalone | DE0013986 | Active patients aged 65 years and younger
Orthopaedics | Total knee replacement (TKR) | TKR tibial insert | TKR tibial insert - Unconstrained - Crosslinked polyethylene | DePuy (Ireland) | ATTUNE PS FB Insert Size 9 12 mm | 151640912 | Standalone | DE0013986 | Active patients aged 65 years and younger
Orthopaedics | Total knee replacement (TKR) | TKR tibial insert | TKR tibial insert - Unconstrained - Crosslinked polyethylene | DePuy (Ireland) | ATTUNE PS FB Insert Size 9 14 mm | 151640914 | Standalone | DE0013986 | Active patients aged 65 years and younger
Orthopaedics | Total knee replacement (TKR) | TKR tibial insert | TKR tibial insert - Unconstrained - Crosslinked polyethylene | DePuy (Ireland) | ATTUNE PS FB Insert Size 9 16 mm | 151640916 | Standalone | DE0013986 | Active patients aged 65 years and younger
Orthopaedics | Total knee replacement (TKR) | TKR tibial insert | TKR tibial insert - Unconstrained - Crosslinked polyethylene | DePuy (Ireland) | ATTUNE PS FB Insert Size 9 18 mm | 151640918 | Standalone | DE0013986 | Active patients aged 65 years and younger
Orthopaedics | Total knee replacement (TKR) | TKR tibial insert | TKR tibial insert - Unconstrained - Crosslinked polyethylene | DePuy (Ireland) | ATTUNE PS FB Insert Size 9 20 mm | 151640920 | Standalone | DE0013986 | Active patients aged 65 years and younger
Orthopaedics | Total knee replacement (TKR) | TKR tibial insert | TKR tibial insert - Unconstrained - Crosslinked polyethylene | DePuy (Ireland) | ATTUNE PS FB Insert Size 10 5 mm | 151641005 | Standalone | DE0013986 | Active patients aged 65 years and younger
Orthopaedics | Total knee replacement (TKR) | TKR tibial insert | TKR tibial insert - Unconstrained - Crosslinked polyethylene | DePuy (Ireland) | ATTUNE PS FB Insert Size 10 6 mm | 151641006 | Standalone | DE0013986 | Active patients aged 65 years and younger
Orthopaedics | Total knee replacement (TKR) | TKR tibial insert | TKR tibial insert - Unconstrained - Crosslinked polyethylene | DePuy (Ireland) | ATTUNE PS FB Insert Size 10 7 mm | 151641007 | Standalone | DE0013986 | Active patients aged 65 years and younger
Orthopaedics | Total knee replacement (TKR) | TKR tibial insert | TKR tibial insert - Unconstrained - Crosslinked polyethylene | DePuy (Ireland) | ATTUNE PS FB Insert Size 10 8 mm | 151641008 | Standalone | DE0013986 | Active patients aged 65 years and younger
Orthopaedics | Total knee replacement (TKR) | TKR tibial insert | TKR tibial insert - Unconstrained - Crosslinked polyethylene | DePuy (Ireland) | ATTUNE PS FB Insert Size 10 10 mm | 151641010 | Standalone | DE0013986 | Active patients aged 65 years and younger
Orthopaedics | Total knee replacement (TKR) | TKR tibial insert | TKR tibial insert - Unconstrained - Crosslinked polyethylene | DePuy (Ireland) | ATTUNE PS FB Insert Size 10 12 mm | 151641012 | Standalone | DE0013986 | Active patients aged 65 years and younger
Orthopaedics | Total knee replacement (TKR) | TKR tibial insert | TKR tibial insert - Unconstrained - Crosslinked polyethylene | DePuy (Ireland) | ATTUNE PS FB Insert Size 10 14 mm | 151641014 | Standalone | DE0013986 | Active patients aged 65 years and younger
Orthopaedics | Total knee replacement (TKR) | TKR tibial insert | TKR tibial insert - Unconstrained - Crosslinked polyethylene | DePuy (Ireland) | ATTUNE PS FB Insert Size 10 16 mm | 151641016 | Standalone | DE0013986 | Active patients aged 65 years and younger
Orthopaedics | Total knee replacement (TKR) | TKR tibial insert | TKR tibial insert - Unconstrained - Crosslinked polyethylene | DePuy (Ireland) | ATTUNE PS FB Insert Size 10 18 mm | 151641018 | Standalone | DE0013986 | Active patients aged 65 years and younger
Orthopaedics | Total knee replacement (TKR) | TKR tibial insert | TKR tibial insert - Unconstrained - Crosslinked polyethylene | DePuy (Ireland) | ATTUNE PS FB Insert Size 10 20 mm | 151641020 | Standalone | DE0013986 | Active patients aged 65 years and younger
Orthopaedics | Total knee replacement (TKR) | TKR tibial insert | TKR tibial insert - Unconstrained - Crosslinked polyethylene | DePuy (Ireland) | ATTUNE CR FB INSRT SZ 1 5MM | 151620105 | Standalone | DE0013986 | Active patients aged 65 years and younger
Orthopaedics | Total knee replacement (TKR) | TKR tibial insert | TKR tibial insert - Unconstrained - Crosslinked polyethylene | DePuy (Ireland) | ATTUNE CR FB INSRT SZ 1 6MM | 151620106 | Standalone | DE0013986 | Active patients aged 65 years and younger
Orthopaedics | Total knee replacement (TKR) | TKR tibial insert | TKR tibial insert - Unconstrained - Crosslinked polyethylene | DePuy (Ireland) | ATTUNE CR FB INSERT SZ 1 7MM | 151620107 | Standalone | DE0013986 | Active patients aged 65 years and younger
Orthopaedics | Total knee replacement (TKR) | TKR tibial insert | TKR tibial insert - Unconstrained - Crosslinked polyethylene | DePuy (Ireland) | ATTUNE CR FB INSRT SZ 1 8MM | 151620108 | Standalone | DE0013986 | Active patients aged 65 years and younger
Orthopaedics | Total knee replacement (TKR) | TKR tibial insert | TKR tibial insert - Unconstrained - Crosslinked polyethylene | DePuy (Ireland) | ATTUNE C/R FB INSRT SZ 1 9MM | 151620109 | Standalone | DE0013986 | Active patients aged 65 years and younger
Orthopaedics | Total knee replacement (TKR) | TKR tibial insert | TKR tibial insert - Unconstrained - Crosslinked polyethylene | DePuy (Ireland) | ATTUNE CR FB INSRT SZ 1 10MM | 151620110 | Standalone | DE0013986 | Active patients aged 65 years and younger
Orthopaedics | Total knee replacement (TKR) | TKR tibial insert | TKR tibial insert - Unconstrained - Crosslinked polyethylene | DePuy (Ireland) | ATTUNE CR FB INSRT SZ 1 12MM | 151620112 | Standalone | DE0013986 | Active patients aged 65 years and younger
Orthopaedics | Total knee replacement (TKR) | TKR tibial insert | TKR tibial insert - Unconstrained - Crosslinked polyethylene | DePuy (Ireland) | ATTUNE CR FB INSRT SZ 1 14MM | 151620114 | Standalone | DE0013986 | Active patients aged 65 years and younger
Orthopaedics | Total knee replacement (TKR) | TKR tibial insert | TKR tibial insert - Unconstrained - Crosslinked polyethylene | DePuy (Ireland) | ATTUNE CR FB INSRT SZ 1 16MM | 151620116 | Standalone | DE0013986 | Active patients aged 65 years and younger
Orthopaedics | Total knee replacement (TKR) | TKR tibial insert | TKR tibial insert - Unconstrained - Crosslinked polyethylene | DePuy (Ireland) | ATTUNE CR FB INSRT SZ 1 547.501DM | 151620118 | Standalone | DE0013986 | Active patients aged 65 years and younger
Orthopaedics | Total knee replacement (TKR) | TKR tibial insert | TKR tibial insert - Unconstrained - Crosslinked polyethylene | DePuy (Ireland) | ATTUNE C/R FB INSRT SZ 2 9MM | 151620209 | Standalone | DE0013986 | Active patients aged 65 years and younger
Orthopaedics | Total knee replacement (TKR) | TKR tibial insert | TKR tibial insert - Unconstrained - Crosslinked polyethylene | DePuy (Ireland) | ATTUNE CR FB INSRT SZ 2 547.501DM | 151620218 | Standalone | DE0013986 | Active patients aged 65 years and younger
Orthopaedics | Total knee replacement (TKR) | TKR tibial insert | TKR tibial insert - Unconstrained - Crosslinked polyethylene | DePuy (Ireland) | ATTUNE C/R FB INSRT SZ 3 9MM | 151620309 | Standalone | DE0013986 | Active patients aged 65 years and younger
Orthopaedics | Total knee replacement (TKR) | TKR tibial insert | TKR tibial insert - Unconstrained - Crosslinked polyethylene | DePuy (Ireland) | ATTUNE CR FB INSRT SZ 3 547.501DM | 151620318 | Standalone | DE0013986 | Active patients aged 65 years and younger
Orthopaedics | Total knee replacement (TKR) | TKR tibial insert | TKR tibial insert - Unconstrained - Crosslinked polyethylene | DePuy (Ireland) | ATTUNE C/R FB INSRT SZ 4 9MM | 151620409 | Standalone | DE0013986 | Active patients aged 65 years and younger
Orthopaedics | Total knee replacement (TKR) | TKR tibial insert | TKR tibial insert - Unconstrained - Crosslinked polyethylene | DePuy (Ireland) | ATTUNE CR FB INSRT SZ 4 547.501DM | 151620418 | Standalone | DE0013986 | Active patients aged 65 years and younger
Orthopaedics | Total knee replacement (TKR) | TKR tibial insert | TKR tibial insert - Unconstrained - Crosslinked polyethylene | DePuy (Ireland) | ATTUNE C/R FB INSRT SZ 5 9MM | 151620509 | Standalone | DE0013986 | Active patients aged 65 years and younger
Orthopaedics | Total knee replacement (TKR) | TKR tibial insert | TKR tibial insert - Unconstrained - Crosslinked polyethylene | DePuy (Ireland) | ATTUNE CR FB INSRT SZ 5 547.501DM | 151620518 | Standalone | DE0013986 | Active patients aged 65 years and younger
Orthopaedics | Total knee replacement (TKR) | TKR tibial insert | TKR tibial insert - Unconstrained - Crosslinked polyethylene | DePuy (Ireland) | ATTUNE C/R FB INSRT SZ 6 9MM | 151620609 | Standalone | DE0013986 | Active patients aged 65 years and younger
Orthopaedics | Total knee replacement (TKR) | TKR tibial insert | TKR tibial insert - Unconstrained - Crosslinked polyethylene | DePuy (Ireland) | ATTUNE CR FB INSRT SZ 6 547.501DM | 151620618 | Standalone | DE0013986 | Active patients aged 65 years and younger
Orthopaedics | Total knee replacement (TKR) | TKR tibial insert | TKR tibial insert - Unconstrained - Crosslinked polyethylene | DePuy (Ireland) | ATTUNE C/R FB INSRT SZ 7 9MM | 151620709 | Standalone | DE0013986 | Active patients aged 65 years and younger
Orthopaedics | Total knee replacement (TKR) | TKR tibial insert | TKR tibial insert - Unconstrained - Crosslinked polyethylene | DePuy (Ireland) | ATTUNE CR FB INSRT SZ 7 547.501DM | 151620718 | Standalone | DE0013986 | Active patients aged 65 years and younger
Orthopaedics | Total knee replacement (TKR) | TKR tibial insert | TKR tibial insert - Unconstrained - Crosslinked polyethylene | DePuy (Ireland) | ATTUNE C/R FB INSRT SZ 8 9MM | 151620809 | Standalone | DE0013986 | Active patients aged 65 years and younger
Orthopaedics | Total knee replacement (TKR) | TKR tibial insert | TKR tibial insert - Unconstrained - Crosslinked polyethylene | DePuy (Ireland) | ATTUNE CR FB INSRT SZ 8 547.501DM | 151620818 | Standalone | DE0013986 | Active patients aged 65 years and younger
Orthopaedics | Total knee replacement (TKR) | TKR tibial insert | TKR tibial insert - Unconstrained - Crosslinked polyethylene | DePuy (Ireland) | ATTUNE CR RP Insert Size 1 5 mm | 151630105 | Standalone | DE0013986 | Active patients aged 65 years and younger
Orthopaedics | Total knee replacement (TKR) | TKR tibial insert | TKR tibial insert - Unconstrained - Crosslinked polyethylene | DePuy (Ireland) | ATTUNE CR RP Insert Size 1 6 mm | 151630106 | Standalone | DE0013986 | Active patients aged 65 years and younger
Orthopaedics | Total knee replacement (TKR) | TKR tibial insert | TKR tibial insert - Unconstrained - Crosslinked polyethylene | DePuy (Ireland) | ATTUNE CR RP Insert Size 1 7 mm | 151630107 | Standalone | DE0013986 | Active patients aged 65 years and younger
Orthopaedics | Total knee replacement (TKR) | TKR tibial insert | TKR tibial insert - Unconstrained - Crosslinked polyethylene | DePuy (Ireland) | ATTUNE CR RP Insert Size 1 8 mm | 151630108 | Standalone | DE0013986 | Active patients aged 65 years and younger
Orthopaedics | Total knee replacement (TKR) | TKR tibial insert | TKR tibial insert - Unconstrained - Crosslinked polyethylene | DePuy (Ireland) | ATTUNE CR RP Insert Size 1 10 mm | 151630110 | Standalone | DE0013986 | Active patients aged 65 years and younger
Orthopaedics | Total knee replacement (TKR) | TKR tibial insert | TKR tibial insert - Unconstrained - Crosslinked polyethylene | DePuy (Ireland) | ATTUNE CR RP Insert Size 1 12 mm | 151630112 | Standalone | DE0013986 | Active patients aged 65 years and younger
Orthopaedics | Total knee replacement (TKR) | TKR tibial insert | TKR tibial insert - Unconstrained - Crosslinked polyethylene | DePuy (Ireland) | ATTUNE CR RP Insert Size 1 14 mm | 151630114 | Standalone | DE0013986 | Active patients aged 65 years and younger
Orthopaedics | Total knee replacement (TKR) | TKR tibial insert | TKR tibial insert - Unconstrained - Crosslinked polyethylene | DePuy (Ireland) | ATTUNE CR RP Insert Size 1 16 mm | 151630116 | Standalone | DE0013986 | Active patients aged 65 years and younger
Orthopaedics | Total knee replacement (TKR) | TKR tibial insert | TKR tibial insert - Unconstrained - Crosslinked polyethylene | DePuy (Ireland) | ATTUNE CR RP AOX INSSIZE1 547.501DM | 151630118 | Standalone | DE0013986 | Active patients aged 65 years and younger
Orthopaedics | Total knee replacement (TKR) | TKR tibial insert | TKR tibial insert - Unconstrained - Crosslinked polyethylene | DePuy (Ireland) | ATTUNE CR RP Insert Size 2 5 mm | 151630205 | Standalone | DE0013986 | Active patients aged 65 years and younger
Orthopaedics | Total knee replacement (TKR) | TKR tibial insert | TKR tibial insert - Unconstrained - Crosslinked polyethylene | DePuy (Ireland) | ATTUNE CR RP Insert Size 2 6 mm | 151630206 | Standalone | DE0013986 | Active patients aged 65 years and younger
Orthopaedics | Total knee replacement (TKR) | TKR tibial insert | TKR tibial insert - Unconstrained - Crosslinked polyethylene | DePuy (Ireland) | ATTUNE CR RP Insert Size 2 7 mm | 151630207 | Standalone | DE0013986 | Active patients aged 65 years and younger
Orthopaedics | Total knee replacement (TKR) | TKR tibial insert | TKR tibial insert - Unconstrained - Crosslinked polyethylene | DePuy (Ireland) | ATTUNE CR RP Insert Size 2 8 mm | 151630208 | Standalone | DE0013986 | Active patients aged 65 years and younger
Orthopaedics | Total knee replacement (TKR) | TKR tibial insert | TKR tibial insert - Unconstrained - Crosslinked polyethylene | DePuy (Ireland) | ATTUNE CR RP Insert Size 2 10 mm | 151630210 | Standalone | DE0013986 | Active patients aged 65 years and younger
Orthopaedics | Total knee replacement (TKR) | TKR tibial insert | TKR tibial insert - Unconstrained - Crosslinked polyethylene | DePuy (Ireland) | ATTUNE CR RP Insert Size 2 12 mm | 151630212 | Standalone | DE0013986 | Active patients aged 65 years and younger
Orthopaedics | Total knee replacement (TKR) | TKR tibial insert | TKR tibial insert - Unconstrained - Crosslinked polyethylene | DePuy (Ireland) | ATTUNE CR RP Insert Size 2 14 mm | 151630214 | Standalone | DE0013986 | Active patients aged 65 years and younger
Orthopaedics | Total knee replacement (TKR) | TKR tibial insert | TKR tibial insert - Unconstrained - Crosslinked polyethylene | DePuy (Ireland) | ATTUNE CR RP Insert Size 2 16 mm | 151630216 | Standalone | DE0013986 | Active patients aged 65 years and younger
Orthopaedics | Total knee replacement (TKR) | TKR tibial insert | TKR tibial insert - Unconstrained - Crosslinked polyethylene | DePuy (Ireland) | ATTUNE CR RP AOX INSSIZE2 547.501DM | 151630218 | Standalone | DE0013986 | Active patients aged 65 years and younger
Orthopaedics | Total knee replacement (TKR) | TKR tibial insert | TKR tibial insert - Unconstrained - Crosslinked polyethylene | DePuy (Ireland) | ATTUNE CR RP Insert Size 3 5 mm | 151630305 | Standalone | DE0013986 | Active patients aged 65 years and younger
Orthopaedics | Total knee replacement (TKR) | TKR tibial insert | TKR tibial insert - Unconstrained - Crosslinked polyethylene | DePuy (Ireland) | ATTUNE CR RP Insert Size 3 6 mm | 151630306 | Standalone | DE0013986 | Active patients aged 65 years and younger
Orthopaedics | Total knee replacement (TKR) | TKR tibial insert | TKR tibial insert - Unconstrained - Crosslinked polyethylene | DePuy (Ireland) | ATTUNE CR RP Insert Size 3 7 mm | 151630307 | Standalone | DE0013986 | Active patients aged 65 years and younger
Orthopaedics | Total knee replacement (TKR) | TKR tibial insert | TKR tibial insert - Unconstrained - Crosslinked polyethylene | DePuy (Ireland) | ATTUNE CR RP Insert Size 3 8 mm | 151630308 | Standalone | DE0013986 | Active patients aged 65 years and younger
Orthopaedics | Total knee replacement (TKR) | TKR tibial insert | TKR tibial insert - Unconstrained - Crosslinked polyethylene | DePuy (Ireland) | ATTUNE CR RP Insert Size 3 10 mm | 151630310 | Standalone | DE0013986 | Active patients aged 65 years and younger
Orthopaedics | Total knee replacement (TKR) | TKR tibial insert | TKR tibial insert - Unconstrained - Crosslinked polyethylene | DePuy (Ireland) | ATTUNE CR RP Insert Size 3 12 mm | 151630312 | Standalone | DE0013986 | Active patients aged 65 years and younger
Orthopaedics | Total knee replacement (TKR) | TKR tibial insert | TKR tibial insert - Unconstrained - Crosslinked polyethylene | DePuy (Ireland) | ATTUNE CR RP Insert Size 3 14 mm | 151630314 | Standalone | DE0013986 | Active patients aged 65 years and younger
Orthopaedics | Total knee replacement (TKR) | TKR tibial insert | TKR tibial insert - Unconstrained - Crosslinked polyethylene | DePuy (Ireland) | ATTUNE CR RP Insert Size 3 16 mm | 151630316 | Standalone | DE0013986 | Active patients aged 65 years and younger
Orthopaedics | Total knee replacement (TKR) | TKR tibial insert | TKR tibial insert - Unconstrained - Crosslinked polyethylene | DePuy (Ireland) | ATTUNE CR RP INSRT SZ 3 547.501DM | 151630318 | Standalone | DE0013986 | Active patients aged 65 years and younger
Orthopaedics | Total knee replacement (TKR) | TKR tibial insert | TKR tibial insert - Unconstrained - Crosslinked polyethylene | DePuy (Ireland) | ATTUNE CR RP Insert Size 4 5 mm | 151630405 | Standalone | DE0013986 | Active patients aged 65 years and younger
Orthopaedics | Total knee replacement (TKR) | TKR tibial insert | TKR tibial insert - Unconstrained - Crosslinked polyethylene | DePuy (Ireland) | ATTUNE CR RP Insert Size 4 6 mm | 151630406 | Standalone | DE0013986 | Active patients aged 65 years and younger
Orthopaedics | Total knee replacement (TKR) | TKR tibial insert | TKR tibial insert - Unconstrained - Crosslinked polyethylene | DePuy (Ireland) | ATTUNE CR RP Insert Size 4 7 mm | 151630407 | Standalone | DE0013986 | Active patients aged 65 years and younger
Orthopaedics | Total knee replacement (TKR) | TKR tibial insert | TKR tibial insert - Unconstrained - Crosslinked polyethylene | DePuy (Ireland) | ATTUNE CR RP Insert Size 4 8 mm | 151630408 | Standalone | DE0013986 | Active patients aged 65 years and younger
Orthopaedics | Total knee replacement (TKR) | TKR tibial insert | TKR tibial insert - Unconstrained - Crosslinked polyethylene | DePuy (Ireland) | ATTUNE CR RP Insert Size 4 10 mm | 151630410 | Standalone | DE0013986 | Active patients aged 65 years and younger
Orthopaedics | Total knee replacement (TKR) | TKR tibial insert | TKR tibial insert - Unconstrained - Crosslinked polyethylene | DePuy (Ireland) | ATTUNE CR RP Insert Size 4 12 mm | 151630412 | Standalone | DE0013986 | Active patients aged 65 years and younger
Orthopaedics | Total knee replacement (TKR) | TKR tibial insert | TKR tibial insert - Unconstrained - Crosslinked polyethylene | DePuy (Ireland) | ATTUNE CR RP Insert Size 4 14 mm | 151630414 | Standalone | DE0013986 | Active patients aged 65 years and younger
Orthopaedics | Total knee replacement (TKR) | TKR tibial insert | TKR tibial insert - Unconstrained - Crosslinked polyethylene | DePuy (Ireland) | ATTUNE CR RP Insert Size 4 16 mm | 151630416 | Standalone | DE0013986 | Active patients aged 65 years and younger
Orthopaedics | Total knee replacement (TKR) | TKR tibial insert | TKR tibial insert - Unconstrained - Crosslinked polyethylene | DePuy (Ireland) | ATTUNE CR RP INSRT SZ 4 547.501DM | 151630418 | Standalone | DE0013986 | Active patients aged 65 years and younger
Orthopaedics | Total knee replacement (TKR) | TKR tibial insert | TKR tibial insert - Unconstrained - Crosslinked polyethylene | DePuy (Ireland) | ATTUNE CR RP Insert Size 5 5 mm | 151630505 | Standalone | DE0013986 | Active patients aged 65 years and younger
Orthopaedics | Total knee replacement (TKR) | TKR tibial insert | TKR tibial insert - Unconstrained - Crosslinked polyethylene | DePuy (Ireland) | ATTUNE CR RP Insert Size 5 6 mm | 151630506 | Standalone | DE0013986 | Active patients aged 65 years and younger
Orthopaedics | Total knee replacement (TKR) | TKR tibial insert | TKR tibial insert - Unconstrained - Crosslinked polyethylene | DePuy (Ireland) | ATTUNE CR RP Insert Size 5 7 mm | 151630507 | Standalone | DE0013986 | Active patients aged 65 years and younger
Orthopaedics | Total knee replacement (TKR) | TKR tibial insert | TKR tibial insert - Unconstrained - Crosslinked polyethylene | DePuy (Ireland) | ATTUNE CR RP Insert Size 5 8 mm | 151630508 | Standalone | DE0013986 | Active patients aged 65 years and younger
Orthopaedics | Total knee replacement (TKR) | TKR tibial insert | TKR tibial insert - Unconstrained - Crosslinked polyethylene | DePuy (Ireland) | ATTUNE CR RP Insert Size 5 10 mm | 151630510 | Standalone | DE0013986 | Active patients aged 65 years and younger
Orthopaedics | Total knee replacement (TKR) | TKR tibial insert | TKR tibial insert - Unconstrained - Crosslinked polyethylene | DePuy (Ireland) | ATTUNE CR RP Insert Size 5 12 mm | 151630512 | Standalone | DE0013986 | Active patients aged 65 years and younger
Orthopaedics | Total knee replacement (TKR) | TKR tibial insert | TKR tibial insert - Unconstrained - Crosslinked polyethylene | DePuy (Ireland) | ATTUNE CR RP Insert Size 5 14 mm | 151630514 | Standalone | DE0013986 | Active patients aged 65 years and younger
Orthopaedics | Total knee replacement (TKR) | TKR tibial insert | TKR tibial insert - Unconstrained - Crosslinked polyethylene | DePuy (Ireland) | ATTUNE CR RP Insert Size 5 16 mm | 151630516 | Standalone | DE0013986 | Active patients aged 65 years and younger
Orthopaedics | Total knee replacement (TKR) | TKR tibial insert | TKR tibial insert - Unconstrained - Crosslinked polyethylene | DePuy (Ireland) | ATTUNE CR RP INSRT SZ 5 547.501DM | 151630518 | Standalone | DE0013986 | Active patients aged 65 years and younger
Orthopaedics | Total knee replacement (TKR) | TKR tibial insert | TKR tibial insert - Unconstrained - Crosslinked polyethylene | DePuy (Ireland) | ATTUNE CR RP Insert Size 6 5 mm | 151630605 | Standalone | DE0013986 | Active patients aged 65 years and younger
Orthopaedics | Total knee replacement (TKR) | TKR tibial insert | TKR tibial insert - Unconstrained - Crosslinked polyethylene | DePuy (Ireland) | ATTUNE CR RP Insert Size 6 6 mm | 151630606 | Standalone | DE0013986 | Active patients aged 65 years and younger
Orthopaedics | Total knee replacement (TKR) | TKR tibial insert | TKR tibial insert - Unconstrained - Crosslinked polyethylene | DePuy (Ireland) | ATTUNE CR RP Insert Size 6 7 mm | 151630607 | Standalone | DE0013986 | Active patients aged 65 years and younger
Orthopaedics | Total knee replacement (TKR) | TKR tibial insert | TKR tibial insert - Unconstrained - Crosslinked polyethylene | DePuy (Ireland) | ATTUNE CR RP Insert Size 6 8 mm | 151630608 | Standalone | DE0013986 | Active patients aged 65 years and younger
Orthopaedics | Total knee replacement (TKR) | TKR tibial insert | TKR tibial insert - Unconstrained - Crosslinked polyethylene | DePuy (Ireland) | ATTUNE CR RP Insert Size 6 10 mm | 151630610 | Standalone | DE0013986 | Active patients aged 65 years and younger
Orthopaedics | Total knee replacement (TKR) | TKR tibial insert | TKR tibial insert - Unconstrained - Crosslinked polyethylene | DePuy (Ireland) | ATTUNE CR RP Insert Size 6 12 mm | 151630612 | Standalone | DE0013986 | Active patients aged 65 years and younger
Orthopaedics | Total knee replacement (TKR) | TKR tibial insert | TKR tibial insert - Unconstrained - Crosslinked polyethylene | DePuy (Ireland) | ATTUNE CR RP Insert Size 6 14 mm | 151630614 | Standalone | DE0013986 | Active patients aged 65 years and younger
Orthopaedics | Total knee replacement (TKR) | TKR tibial insert | TKR tibial insert - Unconstrained - Crosslinked polyethylene | DePuy (Ireland) | ATTUNE CR RP Insert Size 6 16 mm | 151630616 | Standalone | DE0013986 | Active patients aged 65 years and younger
Orthopaedics | Total knee replacement (TKR) | TKR tibial insert | TKR tibial insert - Unconstrained - Crosslinked polyethylene | DePuy (Ireland) | ATTUNE CR RP INSRT SZ 6 547.501DM | 151630618 | Standalone | DE0013986 | Active patients aged 65 years and younger
Orthopaedics | Total knee replacement (TKR) | TKR tibial insert | TKR tibial insert - Unconstrained - Crosslinked polyethylene | DePuy (Ireland) | ATTUNE CR RP Insert Size 7 5 mm | 151630705 | Standalone | DE0013986 | Active patients aged 65 years and younger
Orthopaedics | Total knee replacement (TKR) | TKR tibial insert | TKR tibial insert - Unconstrained - Crosslinked polyethylene | DePuy (Ireland) | ATTUNE CR RP Insert Size 7 6 mm | 151630706 | Standalone | DE0013986 | Active patients aged 65 years and younger
Orthopaedics | Total knee replacement (TKR) | TKR tibial insert | TKR tibial insert - Unconstrained - Crosslinked polyethylene | DePuy (Ireland) | ATTUNE CR RP Insert Size 7 7 mm | 151630707 | Standalone | DE0013986 | Active patients aged 65 years and younger
Orthopaedics | Total knee replacement (TKR) | TKR tibial insert | TKR tibial insert - Unconstrained - Crosslinked polyethylene | DePuy (Ireland) | ATTUNE CR RP Insert Size 7 8 mm | 151630708 | Standalone | DE0013986 | Active patients aged 65 years and younger
Orthopaedics | Total knee replacement (TKR) | TKR tibial insert | TKR tibial insert - Unconstrained - Crosslinked polyethylene | DePuy (Ireland) | ATTUNE CR RP Insert Size 7 10 mm | 151630710 | Standalone | DE0013986 | Active patients aged 65 years and younger
Orthopaedics | Total knee replacement (TKR) | TKR tibial insert | TKR tibial insert - Unconstrained - Crosslinked polyethylene | DePuy (Ireland) | ATTUNE CR RP Insert Size 7 12 mm | 151630712 | Standalone | DE0013986 | Active patients aged 65 years and younger
Orthopaedics | Total knee replacement (TKR) | TKR tibial insert | TKR tibial insert - Unconstrained - Crosslinked polyethylene | DePuy (Ireland) | ATTUNE CR RP Insert Size 7 14 mm | 151630714 | Standalone | DE0013986 | Active patients aged 65 years and younger
Orthopaedics | Total knee replacement (TKR) | TKR tibial insert | TKR tibial insert - Unconstrained - Crosslinked polyethylene | DePuy (Ireland) | ATTUNE CR RP Insert Size 7 16 mm | 151630716 | Standalone | DE0013986 | Active patients aged 65 years and younger
Orthopaedics | Total knee replacement (TKR) | TKR tibial insert | TKR tibial insert - Unconstrained - Crosslinked polyethylene | DePuy (Ireland) | ATTUNE CR RP INSRT SZ 7 547.501DM | 151630718 | Standalone | DE0013986 | Active patients aged 65 years and younger
Orthopaedics | Total knee replacement (TKR) | TKR tibial insert | TKR tibial insert - Unconstrained - Crosslinked polyethylene | DePuy (Ireland) | ATTUNE CR RP Insert Size 8 5 mm | 151630805 | Standalone | DE0013986 | Active patients aged 65 years and younger
Orthopaedics | Total knee replacement (TKR) | TKR tibial insert | TKR tibial insert - Unconstrained - Crosslinked polyethylene | DePuy (Ireland) | ATTUNE CR RP Insert Size 8 6 mm | 151630806 | Standalone | DE0013986 | Active patients aged 65 years and younger
Orthopaedics | Total knee replacement (TKR) | TKR tibial insert | TKR tibial insert - Unconstrained - Crosslinked polyethylene | DePuy (Ireland) | ATTUNE CR RP Insert Size 8 7 mm | 151630807 | Standalone | DE0013986 | Active patients aged 65 years and younger
Orthopaedics | Total knee replacement (TKR) | TKR tibial insert | TKR tibial insert - Unconstrained - Crosslinked polyethylene | DePuy (Ireland) | ATTUNE CR RP Insert Size 8 8 mm | 151630808 | Standalone | DE0013986 | Active patients aged 65 years and younger
Orthopaedics | Total knee replacement (TKR) | TKR tibial insert | TKR tibial insert - Unconstrained - Crosslinked polyethylene | DePuy (Ireland) | ATTUNE CR RP Insert Size 8 10 mm | 151630810 | Standalone | DE0013986 | Active patients aged 65 years and younger
Orthopaedics | Total knee replacement (TKR) | TKR tibial insert | TKR tibial insert - Unconstrained - Crosslinked polyethylene | DePuy (Ireland) | ATTUNE CR RP Insert Size 8 12 mm | 151630812 | Standalone | DE0013986 | Active patients aged 65 years and younger
Orthopaedics | Total knee replacement (TKR) | TKR tibial insert | TKR tibial insert - Unconstrained - Crosslinked polyethylene | DePuy (Ireland) | ATTUNE CR RP Insert Size 8 14 mm | 151630814 | Standalone | DE0013986 | Active patients aged 65 years and younger
Orthopaedics | Total knee replacement (TKR) | TKR tibial insert | TKR tibial insert - Unconstrained - Crosslinked polyethylene | DePuy (Ireland) | ATTUNE CR RP Insert Size 8 16 mm | 151630816 | Standalone | DE0013986 | Active patients aged 65 years and younger
Orthopaedics | Total knee replacement (TKR) | TKR tibial insert | TKR tibial insert - Unconstrained - Crosslinked polyethylene | DePuy (Ireland) | ATTUNE CR RP INSRT SZ 8 547.501DM | 151630818 | Standalone | DE0013986 | Active patients aged 65 years and younger
Orthopaedics | Total knee replacement (TKR) | TKR tibial insert | TKR tibial insert - Unconstrained - Crosslinked polyethylene | DePuy (Ireland) | ATTUNE CR RP Insert Size 9 5 mm | 151630905 | Standalone | DE0013986 | Active patients aged 65 years and younger
Orthopaedics | Total knee replacement (TKR) | TKR tibial insert | TKR tibial insert - Unconstrained - Crosslinked polyethylene | DePuy (Ireland) | ATTUNE CR RP Insert Size 9 6 mm | 151630906 | Standalone | DE0013986 | Active patients aged 65 years and younger
Orthopaedics | Total knee replacement (TKR) | TKR tibial insert | TKR tibial insert - Unconstrained - Crosslinked polyethylene | DePuy (Ireland) | ATTUNE CR RP Insert Size 9 7 mm | 151630907 | Standalone | DE0013986 | Active patients aged 65 years and younger
Orthopaedics | Total knee replacement (TKR) | TKR tibial insert | TKR tibial insert - Unconstrained - Crosslinked polyethylene | DePuy (Ireland) | ATTUNE CR RP Insert Size 9 8 mm | 151630908 | Standalone | DE0013986 | Active patients aged 65 years and younger
Orthopaedics | Total knee replacement (TKR) | TKR tibial insert | TKR tibial insert - Unconstrained - Crosslinked polyethylene | DePuy (Ireland) | ATTUNE CR RP Insert Size 9 10 mm | 151630910 | Standalone | DE0013986 | Active patients aged 65 years and younger
Orthopaedics | Total knee replacement (TKR) | TKR tibial insert | TKR tibial insert - Unconstrained - Crosslinked polyethylene | DePuy (Ireland) | ATTUNE CR RP Insert Size 9 12 mm | 151630912 | Standalone | DE0013986 | Active patients aged 65 years and younger
Orthopaedics | Total knee replacement (TKR) | TKR tibial insert | TKR tibial insert - Unconstrained - Crosslinked polyethylene | DePuy (Ireland) | ATTUNE CR RP Insert Size 9 14 mm | 151630914 | Standalone | DE0013986 | Active patients aged 65 years and younger
Orthopaedics | Total knee replacement (TKR) | TKR tibial insert | TKR tibial insert - Unconstrained - Crosslinked polyethylene | DePuy (Ireland) | ATTUNE CR RP Insert Size 9 16 mm | 151630916 | Standalone | DE0013986 | Active patients aged 65 years and younger
Orthopaedics | Total knee replacement (TKR) | TKR tibial insert | TKR tibial insert - Unconstrained - Crosslinked polyethylene | DePuy (Ireland) | ATTUNE CR RP AOX INSSIZE9 547.501DM | 151630918 | Standalone | DE0013986 | Active patients aged 65 years and younger
Orthopaedics | Total knee replacement (TKR) | TKR tibial insert | TKR tibial insert - Unconstrained - Crosslinked polyethylene | DePuy (Ireland) | ATTUNE CR RP Insert Size 10 5 mm | 151631005 | Standalone | DE0013986 | Active patients aged 65 years and younger
Orthopaedics | Total knee replacement (TKR) | TKR tibial insert | TKR tibial insert - Unconstrained - Crosslinked polyethylene | DePuy (Ireland) | ATTUNE CR RP Insert Size 10 6 mm | 151631006 | Standalone | DE0013986 | Active patients aged 65 years and younger
Orthopaedics | Total knee replacement (TKR) | TKR tibial insert | TKR tibial insert - Unconstrained - Crosslinked polyethylene | DePuy (Ireland) | ATTUNE CR RP Insert Size 10 7 mm | 151631007 | Standalone | DE0013986 | Active patients aged 65 years and younger
Orthopaedics | Total knee replacement (TKR) | TKR tibial insert | TKR tibial insert - Unconstrained - Crosslinked polyethylene | DePuy (Ireland) | ATTUNE CR RP Insert Size 10 8 mm | 151631008 | Standalone | DE0013986 | Active patients aged 65 years and younger
Orthopaedics | Total knee replacement (TKR) | TKR tibial insert | TKR tibial insert - Unconstrained - Crosslinked polyethylene | DePuy (Ireland) | ATTUNE CR RP Insert Size 10 10 mm | 151631010 | Standalone | DE0013986 | Active patients aged 65 years and younger
Orthopaedics | Total knee replacement (TKR) | TKR tibial insert | TKR tibial insert - Unconstrained - Crosslinked polyethylene | DePuy (Ireland) | ATTUNE CR RP Insert Size 10 12 mm | 151631012 | Standalone | DE0013986 | Active patients aged 65 years and younger
Orthopaedics | Total knee replacement (TKR) | TKR tibial insert | TKR tibial insert - Unconstrained - Crosslinked polyethylene | DePuy (Ireland) | ATTUNE CR RP Insert Size 10 14 mm | 151631014 | Standalone | DE0013986 | Active patients aged 65 years and younger
Orthopaedics | Total knee replacement (TKR) | TKR tibial insert | TKR tibial insert - Unconstrained - Crosslinked polyethylene | DePuy (Ireland) | ATTUNE CR RP Insert Size 10 16 mm | 151631016 | Standalone | DE0013986 | Active patients aged 65 years and younger
Orthopaedics | Total knee replacement (TKR) | TKR tibial insert | TKR tibial insert - Unconstrained - Crosslinked polyethylene | DePuy (Ireland) | ATTUNE CR RP AOX INSSIZE10 547.501DM | 151631018 | Standalone | DE0013986 | Active patients aged 65 years and younger
Orthopaedics | Total knee replacement (TKR) | TKR tibial insert | TKR tibial insert - Unconstrained - Crosslinked polyethylene | DePuy (Ireland) | ATTUNE PS RP Insert Size 1 5 mm | 151650105 | Standalone | DE0013986 | Active patients aged 65 years and younger
Orthopaedics | Total knee replacement (TKR) | TKR tibial insert | TKR tibial insert - Unconstrained - Crosslinked polyethylene | DePuy (Ireland) | ATTUNE PS RP Insert Size 1 6 mm | 151650106 | Standalone | DE0013986 | Active patients aged 65 years and younger
Orthopaedics | Total knee replacement (TKR) | TKR tibial insert | TKR tibial insert - Unconstrained - Crosslinked polyethylene | DePuy (Ireland) | ATTUNE PS RP Insert Size 1 7 mm | 151650107 | Standalone | DE0013986 | Active patients aged 65 years and younger
Orthopaedics | Total knee replacement (TKR) | TKR tibial insert | TKR tibial insert - Unconstrained - Crosslinked polyethylene | DePuy (Ireland) | ATTUNE PS RP Insert Size 1 8 mm | 151650108 | Standalone | DE0013986 | Active patients aged 65 years and younger
Orthopaedics | Total knee replacement (TKR) | TKR tibial insert | TKR tibial insert - Unconstrained - Crosslinked polyethylene | DePuy (Ireland) | ATTUNE PS RP Insert Size 1 10 mm | 151650110 | Standalone | DE0013986 | Active patients aged 65 years and younger
Orthopaedics | Total knee replacement (TKR) | TKR tibial insert | TKR tibial insert - Unconstrained - Crosslinked polyethylene | DePuy (Ireland) | ATTUNE PS RP Insert Size 1 12 mm | 151650112 | Standalone | DE0013986 | Active patients aged 65 years and younger
Orthopaedics | Total knee replacement (TKR) | TKR tibial insert | TKR tibial insert - Unconstrained - Crosslinked polyethylene | DePuy (Ireland) | ATTUNE PS RP Insert Size 1 14 mm | 151650114 | Standalone | DE0013986 | Active patients aged 65 years and younger
Orthopaedics | Total knee replacement (TKR) | TKR tibial insert | TKR tibial insert - Unconstrained - Crosslinked polyethylene | DePuy (Ireland) | ATTUNE PS RP Insert Size 1 16 mm | 151650116 | Standalone | DE0013986 | Active patients aged 65 years and younger
Orthopaedics | Total knee replacement (TKR) | TKR tibial insert | TKR tibial insert - Unconstrained - Crosslinked polyethylene | DePuy (Ireland) | ATTUNE PS RP Insert Size 1 18 mm | 151650118 | Standalone | DE0013986 | Active patients aged 65 years and younger
Orthopaedics | Total knee replacement (TKR) | TKR tibial insert | TKR tibial insert - Unconstrained - Crosslinked polyethylene | DePuy (Ireland) | ATTUNE PS RP Insert Size 2 5 mm | 151650205 | Standalone | DE0013986 | Active patients aged 65 years and younger
Orthopaedics | Total knee replacement (TKR) | TKR tibial insert | TKR tibial insert - Unconstrained - Crosslinked polyethylene | DePuy (Ireland) | ATTUNE PS RP Insert Size 2 6 mm | 151650206 | Standalone | DE0013986 | Active patients aged 65 years and younger
Orthopaedics | Total knee replacement (TKR) | TKR tibial insert | TKR tibial insert - Unconstrained - Crosslinked polyethylene | DePuy (Ireland) | ATTUNE PS RP Insert Size 2 7 mm | 151650207 | Standalone | DE0013986 | Active patients aged 65 years and younger
Orthopaedics | Total knee replacement (TKR) | TKR tibial insert | TKR tibial insert - Unconstrained - Crosslinked polyethylene | DePuy (Ireland) | ATTUNE PS RP Insert Size 2 8 mm | 151650208 | Standalone | DE0013986 | Active patients aged 65 years and younger
Orthopaedics | Total knee replacement (TKR) | TKR tibial insert | TKR tibial insert - Unconstrained - Crosslinked polyethylene | DePuy (Ireland) | ATTUNE PS RP Insert Size 2 10 mm | 151650210 | Standalone | DE0013986 | Active patients aged 65 years and younger
Orthopaedics | Total knee replacement (TKR) | TKR tibial insert | TKR tibial insert - Unconstrained - Crosslinked polyethylene | DePuy (Ireland) | ATTUNE PS RP Insert Size 2 12 mm | 151650212 | Standalone | DE0013986 | Active patients aged 65 years and younger
Orthopaedics | Total knee replacement (TKR) | TKR tibial insert | TKR tibial insert - Unconstrained - Crosslinked polyethylene | DePuy (Ireland) | ATTUNE PS RP Insert Size 2 14 mm | 151650214 | Standalone | DE0013986 | Active patients aged 65 years and younger
Orthopaedics | Total knee replacement (TKR) | TKR tibial insert | TKR tibial insert - Unconstrained - Crosslinked polyethylene | DePuy (Ireland) | ATTUNE PS RP Insert Size 2 16 mm | 151650216 | Standalone | DE0013986 | Active patients aged 65 years and younger
Orthopaedics | Total knee replacement (TKR) | TKR tibial insert | TKR tibial insert - Unconstrained - Crosslinked polyethylene | DePuy (Ireland) | ATTUNE PS RP Insert Size 2 18 mm | 151650218 | Standalone | DE0013986 | Active patients aged 65 years and younger
Orthopaedics | Total knee replacement (TKR) | TKR tibial insert | TKR tibial insert - Unconstrained - Crosslinked polyethylene | DePuy (Ireland) | ATTUNE PS RP AOX INSSIZE2 669.167DM | 151650222 | Standalone | DE0013986 | Active patients aged 65 years and younger
Orthopaedics | Total knee replacement (TKR) | TKR tibial insert | TKR tibial insert - Unconstrained - Crosslinked polyethylene | DePuy (Ireland) | ATTUNE PS RP Insert Size 3 5 mm | 151650305 | Standalone | DE0013986 | Active patients aged 65 years and younger
Orthopaedics | Total knee replacement (TKR) | TKR tibial insert | TKR tibial insert - Unconstrained - Crosslinked polyethylene | DePuy (Ireland) | ATTUNE PS RP Insert Size 3 6 mm | 151650306 | Standalone | DE0013986 | Active patients aged 65 years and younger
Orthopaedics | Total knee replacement (TKR) | TKR tibial insert | TKR tibial insert - Unconstrained - Crosslinked polyethylene | DePuy (Ireland) | ATTUNE PS RP Insert Size 3 7 mm | 151650307 | Standalone | DE0013986 | Active patients aged 65 years and younger
Orthopaedics | Total knee replacement (TKR) | TKR tibial insert | TKR tibial insert - Unconstrained - Crosslinked polyethylene | DePuy (Ireland) | ATTUNE PS RP Insert Size 3 8 mm | 151650308 | Standalone | DE0013986 | Active patients aged 65 years and younger
Orthopaedics | Total knee replacement (TKR) | TKR tibial insert | TKR tibial insert - Unconstrained - Crosslinked polyethylene | DePuy (Ireland) | ATTUNE PS RP Insert Size 3 10 mm | 151650310 | Standalone | DE0013986 | Active patients aged 65 years and younger
Orthopaedics | Total knee replacement (TKR) | TKR tibial insert | TKR tibial insert - Unconstrained - Crosslinked polyethylene | DePuy (Ireland) | ATTUNE PS RP Insert Size 3 12 mm | 151650312 | Standalone | DE0013986 | Active patients aged 65 years and younger
Orthopaedics | Total knee replacement (TKR) | TKR tibial insert | TKR tibial insert - Unconstrained - Crosslinked polyethylene | DePuy (Ireland) | ATTUNE PS RP Insert Size 3 14 mm | 151650314 | Standalone | DE0013986 | Active patients aged 65 years and younger
Orthopaedics | Total knee replacement (TKR) | TKR tibial insert | TKR tibial insert - Unconstrained - Crosslinked polyethylene | DePuy (Ireland) | ATTUNE PS RP Insert Size 3 16 mm | 151650316 | Standalone | DE0013986 | Active patients aged 65 years and younger
Orthopaedics | Total knee replacement (TKR) | TKR tibial insert | TKR tibial insert - Unconstrained - Crosslinked polyethylene | DePuy (Ireland) | ATTUNE PS RP Insert Size 3 18 mm | 151650318 | Standalone | DE0013986 | Active patients aged 65 years and younger
Orthopaedics | Total knee replacement (TKR) | TKR tibial insert | TKR tibial insert - Unconstrained - Crosslinked polyethylene | DePuy (Ireland) | ATTUNE PS RP Insert Size 3 20 mm | 151650320 | Standalone | DE0013986 | Active patients aged 65 years and younger
Orthopaedics | Total knee replacement (TKR) | TKR tibial insert | TKR tibial insert - Unconstrained - Crosslinked polyethylene | DePuy (Ireland) | ATTUNE PS RP Insert Size 4 5 mm | 151650405 | Standalone | DE0013986 | Active patients aged 65 years and younger
Orthopaedics | Total knee replacement (TKR) | TKR tibial insert | TKR tibial insert - Unconstrained - Crosslinked polyethylene | DePuy (Ireland) | ATTUNE PS RP Insert Size 4 6 mm | 151650406 | Standalone | DE0013986 | Active patients aged 65 years and younger
Orthopaedics | Total knee replacement (TKR) | TKR tibial insert | TKR tibial insert - Unconstrained - Crosslinked polyethylene | DePuy (Ireland) | ATTUNE PS RP Insert Size 4 7 mm | 151650407 | Standalone | DE0013986 | Active patients aged 65 years and younger
Orthopaedics | Total knee replacement (TKR) | TKR tibial insert | TKR tibial insert - Unconstrained - Crosslinked polyethylene | DePuy (Ireland) | ATTUNE PS RP Insert Size 4 8 mm | 151650408 | Standalone | DE0013986 | Active patients aged 65 years and younger
Orthopaedics | Total knee replacement (TKR) | TKR tibial insert | TKR tibial insert - Unconstrained - Crosslinked polyethylene | DePuy (Ireland) | ATTUNE PS RP Insert Size 4 10 mm | 151650410 | Standalone | DE0013986 | Active patients aged 65 years and younger
Orthopaedics | Total knee replacement (TKR) | TKR tibial insert | TKR tibial insert - Unconstrained - Crosslinked polyethylene | DePuy (Ireland) | ATTUNE PS RP Insert Size 4 12 mm | 151650412 | Standalone | DE0013986 | Active patients aged 65 years and younger
Orthopaedics | Total knee replacement (TKR) | TKR tibial insert | TKR tibial insert - Unconstrained - Crosslinked polyethylene | DePuy (Ireland) | ATTUNE PS RP Insert Size 4 14 mm | 151650414 | Standalone | DE0013986 | Active patients aged 65 years and younger
Orthopaedics | Total knee replacement (TKR) | TKR tibial insert | TKR tibial insert - Unconstrained - Crosslinked polyethylene | DePuy (Ireland) | ATTUNE PS RP Insert Size 4 16 mm | 151650416 | Standalone | DE0013986 | Active patients aged 65 years and younger
Orthopaedics | Total knee replacement (TKR) | TKR tibial insert | TKR tibial insert - Unconstrained - Crosslinked polyethylene | DePuy (Ireland) | ATTUNE PS RP Insert Size 4 18 mm | 151650418 | Standalone | DE0013986 | Active patients aged 65 years and younger
Orthopaedics | Total knee replacement (TKR) | TKR tibial insert | TKR tibial insert - Unconstrained - Crosslinked polyethylene | DePuy (Ireland) | ATTUNE PS RP Insert Size 4 20 mm | 151650420 | Standalone | DE0013986 | Active patients aged 65 years and younger
Orthopaedics | Total knee replacement (TKR) | TKR tibial insert | TKR tibial insert - Unconstrained - Crosslinked polyethylene | DePuy (Ireland) | ATTUNE PS RP Insert Size 5 5 mm | 151650505 | Standalone | DE0013986 | Active patients aged 65 years and younger
Orthopaedics | Total knee replacement (TKR) | TKR tibial insert | TKR tibial insert - Unconstrained - Crosslinked polyethylene | DePuy (Ireland) | ATTUNE PS RP Insert Size 5 6 mm | 151650506 | Standalone | DE0013986 | Active patients aged 65 years and younger
Orthopaedics | Total knee replacement (TKR) | TKR tibial insert | TKR tibial insert - Unconstrained - Crosslinked polyethylene | DePuy (Ireland) | ATTUNE PS RP Insert Size 5 7 mm | 151650507 | Standalone | DE0013986 | Active patients aged 65 years and younger
Orthopaedics | Total knee replacement (TKR) | TKR tibial insert | TKR tibial insert - Unconstrained - Crosslinked polyethylene | DePuy (Ireland) | ATTUNE PS RP Insert Size 5 8 mm | 151650508 | Standalone | DE0013986 | Active patients aged 65 years and younger
Orthopaedics | Total knee replacement (TKR) | TKR tibial insert | TKR tibial insert - Unconstrained - Crosslinked polyethylene | DePuy (Ireland) | ATTUNE PS RP Insert Size 5 10 mm | 151650510 | Standalone | DE0013986 | Active patients aged 65 years and younger
Orthopaedics | Total knee replacement (TKR) | TKR tibial insert | TKR tibial insert - Unconstrained - Crosslinked polyethylene | DePuy (Ireland) | ATTUNE PS RP Insert Size 5 12 mm | 151650512 | Standalone | DE0013986 | Active patients aged 65 years and younger
Orthopaedics | Total knee replacement (TKR) | TKR tibial insert | TKR tibial insert - Unconstrained - Crosslinked polyethylene | DePuy (Ireland) | ATTUNE PS RP Insert Size 5 14 mm | 151650514 | Standalone | DE0013986 | Active patients aged 65 years and younger
Orthopaedics | Total knee replacement (TKR) | TKR tibial insert | TKR tibial insert - Unconstrained - Crosslinked polyethylene | DePuy (Ireland) | ATTUNE PS RP Insert Size 5 16 mm | 151650516 | Standalone | DE0013986 | Active patients aged 65 years and younger
Orthopaedics | Total knee replacement (TKR) | TKR tibial insert | TKR tibial insert - Unconstrained - Crosslinked polyethylene | DePuy (Ireland) | ATTUNE PS RP Insert Size 5 18 mm | 151650518 | Standalone | DE0013986 | Active patients aged 65 years and younger
Orthopaedics | Total knee replacement (TKR) | TKR tibial insert | TKR tibial insert - Unconstrained - Crosslinked polyethylene | DePuy (Ireland) | ATTUNE PS RP Insert Size 5 20 mm | 151650520 | Standalone | DE0013986 | Active patients aged 65 years and younger
Orthopaedics | Total knee replacement (TKR) | TKR tibial insert | TKR tibial insert - Unconstrained - Crosslinked polyethylene | DePuy (Ireland) | ATTUNE PS RP Insert Size 6 5 mm | 151650605 | Standalone | DE0013986 | Active patients aged 65 years and younger
Orthopaedics | Total knee replacement (TKR) | TKR tibial insert | TKR tibial insert - Unconstrained - Crosslinked polyethylene | DePuy (Ireland) | ATTUNE PS RP Insert Size 6 6 mm | 151650606 | Standalone | DE0013986 | Active patients aged 65 years and younger
Orthopaedics | Total knee replacement (TKR) | TKR tibial insert | TKR tibial insert - Unconstrained - Crosslinked polyethylene | DePuy (Ireland) | ATTUNE PS RP Insert Size 6 7 mm | 151650607 | Standalone | DE0013986 | Active patients aged 65 years and younger
Orthopaedics | Total knee replacement (TKR) | TKR tibial insert | TKR tibial insert - Unconstrained - Crosslinked polyethylene | DePuy (Ireland) | ATTUNE PS RP Insert Size 6 8 mm | 151650608 | Standalone | DE0013986 | Active patients aged 65 years and younger
Orthopaedics | Total knee replacement (TKR) | TKR tibial insert | TKR tibial insert - Unconstrained - Crosslinked polyethylene | DePuy (Ireland) | ATTUNE PS RP Insert Size 6 10 mm | 151650610 | Standalone | DE0013986 | Active patients aged 65 years and younger
Orthopaedics | Total knee replacement (TKR) | TKR tibial insert | TKR tibial insert - Unconstrained - Crosslinked polyethylene | DePuy (Ireland) | ATTUNE PS RP Insert Size 6 12 mm | 151650612 | Standalone | DE0013986 | Active patients aged 65 years and younger
Orthopaedics | Total knee replacement (TKR) | TKR tibial insert | TKR tibial insert - Unconstrained - Crosslinked polyethylene | DePuy (Ireland) | ATTUNE PS RP Insert Size 6 14 mm | 151650614 | Standalone | DE0013986 | Active patients aged 65 years and younger
Orthopaedics | Total knee replacement (TKR) | TKR tibial insert | TKR tibial insert - Unconstrained - Crosslinked polyethylene | DePuy (Ireland) | ATTUNE PS RP Insert Size 6 16 mm | 151650616 | Standalone | DE0013986 | Active patients aged 65 years and younger
Orthopaedics | Total knee replacement (TKR) | TKR tibial insert | TKR tibial insert - Unconstrained - Crosslinked polyethylene | DePuy (Ireland) | ATTUNE PS RP Insert Size 6 18 mm | 151650618 | Standalone | DE0013986 | Active patients aged 65 years and younger
Orthopaedics | Total knee replacement (TKR) | TKR tibial insert | TKR tibial insert - Unconstrained - Crosslinked polyethylene | DePuy (Ireland) | ATTUNE PS RP Insert Size 6 20 mm | 151650620 | Standalone | DE0013986 | Active patients aged 65 years and younger
Orthopaedics | Total knee replacement (TKR) | TKR tibial insert | TKR tibial insert - Unconstrained - Crosslinked polyethylene | DePuy (Ireland) | ATTUNE PS RP Insert Size 7 5 mm | 151650705 | Standalone | DE0013986 | Active patients aged 65 years and younger
Orthopaedics | Total knee replacement (TKR) | TKR tibial insert | TKR tibial insert - Unconstrained - Crosslinked polyethylene | DePuy (Ireland) | ATTUNE PS RP Insert Size 7 6 mm | 151650706 | Standalone | DE0013986 | Active patients aged 65 years and younger
Orthopaedics | Total knee replacement (TKR) | TKR tibial insert | TKR tibial insert - Unconstrained - Crosslinked polyethylene | DePuy (Ireland) | ATTUNE PS RP Insert Size 7 7 mm | 151650707 | Standalone | DE0013986 | Active patients aged 65 years and younger
Orthopaedics | Total knee replacement (TKR) | TKR tibial insert | TKR tibial insert - Unconstrained - Crosslinked polyethylene | DePuy (Ireland) | ATTUNE PS RP Insert Size 7 8 mm | 151650708 | Standalone | DE0013986 | Active patients aged 65 years and younger
Orthopaedics | Total knee replacement (TKR) | TKR tibial insert | TKR tibial insert - Unconstrained - Crosslinked polyethylene | DePuy (Ireland) | ATTUNE PS RP Insert Size 7 10 mm | 151650710 | Standalone | DE0013986 | Active patients aged 65 years and younger
Orthopaedics | Total knee replacement (TKR) | TKR tibial insert | TKR tibial insert - Unconstrained - Crosslinked polyethylene | DePuy (Ireland) | ATTUNE PS RP Insert Size 7 12 mm | 151650712 | Standalone | DE0013986 | Active patients aged 65 years and younger
Orthopaedics | Total knee replacement (TKR) | TKR tibial insert | TKR tibial insert - Unconstrained - Crosslinked polyethylene | DePuy (Ireland) | ATTUNE PS RP Insert Size 7 14 mm | 151650714 | Standalone | DE0013986 | Active patients aged 65 years and younger
Orthopaedics | Total knee replacement (TKR) | TKR tibial insert | TKR tibial insert - Unconstrained - Crosslinked polyethylene | DePuy (Ireland) | ATTUNE PS RP Insert Size 7 16 mm | 151650716 | Standalone | DE0013986 | Active patients aged 65 years and younger
Orthopaedics | Total knee replacement (TKR) | TKR tibial insert | TKR tibial insert - Unconstrained - Crosslinked polyethylene | DePuy (Ireland) | ATTUNE PS RP Insert Size 7 18 mm | 151650718 | Standalone | DE0013986 | Active patients aged 65 years and younger
Orthopaedics | Total knee replacement (TKR) | TKR tibial insert | TKR tibial insert - Unconstrained - Crosslinked polyethylene | DePuy (Ireland) | ATTUNE PS RP Insert Size 7 20 mm | 151650720 | Standalone | DE0013986 | Active patients aged 65 years and younger
Orthopaedics | Total knee replacement (TKR) | TKR tibial insert | TKR tibial insert - Unconstrained - Crosslinked polyethylene | DePuy (Ireland) | ATTUNE PS RP Insert Size 8 5 mm | 151650805 | Standalone | DE0013986 | Active patients aged 65 years and younger
Orthopaedics | Total knee replacement (TKR) | TKR tibial insert | TKR tibial insert - Unconstrained - Crosslinked polyethylene | DePuy (Ireland) | ATTUNE PS RP Insert Size 8 6 mm | 151650806 | Standalone | DE0013986 | Active patients aged 65 years and younger
Orthopaedics | Total knee replacement (TKR) | TKR tibial insert | TKR tibial insert - Unconstrained - Crosslinked polyethylene | DePuy (Ireland) | ATTUNE PS RP Insert Size 8 7 mm | 151650807 | Standalone | DE0013986 | Active patients aged 65 years and younger
Orthopaedics | Total knee replacement (TKR) | TKR tibial insert | TKR tibial insert - Unconstrained - Crosslinked polyethylene | DePuy (Ireland) | ATTUNE PS RP Insert Size 8 8 mm | 151650808 | Standalone | DE0013986 | Active patients aged 65 years and younger
Orthopaedics | Total knee replacement (TKR) | TKR tibial insert | TKR tibial insert - Unconstrained - Crosslinked polyethylene | DePuy (Ireland) | ATTUNE PS RP Insert Size 8 10 mm | 151650810 | Standalone | DE0013986 | Active patients aged 65 years and younger
Orthopaedics | Total knee replacement (TKR) | TKR tibial insert | TKR tibial insert - Unconstrained - Crosslinked polyethylene | DePuy (Ireland) | ATTUNE PS RP Insert Size 8 12 mm | 151650812 | Standalone | DE0013986 | Active patients aged 65 years and younger
Orthopaedics | Total knee replacement (TKR) | TKR tibial insert | TKR tibial insert - Unconstrained - Crosslinked polyethylene | DePuy (Ireland) | ATTUNE PS RP Insert Size 8 14 mm | 151650814 | Standalone | DE0013986 | Active patients aged 65 years and younger
Orthopaedics | Total knee replacement (TKR) | TKR tibial insert | TKR tibial insert - Unconstrained - Crosslinked polyethylene | DePuy (Ireland) | ATTUNE PS RP Insert Size 8 16 mm | 151650816 | Standalone | DE0013986 | Active patients aged 65 years and younger
Orthopaedics | Total knee replacement (TKR) | TKR tibial insert | TKR tibial insert - Unconstrained - Crosslinked polyethylene | DePuy (Ireland) | ATTUNE PS RP Insert Size 8 18 mm | 151650818 | Standalone | DE0013986 | Active patients aged 65 years and younger
Orthopaedics | Total knee replacement (TKR) | TKR tibial insert | TKR tibial insert - Unconstrained - Crosslinked polyethylene | DePuy (Ireland) | ATTUNE PS RP Insert Size 8 20 mm | 151650820 | Standalone | DE0013986 | Active patients aged 65 years and younger
Orthopaedics | Total knee replacement (TKR) | TKR tibial insert | TKR tibial insert - Unconstrained - Crosslinked polyethylene | DePuy (Ireland) | ATTUNE PS RP Insert Size 9 5 mm | 151650905 | Standalone | DE0013986 | Active patients aged 65 years and younger
Orthopaedics | Total knee replacement (TKR) | TKR tibial insert | TKR tibial insert - Unconstrained - Crosslinked polyethylene | DePuy (Ireland) | ATTUNE PS RP Insert Size 9 6 mm | 151650906 | Standalone | DE0013986 | Active patients aged 65 years and younger
Orthopaedics | Total knee replacement (TKR) | TKR tibial insert | TKR tibial insert - Unconstrained - Crosslinked polyethylene | DePuy (Ireland) | ATTUNE PS RP Insert Size 9 7 mm | 151650907 | Standalone | DE0013986 | Active patients aged 65 years and younger
Orthopaedics | Total knee replacement (TKR) | TKR tibial insert | TKR tibial insert - Unconstrained - Crosslinked polyethylene | DePuy (Ireland) | ATTUNE PS RP Insert Size 9 8 mm | 151650908 | Standalone | DE0013986 | Active patients aged 65 years and younger
Orthopaedics | Total knee replacement (TKR) | TKR tibial insert | TKR tibial insert - Unconstrained - Crosslinked polyethylene | DePuy (Ireland) | ATTUNE PS RP Insert Size 9 10 mm | 151650910 | Standalone | DE0013986 | Active patients aged 65 years and younger
Orthopaedics | Total knee replacement (TKR) | TKR tibial insert | TKR tibial insert - Unconstrained - Crosslinked polyethylene | DePuy (Ireland) | ATTUNE PS RP Insert Size 9 12 mm | 151650912 | Standalone | DE0013986 | Active patients aged 65 years and younger
Orthopaedics | Total knee replacement (TKR) | TKR tibial insert | TKR tibial insert - Unconstrained - Crosslinked polyethylene | DePuy (Ireland) | ATTUNE PS RP Insert Size 9 14 mm | 151650914 | Standalone | DE0013986 | Active patients aged 65 years and younger
Orthopaedics | Total knee replacement (TKR) | TKR tibial insert | TKR tibial insert - Unconstrained - Crosslinked polyethylene | DePuy (Ireland) | ATTUNE PS RP Insert Size 9 16 mm | 151650916 | Standalone | DE0013986 | Active patients aged 65 years and younger
Orthopaedics | Total knee replacement (TKR) | TKR tibial insert | TKR tibial insert - Unconstrained - Crosslinked polyethylene | DePuy (Ireland) | ATTUNE PS RP Insert Size 9 18 mm | 151650918 | Standalone | DE0013986 | Active patients aged 65 years and younger
Orthopaedics | Total knee replacement (TKR) | TKR tibial insert | TKR tibial insert - Unconstrained - Crosslinked polyethylene | DePuy (Ireland) | ATTUNE PS RP Insert Size 9 20 mm | 151650920 | Standalone | DE0013986 | Active patients aged 65 years and younger
Orthopaedics | Total knee replacement (TKR) | TKR tibial insert | TKR tibial insert - Unconstrained - Crosslinked polyethylene | DePuy (Ireland) | ATTUNE PS RP Insert Size 10 5 mm | 151651005 | Standalone | DE0013986 | Active patients aged 65 years and younger
Orthopaedics | Total knee replacement (TKR) | TKR tibial insert | TKR tibial insert - Unconstrained - Crosslinked polyethylene | DePuy (Ireland) | ATTUNE PS RP Insert Size 10 6 mm | 151651006 | Standalone | DE0013986 | Active patients aged 65 years and younger
Orthopaedics | Total knee replacement (TKR) | TKR tibial insert | TKR tibial insert - Unconstrained - Crosslinked polyethylene | DePuy (Ireland) | ATTUNE PS RP Insert Size 10 7 mm | 151651007 | Standalone | DE0013986 | Active patients aged 65 years and younger
Orthopaedics | Total knee replacement (TKR) | TKR tibial insert | TKR tibial insert - Unconstrained - Crosslinked polyethylene | DePuy (Ireland) | ATTUNE PS RP Insert Size 10 8 mm | 151651008 | Standalone | DE0013986 | Active patients aged 65 years and younger
Orthopaedics | Total knee replacement (TKR) | TKR tibial insert | TKR tibial insert - Unconstrained - Crosslinked polyethylene | DePuy (Ireland) | ATTUNE PS RP Insert Size 10 10 mm | 151651010 | Standalone | DE0013986 | Active patients aged 65 years and younger
Orthopaedics | Total knee replacement (TKR) | TKR tibial insert | TKR tibial insert - Unconstrained - Crosslinked polyethylene | DePuy (Ireland) | ATTUNE PS RP Insert Size 10 12 mm | 151651012 | Standalone | DE0013986 | Active patients aged 65 years and younger
Orthopaedics | Total knee replacement (TKR) | TKR tibial insert | TKR tibial insert - Unconstrained - Crosslinked polyethylene | DePuy (Ireland) | ATTUNE PS RP Insert Size 10 14 mm | 151651014 | Standalone | DE0013986 | Active patients aged 65 years and younger
Orthopaedics | Total knee replacement (TKR) | TKR tibial insert | TKR tibial insert - Unconstrained - Crosslinked polyethylene | DePuy (Ireland) | ATTUNE PS RP Insert Size 10 16 mm | 151651016 | Standalone | DE0013986 | Active patients aged 65 years and younger
Orthopaedics | Total knee replacement (TKR) | TKR tibial insert | TKR tibial insert - Unconstrained - Crosslinked polyethylene | DePuy (Ireland) | ATTUNE PS RP Insert Size 10 18 mm | 151651018 | Standalone | DE0013986 | Active patients aged 65 years and younger
Orthopaedics | Total knee replacement (TKR) | TKR tibial insert | TKR tibial insert - Unconstrained - Crosslinked polyethylene | DePuy (Ireland) | ATTUNE PS RP Insert Size 10 20 mm | 151651020 | Standalone | DE0013986 | Active patients aged 65 years and younger
Orthopaedics | Total knee replacement (TKR) | TKR tibial insert | TKR tibial insert - Unconstrained - Crosslinked polyethylene | DePuy Orthopaedics | SIGMA XLK CVD+ INS 1.5 8MM | 970420 | Standalone | DE0003257 | Active patients aged 65 years and younger
Orthopaedics | Total knee replacement (TKR) | TKR tibial insert | TKR tibial insert - Unconstrained - Crosslinked polyethylene | DePuy Orthopaedics | SIGMA XLK CVD+ INS 1.5 10MM | 970421 | Standalone | DE0003257 | Active patients aged 65 years and younger
Orthopaedics | Total knee replacement (TKR) | TKR tibial insert | TKR tibial insert - Unconstrained - Crosslinked polyethylene | DePuy Orthopaedics | SIGMA XLK CVD+ INS 1.5 12.5MM | 970422 | Standalone | DE0003257 | Active patients aged 65 years and younger
Orthopaedics | Total knee replacement (TKR) | TKR tibial insert | TKR tibial insert - Unconstrained - Crosslinked polyethylene | DePuy Orthopaedics | SIGMA XLK CVD+ INS 1.5 15MM | 970423 | Standalone | DE0003257 | Active patients aged 65 years and younger
Orthopaedics | Total knee replacement (TKR) | TKR tibial insert | TKR tibial insert - Unconstrained - Crosslinked polyethylene | DePuy Orthopaedics | SIGMA XLK CVD+ INS 1.5 17.5MM | 970424 | Standalone | DE0003257 | Active patients aged 65 years and younger
Orthopaedics | Total knee replacement (TKR) | TKR tibial insert | TKR tibial insert - Unconstrained - Crosslinked polyethylene | DePuy Orthopaedics | SIGMA XLK CVD PLUS INS 2 8MM | 970430 | Standalone | DE0003257 | Active patients aged 65 years and younger
Orthopaedics | Total knee replacement (TKR) | TKR tibial insert | TKR tibial insert - Unconstrained - Crosslinked polyethylene | DePuy Orthopaedics | SIGMA XLK CVD PLUS INS 2 10MM | 970431 | Standalone | DE0003257 | Active patients aged 65 years and younger
Orthopaedics | Total knee replacement (TKR) | TKR tibial insert | TKR tibial insert - Unconstrained - Crosslinked polyethylene | DePuy Orthopaedics | SIGMA XLK CVD PLUS INS 2 12.5MM | 970432 | Standalone | DE0003257 | Active patients aged 65 years and younger
Orthopaedics | Total knee replacement (TKR) | TKR tibial insert | TKR tibial insert - Unconstrained - Crosslinked polyethylene | DePuy Orthopaedics | SIGMA XLK CVD PLUS INS 2 15MM | 970433 | Standalone | DE0003257 | Active patients aged 65 years and younger
Orthopaedics | Total knee replacement (TKR) | TKR tibial insert | TKR tibial insert - Unconstrained - Crosslinked polyethylene | DePuy Orthopaedics | SIGMA XLK CVD PLUS INS 2 17.5MM | 970434 | Standalone | DE0003257 | Active patients aged 65 years and younger
Orthopaedics | Total knee replacement (TKR) | TKR tibial insert | TKR tibial insert - Unconstrained - Crosslinked polyethylene | DePuy Orthopaedics | SIGMA XLK CVD PLUS INS 2 20MM | 970435 | Standalone | DE0003257 | Active patients aged 65 years and younger
Orthopaedics | Total knee replacement (TKR) | TKR tibial insert | TKR tibial insert - Unconstrained - Crosslinked polyethylene | DePuy Orthopaedics | SIGMA XLK CVD PLUS INS 2.5 8MM | 970440 | Standalone | DE0003257 | Active patients aged 65 years and younger
Orthopaedics | Total knee replacement (TKR) | TKR tibial insert | TKR tibial insert - Unconstrained - Crosslinked polyethylene | DePuy Orthopaedics | SIGMA XLK CVD PLUS INS 2.5 10MM | 970441 | Standalone | DE0003257 | Active patients aged 65 years and younger
Orthopaedics | Total knee replacement (TKR) | TKR tibial insert | TKR tibial insert - Unconstrained - Crosslinked polyethylene | DePuy Orthopaedics | SIGMA XLKCVD PLUS INS 2.5 12.5MM | 970442 | Standalone | DE0003257 | Active patients aged 65 years and younger
Orthopaedics | Total knee replacement (TKR) | TKR tibial insert | TKR tibial insert - Unconstrained - Crosslinked polyethylene | DePuy Orthopaedics | SIGMA XLKCVD PLUS INS 2.5 15MM | 970443 | Standalone | DE0003257 | Active patients aged 65 years and younger
Orthopaedics | Total knee replacement (TKR) | TKR tibial insert | TKR tibial insert - Unconstrained - Crosslinked polyethylene | DePuy Orthopaedics | SIGMA XLKCVD PLUS INS 2.5 17.5MM | 970444 | Standalone | DE0003257 | Active patients aged 65 years and younger
Orthopaedics | Total knee replacement (TKR) | TKR tibial insert | TKR tibial insert - Unconstrained - Crosslinked polyethylene | DePuy Orthopaedics | SIGMA XLKCVD PLUS INS 2.5 20MM | 970445 | Standalone | DE0003257 | Active patients aged 65 years and younger
Orthopaedics | Total knee replacement (TKR) | TKR tibial insert | TKR tibial insert - Unconstrained - Crosslinked polyethylene | DePuy Orthopaedics | SIGMA XLK CVD PLUS INS 3 8MM | 970450 | Standalone | DE0003257 | Active patients aged 65 years and younger
Orthopaedics | Total knee replacement (TKR) | TKR tibial insert | TKR tibial insert - Unconstrained - Crosslinked polyethylene | DePuy Orthopaedics | SIGMA XLK CVD PLUS INS 3 10MM | 970451 | Standalone | DE0003257 | Active patients aged 65 years and younger
Orthopaedics | Total knee replacement (TKR) | TKR tibial insert | TKR tibial insert - Unconstrained - Crosslinked polyethylene | DePuy Orthopaedics | SIGMA XLK CVD PLUS INS 3 12.5MM | 970452 | Standalone | DE0003257 | Active patients aged 65 years and younger
Orthopaedics | Total knee replacement (TKR) | TKR tibial insert | TKR tibial insert - Unconstrained - Crosslinked polyethylene | DePuy Orthopaedics | SIGMA XLK CVD PLUS INS 3 15MM | 970453 | Standalone | DE0003257 | Active patients aged 65 years and younger
Orthopaedics | Total knee replacement (TKR) | TKR tibial insert | TKR tibial insert - Unconstrained - Crosslinked polyethylene | DePuy Orthopaedics | SIGMA XLK CVD PLUS INS 3 17.5MM | 970454 | Standalone | DE0003257 | Active patients aged 65 years and younger
Orthopaedics | Total knee replacement (TKR) | TKR tibial insert | TKR tibial insert - Unconstrained - Crosslinked polyethylene | DePuy Orthopaedics | SIGMA XLK CVD PLUS INS 4 8MM | 970460 | Standalone | DE0003257 | Active patients aged 65 years and younger
Orthopaedics | Total knee replacement (TKR) | TKR tibial insert | TKR tibial insert - Unconstrained - Crosslinked polyethylene | DePuy Orthopaedics | SIGMA XLK CVD PLUS INS 4 10MM | 970461 | Standalone | DE0003257 | Active patients aged 65 years and younger
Orthopaedics | Total knee replacement (TKR) | TKR tibial insert | TKR tibial insert - Unconstrained - Crosslinked polyethylene | DePuy Orthopaedics | SIGMA XLK CVD PLUS INS 4 12.5MM | 970462 | Standalone | DE0003257 | Active patients aged 65 years and younger
Orthopaedics | Total knee replacement (TKR) | TKR tibial insert | TKR tibial insert - Unconstrained - Crosslinked polyethylene | DePuy Orthopaedics | SIGMA XLK CVD PLUS INS 4 15MM | 970463 | Standalone | DE0003257 | Active patients aged 65 years and younger
Orthopaedics | Total knee replacement (TKR) | TKR tibial insert | TKR tibial insert - Unconstrained - Crosslinked polyethylene | DePuy Orthopaedics | SIGMA XLK CVD PLUS INS 4 17.5MM | 970464 | Standalone | DE0003257 | Active patients aged 65 years and younger
Orthopaedics | Total knee replacement (TKR) | TKR tibial insert | TKR tibial insert - Unconstrained - Crosslinked polyethylene | DePuy Orthopaedics | SIGMA XLK CVD PLUS INS 5 8MM | 970470 | Standalone | DE0003257 | Active patients aged 65 years and younger
Orthopaedics | Total knee replacement (TKR) | TKR tibial insert | TKR tibial insert - Unconstrained - Crosslinked polyethylene | DePuy Orthopaedics | SIGMA XLK CVD PLUS INS 5 10MM | 970471 | Standalone | DE0003257 | Active patients aged 65 years and younger
Orthopaedics | Total knee replacement (TKR) | TKR tibial insert | TKR tibial insert - Unconstrained - Crosslinked polyethylene | DePuy Orthopaedics | SIGMA XLK CVD PLUS INS 5 12.5MM | 970472 | Standalone | DE0003257 | Active patients aged 65 years and younger
Orthopaedics | Total knee replacement (TKR) | TKR tibial insert | TKR tibial insert - Unconstrained - Crosslinked polyethylene | DePuy Orthopaedics | SIGMA XLK CVD PLUS INS 5 15MM | 970473 | Standalone | DE0003257 | Active patients aged 65 years and younger
Orthopaedics | Total knee replacement (TKR) | TKR tibial insert | TKR tibial insert - Unconstrained - Crosslinked polyethylene | DePuy Orthopaedics | SIGMA XLK CVD PLUS INS 5 17.5MM | 970474 | Standalone | DE0003257 | Active patients aged 65 years and younger
Orthopaedics | Total knee replacement (TKR) | TKR tibial insert | TKR tibial insert - Unconstrained - Crosslinked polyethylene | DePuy Orthopaedics | SIGMA PLI MAR INS 1.5 8MM | 158100108 | Standalone | DE0003257 | Active patients aged 65 years and younger
Orthopaedics | Total knee replacement (TKR) | TKR tibial insert | TKR tibial insert - Unconstrained - Crosslinked polyethylene | DePuy Orthopaedics | SIGMA PLI MAR INS 1.5 10MM | 158100110 | Standalone | DE0003257 | Active patients aged 65 years and younger
Orthopaedics | Total knee replacement (TKR) | TKR tibial insert | TKR tibial insert - Unconstrained - Crosslinked polyethylene | DePuy Orthopaedics | SIGMA PLI MAR INS 1.5 12.5MM | 158100112 | Standalone | DE0003257 | Active patients aged 65 years and younger
Orthopaedics | Total knee replacement (TKR) | TKR tibial insert | TKR tibial insert - Unconstrained - Crosslinked polyethylene | DePuy Orthopaedics | SIGMA PLI MAR INS 1.5 15MM | 158100115 | Standalone | DE0003257 | Active patients aged 65 years and younger
Orthopaedics | Total knee replacement (TKR) | TKR tibial insert | TKR tibial insert - Unconstrained - Crosslinked polyethylene | DePuy Orthopaedics | SIGMA PLI MAR INS 1.5 17.5MM | 158100117 | Standalone | DE0003257 | Active patients aged 65 years and younger
Orthopaedics | Total knee replacement (TKR) | TKR tibial insert | TKR tibial insert - Unconstrained - Crosslinked polyethylene | DePuy Orthopaedics | SIGMA PLI MAR INS 2 8MM | 158101108 | Standalone | DE0003257 | Active patients aged 65 years and younger
Orthopaedics | Total knee replacement (TKR) | TKR tibial insert | TKR tibial insert - Unconstrained - Crosslinked polyethylene | DePuy Orthopaedics | SIGMA PLI MAR INS 2 10MM | 158101110 | Standalone | DE0003257 | Active patients aged 65 years and younger
Orthopaedics | Total knee replacement (TKR) | TKR tibial insert | TKR tibial insert - Unconstrained - Crosslinked polyethylene | DePuy Orthopaedics | SIGMA PLI MAR INS 2 12.5MM | 158101112 | Standalone | DE0003257 | Active patients aged 65 years and younger
Orthopaedics | Total knee replacement (TKR) | TKR tibial insert | TKR tibial insert - Unconstrained - Crosslinked polyethylene | DePuy Orthopaedics | SIGMA PLI MAR INS 2 15MM | 158101115 | Standalone | DE0003257 | Active patients aged 65 years and younger
Orthopaedics | Total knee replacement (TKR) | TKR tibial insert | TKR tibial insert - Unconstrained - Crosslinked polyethylene | DePuy Orthopaedics | SIGMA PLI MAR INS 2 17.5MM | 158101117 | Standalone | DE0003257 | Active patients aged 65 years and younger
Orthopaedics | Total knee replacement (TKR) | TKR tibial insert | TKR tibial insert - Unconstrained - Crosslinked polyethylene | DePuy Orthopaedics | SIGMA PLI MAR INS 2.5 8MM | 158102108 | Standalone | DE0003257 | Active patients aged 65 years and younger
Orthopaedics | Total knee replacement (TKR) | TKR tibial insert | TKR tibial insert - Unconstrained - Crosslinked polyethylene | DePuy Orthopaedics | SIGMA PLI MAR INS 2.5 10MM | 158102110 | Standalone | DE0003257 | Active patients aged 65 years and younger
Orthopaedics | Total knee replacement (TKR) | TKR tibial insert | TKR tibial insert - Unconstrained - Crosslinked polyethylene | DePuy Orthopaedics | SIGMA PLI MAR INS 2.5 12.5MM | 158102112 | Standalone | DE0003257 | Active patients aged 65 years and younger
Orthopaedics | Total knee replacement (TKR) | TKR tibial insert | TKR tibial insert - Unconstrained - Crosslinked polyethylene | DePuy Orthopaedics | SIGMA PLI MAR INS 2.5 15MM | 158102115 | Standalone | DE0003257 | Active patients aged 65 years and younger
Orthopaedics | Total knee replacement (TKR) | TKR tibial insert | TKR tibial insert - Unconstrained - Crosslinked polyethylene | DePuy Orthopaedics | SIGMA PLI MAR INS 2.5 17.5MM | 158102117 | Standalone | DE0003257 | Active patients aged 65 years and younger
Orthopaedics | Total knee replacement (TKR) | TKR tibial insert | TKR tibial insert - Unconstrained - Crosslinked polyethylene | DePuy Orthopaedics | SIGMA PLI MAR INS 3 8MM | 158103108 | Standalone | DE0003257 | Active patients aged 65 years and younger
Orthopaedics | Total knee replacement (TKR) | TKR tibial insert | TKR tibial insert - Unconstrained - Crosslinked polyethylene | DePuy Orthopaedics | SIGMA PLI MAR INS 3 10MM | 158103110 | Standalone | DE0003257 | Active patients aged 65 years and younger
Orthopaedics | Total knee replacement (TKR) | TKR tibial insert | TKR tibial insert - Unconstrained - Crosslinked polyethylene | DePuy Orthopaedics | SIGMA PLI MAR INS 3 12.5MM | 158103112 | Standalone | DE0003257 | Active patients aged 65 years and younger
Orthopaedics | Total knee replacement (TKR) | TKR tibial insert | TKR tibial insert - Unconstrained - Crosslinked polyethylene | DePuy Orthopaedics | SIGMA PLI MAR INS 3 15MM | 158103115 | Standalone | DE0003257 | Active patients aged 65 years and younger
Orthopaedics | Total knee replacement (TKR) | TKR tibial insert | TKR tibial insert - Unconstrained - Crosslinked polyethylene | DePuy Orthopaedics | SIGMA PLI MAR INS 3 17.5MM | 158103117 | Standalone | DE0003257 | Active patients aged 65 years and younger
Orthopaedics | Total knee replacement (TKR) | TKR tibial insert | TKR tibial insert - Unconstrained - Crosslinked polyethylene | DePuy Orthopaedics | SIGMA PLI MAR INS 4 8MM | 158104108 | Standalone | DE0003257 | Active patients aged 65 years and younger
Orthopaedics | Total knee replacement (TKR) | TKR tibial insert | TKR tibial insert - Unconstrained - Crosslinked polyethylene | DePuy Orthopaedics | SIGMA PLI MAR INS 4 10MM | 158104110 | Standalone | DE0003257 | Active patients aged 65 years and younger
Orthopaedics | Total knee replacement (TKR) | TKR tibial insert | TKR tibial insert - Unconstrained - Crosslinked polyethylene | DePuy Orthopaedics | SIGMA PLI MAR INS 4 12.5MM | 158104112 | Standalone | DE0003257 | Active patients aged 65 years and younger
Orthopaedics | Total knee replacement (TKR) | TKR tibial insert | TKR tibial insert - Unconstrained - Crosslinked polyethylene | DePuy Orthopaedics | SIGMA PLI MAR INS 4 15MM | 158104115 | Standalone | DE0003257 | Active patients aged 65 years and younger
Orthopaedics | Total knee replacement (TKR) | TKR tibial insert | TKR tibial insert - Unconstrained - Crosslinked polyethylene | DePuy Orthopaedics | SIGMA PLI MAR INS 4 17.5MM | 158104117 | Standalone | DE0003257 | Active patients aged 65 years and younger
Orthopaedics | Total knee replacement (TKR) | TKR tibial insert | TKR tibial insert - Unconstrained - Crosslinked polyethylene | DePuy Orthopaedics | SIGMA PLI MAR INS 5 8MM | 158105108 | Standalone | DE0003257 | Active patients aged 65 years and younger
Orthopaedics | Total knee replacement (TKR) | TKR tibial insert | TKR tibial insert - Unconstrained - Crosslinked polyethylene | DePuy Orthopaedics | SIGMA PLI MAR INS 5 10MM | 158105110 | Standalone | DE0003257 | Active patients aged 65 years and younger
Orthopaedics | Total knee replacement (TKR) | TKR tibial insert | TKR tibial insert - Unconstrained - Crosslinked polyethylene | DePuy Orthopaedics | SIGMA PLI MAR INS 5 12.5MM | 158105112 | Standalone | DE0003257 | Active patients aged 65 years and younger
Orthopaedics | Total knee replacement (TKR) | TKR tibial insert | TKR tibial insert - Unconstrained - Crosslinked polyethylene | DePuy Orthopaedics | SIGMA PLI MAR INS 5 15MM | 158105115 | Standalone | DE0003257 | Active patients aged 65 years and younger
Orthopaedics | Total knee replacement (TKR) | TKR tibial insert | TKR tibial insert - Unconstrained - Crosslinked polyethylene | DePuy Orthopaedics | SIGMA PLI MAR INS 5 17.5MM | 158105117 | Standalone | DE0003257 | Active patients aged 65 years and younger
Orthopaedics | Total knee replacement (TKR) | TKR tibial insert | TKR tibial insert - Unconstrained - Crosslinked polyethylene | DePuy Orthopaedics | SIGMA CRVD MAR INS 1.5 8MM | 158110108 | Standalone | DE0003257 | Active patients aged 65 years and younger
Orthopaedics | Total knee replacement (TKR) | TKR tibial insert | TKR tibial insert - Unconstrained - Crosslinked polyethylene | DePuy Orthopaedics | SIGMA CRVD MAR INS 1.5 10MM | 158110110 | Standalone | DE0003257 | Active patients aged 65 years and younger
Orthopaedics | Total knee replacement (TKR) | TKR tibial insert | TKR tibial insert - Unconstrained - Crosslinked polyethylene | DePuy Orthopaedics | SIGMA CRVD MAR INS 1.5 12.5MM | 158110112 | Standalone | DE0003257 | Active patients aged 65 years and younger
Orthopaedics | Total knee replacement (TKR) | TKR tibial insert | TKR tibial insert - Unconstrained - Crosslinked polyethylene | DePuy Orthopaedics | SIGMA CRVD MAR INS 1.5 15MM | 158110115 | Standalone | DE0003257 | Active patients aged 65 years and younger
Orthopaedics | Total knee replacement (TKR) | TKR tibial insert | TKR tibial insert - Unconstrained - Crosslinked polyethylene | DePuy Orthopaedics | SIGMA CRVD MAR INS 1.5 17.5MM | 158110117 | Standalone | DE0003257 | Active patients aged 65 years and younger
Orthopaedics | Total knee replacement (TKR) | TKR tibial insert | TKR tibial insert - Unconstrained - Crosslinked polyethylene | DePuy Orthopaedics | SIGMA CRVD MAR INS 2 8MM | 158111108 | Standalone | DE0003257 | Active patients aged 65 years and younger
Orthopaedics | Total knee replacement (TKR) | TKR tibial insert | TKR tibial insert - Unconstrained - Crosslinked polyethylene | DePuy Orthopaedics | SIGMA CRVD MAR INS 2 10MM | 158111110 | Standalone | DE0003257 | Active patients aged 65 years and younger
Orthopaedics | Total knee replacement (TKR) | TKR tibial insert | TKR tibial insert - Unconstrained - Crosslinked polyethylene | DePuy Orthopaedics | SIGMA CRVD MAR INS 2 12.5MM | 158111112 | Standalone | DE0003257 | Active patients aged 65 years and younger
Orthopaedics | Total knee replacement (TKR) | TKR tibial insert | TKR tibial insert - Unconstrained - Crosslinked polyethylene | DePuy Orthopaedics | SIGMA CRVD MAR INS 2 15MM | 158111115 | Standalone | DE0003257 | Active patients aged 65 years and younger
Orthopaedics | Total knee replacement (TKR) | TKR tibial insert | TKR tibial insert - Unconstrained - Crosslinked polyethylene | DePuy Orthopaedics | SIGMA CRVD MAR INS 2 17.5MM | 158111117 | Standalone | DE0003257 | Active patients aged 65 years and younger
Orthopaedics | Total knee replacement (TKR) | TKR tibial insert | TKR tibial insert - Unconstrained - Crosslinked polyethylene | DePuy Orthopaedics | SIGMA CRVD MAR INS 2.5 8MM | 158112108 | Standalone | DE0003257 | Active patients aged 65 years and younger
Orthopaedics | Total knee replacement (TKR) | TKR tibial insert | TKR tibial insert - Unconstrained - Crosslinked polyethylene | DePuy Orthopaedics | SIGMA CRVD MAR INS 2.5 10MM | 158112110 | Standalone | DE0003257 | Active patients aged 65 years and younger
Orthopaedics | Total knee replacement (TKR) | TKR tibial insert | TKR tibial insert - Unconstrained - Crosslinked polyethylene | DePuy Orthopaedics | SIGMA CRVD MAR INS 2.5 12.5MM | 158112112 | Standalone | DE0003257 | Active patients aged 65 years and younger
Orthopaedics | Total knee replacement (TKR) | TKR tibial insert | TKR tibial insert - Unconstrained - Crosslinked polyethylene | DePuy Orthopaedics | SIGMA CRVD MAR INS 2.5 15MM | 158112115 | Standalone | DE0003257 | Active patients aged 65 years and younger
Orthopaedics | Total knee replacement (TKR) | TKR tibial insert | TKR tibial insert - Unconstrained - Crosslinked polyethylene | DePuy Orthopaedics | SIGMA CRVD MAR INS 2.5 17.5MM | 158112117 | Standalone | DE0003257 | Active patients aged 65 years and younger
Orthopaedics | Total knee replacement (TKR) | TKR tibial insert | TKR tibial insert - Unconstrained - Crosslinked polyethylene | DePuy Orthopaedics | SIGMA CRVD MAR INS 3 8MM | 158113108 | Standalone | DE0003257 | Active patients aged 65 years and younger
Orthopaedics | Total knee replacement (TKR) | TKR tibial insert | TKR tibial insert - Unconstrained - Crosslinked polyethylene | DePuy Orthopaedics | SIGMA CRVD MAR INS 3 10MM | 158113110 | Standalone | DE0003257 | Active patients aged 65 years and younger
Orthopaedics | Total knee replacement (TKR) | TKR tibial insert | TKR tibial insert - Unconstrained - Crosslinked polyethylene | DePuy Orthopaedics | SIGMA CRVD MAR INS 3 12.5MM | 158113112 | Standalone | DE0003257 | Active patients aged 65 years and younger
Orthopaedics | Total knee replacement (TKR) | TKR tibial insert | TKR tibial insert - Unconstrained - Crosslinked polyethylene | DePuy Orthopaedics | SIGMA CVRD MAR INS 3 15MM | 158113115 | Standalone | DE0003257 | Active patients aged 65 years and younger
Orthopaedics | Total knee replacement (TKR) | TKR tibial insert | TKR tibial insert - Unconstrained - Crosslinked polyethylene | DePuy Orthopaedics | SIGMA CRVD MAR INS 3 17.5MM | 158113117 | Standalone | DE0003257 | Active patients aged 65 years and younger
Orthopaedics | Total knee replacement (TKR) | TKR tibial insert | TKR tibial insert - Unconstrained - Crosslinked polyethylene | DePuy Orthopaedics | SIGMA CRVD MAR INS 4 8MM | 158114108 | Standalone | DE0003257 | Active patients aged 65 years and younger
Orthopaedics | Total knee replacement (TKR) | TKR tibial insert | TKR tibial insert - Unconstrained - Crosslinked polyethylene | DePuy Orthopaedics | SIGMA CRVD MAR INS 4 10MM | 158114110 | Standalone | DE0003257 | Active patients aged 65 years and younger
Orthopaedics | Total knee replacement (TKR) | TKR tibial insert | TKR tibial insert - Unconstrained - Crosslinked polyethylene | DePuy Orthopaedics | SIGMA CRVD MAR INS 4 12.5MM | 158114112 | Standalone | DE0003257 | Active patients aged 65 years and younger
Orthopaedics | Total knee replacement (TKR) | TKR tibial insert | TKR tibial insert - Unconstrained - Crosslinked polyethylene | DePuy Orthopaedics | SIGMA CRVD MAR INS 4 15MM | 158114115 | Standalone | DE0003257 | Active patients aged 65 years and younger
Orthopaedics | Total knee replacement (TKR) | TKR tibial insert | TKR tibial insert - Unconstrained - Crosslinked polyethylene | DePuy Orthopaedics | SIGMA CRVD MAR INS 4 17.5MM | 158114117 | Standalone | DE0003257 | Active patients aged 65 years and younger
Orthopaedics | Total knee replacement (TKR) | TKR tibial insert | TKR tibial insert - Unconstrained - Crosslinked polyethylene | DePuy Orthopaedics | SIGMA CRVD MAR INS 5 8MM | 158115108 | Standalone | DE0003257 | Active patients aged 65 years and younger
Orthopaedics | Total knee replacement (TKR) | TKR tibial insert | TKR tibial insert - Unconstrained - Crosslinked polyethylene | DePuy Orthopaedics | SIGMA CRVD MAR INS 5 10MM | 158115110 | Standalone | DE0003257 | Active patients aged 65 years and younger
Orthopaedics | Total knee replacement (TKR) | TKR tibial insert | TKR tibial insert - Unconstrained - Crosslinked polyethylene | DePuy Orthopaedics | SIGMA CRVD MAR INS 5 12.5MM | 158115112 | Standalone | DE0003257 | Active patients aged 65 years and younger
Orthopaedics | Total knee replacement (TKR) | TKR tibial insert | TKR tibial insert - Unconstrained - Crosslinked polyethylene | DePuy Orthopaedics | SIGMA CRVD MAR INS 5 15MM | 158115115 | Standalone | DE0003257 | Active patients aged 65 years and younger
Orthopaedics | Total knee replacement (TKR) | TKR tibial insert | TKR tibial insert - Unconstrained - Crosslinked polyethylene | DePuy Orthopaedics | SIGMA CRVD MAR INS 5 17.5MM | 158115117 | Standalone | DE0003257 | Active patients aged 65 years and younger
Orthopaedics | Total knee replacement (TKR) | TKR tibial insert | TKR tibial insert - Unconstrained - Crosslinked polyethylene | DePuy Orthopaedics | SIGMA STAB MAR INS 1.5 8MM | 158120108 | Standalone | DE0003257 | Active patients aged 65 years and younger
Orthopaedics | Total knee replacement (TKR) | TKR tibial insert | TKR tibial insert - Unconstrained - Crosslinked polyethylene | DePuy Orthopaedics | SIGMA STAB MAR INS 1.5 10MM | 158120110 | Standalone | DE0003257 | Active patients aged 65 years and younger
Orthopaedics | Total knee replacement (TKR) | TKR tibial insert | TKR tibial insert - Unconstrained - Crosslinked polyethylene | DePuy Orthopaedics | SIGMA STAB MAR INS 1.5 12.5MM | 158120112 | Standalone | DE0003257 | Active patients aged 65 years and younger
Orthopaedics | Total knee replacement (TKR) | TKR tibial insert | TKR tibial insert - Unconstrained - Crosslinked polyethylene | DePuy Orthopaedics | SIGMA STAB MAR INS 1.5 15MM | 158120115 | Standalone | DE0003257 | Active patients aged 65 years and younger
Orthopaedics | Total knee replacement (TKR) | TKR tibial insert | TKR tibial insert - Unconstrained - Crosslinked polyethylene | DePuy Orthopaedics | SIGMA STAB MAR INS 1.5 17.5MM | 158120117 | Standalone | DE0003257 | Active patients aged 65 years and younger
Orthopaedics | Total knee replacement (TKR) | TKR tibial insert | TKR tibial insert - Unconstrained - Crosslinked polyethylene | DePuy Orthopaedics | SIGMA STAB MAR INS 2 8MM | 158121108 | Standalone | DE0003257 | Active patients aged 65 years and younger
Orthopaedics | Total knee replacement (TKR) | TKR tibial insert | TKR tibial insert - Unconstrained - Crosslinked polyethylene | DePuy Orthopaedics | SIGMA STAB MAR INS 2 10MM | 158121110 | Standalone | DE0003257 | Active patients aged 65 years and younger
Orthopaedics | Total knee replacement (TKR) | TKR tibial insert | TKR tibial insert - Unconstrained - Crosslinked polyethylene | DePuy Orthopaedics | SIGMA STAB MAR INS 2 12.5MM | 158121112 | Standalone | DE0003257 | Active patients aged 65 years and younger
Orthopaedics | Total knee replacement (TKR) | TKR tibial insert | TKR tibial insert - Unconstrained - Crosslinked polyethylene | DePuy Orthopaedics | SIGMA STAB MAR INS 2 15MM | 158121115 | Standalone | DE0003257 | Active patients aged 65 years and younger
Orthopaedics | Total knee replacement (TKR) | TKR tibial insert | TKR tibial insert - Unconstrained - Crosslinked polyethylene | DePuy Orthopaedics | SIGMA STAB MAR INS 2 17.5MM | 158121117 | Standalone | DE0003257 | Active patients aged 65 years and younger
Orthopaedics | Total knee replacement (TKR) | TKR tibial insert | TKR tibial insert - Unconstrained - Crosslinked polyethylene | DePuy Orthopaedics | SIGMA STAB MAR INS 2.5 8MM | 158122108 | Standalone | DE0003257 | Active patients aged 65 years and younger
Orthopaedics | Total knee replacement (TKR) | TKR tibial insert | TKR tibial insert - Unconstrained - Crosslinked polyethylene | DePuy Orthopaedics | SIGMA STAB MAR INS 2.5 10MM | 158122110 | Standalone | DE0003257 | Active patients aged 65 years and younger
Orthopaedics | Total knee replacement (TKR) | TKR tibial insert | TKR tibial insert - Unconstrained - Crosslinked polyethylene | DePuy Orthopaedics | SIGMA STAB MAR INS 2.5 12.5MM | 158122112 | Standalone | DE0003257 | Active patients aged 65 years and younger
Orthopaedics | Total knee replacement (TKR) | TKR tibial insert | TKR tibial insert - Unconstrained - Crosslinked polyethylene | DePuy Orthopaedics | SIGMA STAB MAR INS 2.5 15MM | 158122115 | Standalone | DE0003257 | Active patients aged 65 years and younger
Orthopaedics | Total knee replacement (TKR) | TKR tibial insert | TKR tibial insert - Unconstrained - Crosslinked polyethylene | DePuy Orthopaedics | SIGMA STAB MAR INS 2.5 17.5MM | 158122117 | Standalone | DE0003257 | Active patients aged 65 years and younger
Orthopaedics | Total knee replacement (TKR) | TKR tibial insert | TKR tibial insert - Unconstrained - Crosslinked polyethylene | DePuy Orthopaedics | SIGMA STAB MAR INS 3 8MM | 158123108 | Standalone | DE0003257 | Active patients aged 65 years and younger
Orthopaedics | Total knee replacement (TKR) | TKR tibial insert | TKR tibial insert - Unconstrained - Crosslinked polyethylene | DePuy Orthopaedics | SIGMA STAB MAR INS 3 10MM | 158123110 | Standalone | DE0003257 | Active patients aged 65 years and younger
Orthopaedics | Total knee replacement (TKR) | TKR tibial insert | TKR tibial insert - Unconstrained - Crosslinked polyethylene | DePuy Orthopaedics | SIGMA STAB MAR INS 3 12.5MM | 158123112 | Standalone | DE0003257 | Active patients aged 65 years and younger
Orthopaedics | Total knee replacement (TKR) | TKR tibial insert | TKR tibial insert - Unconstrained - Crosslinked polyethylene | DePuy Orthopaedics | SIGMA STAB MAR INS 3 15MM | 158123115 | Standalone | DE0003257 | Active patients aged 65 years and younger
Orthopaedics | Total knee replacement (TKR) | TKR tibial insert | TKR tibial insert - Unconstrained - Crosslinked polyethylene | DePuy Orthopaedics | SIGMA STAB MAR INS 3 17.5MM | 158123117 | Standalone | DE0003257 | Active patients aged 65 years and younger
Orthopaedics | Total knee replacement (TKR) | TKR tibial insert | TKR tibial insert - Unconstrained - Crosslinked polyethylene | DePuy Orthopaedics | SIGMA STAB MAR INS 4 8MM | 158124108 | Standalone | DE0003257 | Active patients aged 65 years and younger
Orthopaedics | Total knee replacement (TKR) | TKR tibial insert | TKR tibial insert - Unconstrained - Crosslinked polyethylene | DePuy Orthopaedics | SIGMA STAB MAR INS 4 10MM | 158124110 | Standalone | DE0003257 | Active patients aged 65 years and younger
Orthopaedics | Total knee replacement (TKR) | TKR tibial insert | TKR tibial insert - Unconstrained - Crosslinked polyethylene | DePuy Orthopaedics | SIGMA STAB MAR INS 4 12.5MM | 158124112 | Standalone | DE0003257 | Active patients aged 65 years and younger
Orthopaedics | Total knee replacement (TKR) | TKR tibial insert | TKR tibial insert - Unconstrained - Crosslinked polyethylene | DePuy Orthopaedics | SIGMA STAB MAR INS 4 15MM | 158124115 | Standalone | DE0003257 | Active patients aged 65 years and younger
Orthopaedics | Total knee replacement (TKR) | TKR tibial insert | TKR tibial insert - Unconstrained - Crosslinked polyethylene | DePuy Orthopaedics | SIGMA STAB MAR INS 4 17.5MM | 158124117 | Standalone | DE0003257 | Active patients aged 65 years and younger
Orthopaedics | Total knee replacement (TKR) | TKR tibial insert | TKR tibial insert - Unconstrained - Crosslinked polyethylene | DePuy Orthopaedics | SIGMA CRVD MAR INS 1.5 20MM | 158110120 | Standalone | DE0003257 | Active patients aged 65 years and younger
Orthopaedics | Total knee replacement (TKR) | TKR tibial insert | TKR tibial insert - Unconstrained - Crosslinked polyethylene | DePuy Orthopaedics | SIGMA CRVD MAR INS 2 20MM | 158111120 | Standalone | DE0003257 | Active patients aged 65 years and younger
Orthopaedics | Total knee replacement (TKR) | TKR tibial insert | TKR tibial insert - Unconstrained - Crosslinked polyethylene | DePuy Orthopaedics | SIGMA CRVD MAR INS 2.5 20MM | 158112120 | Standalone | DE0003257 | Active patients aged 65 years and younger
Orthopaedics | Total knee replacement (TKR) | TKR tibial insert | TKR tibial insert - Unconstrained - Crosslinked polyethylene | DePuy Orthopaedics | SIGMA CRVD MAR INS 3 20MM | 158113120 | Standalone | DE0003257 | Active patients aged 65 years and younger
Orthopaedics | Total knee replacement (TKR) | TKR tibial insert | TKR tibial insert - Unconstrained - Crosslinked polyethylene | DePuy Orthopaedics | SIGMA CRVD MAR INS 4 20MM | 158114120 | Standalone | DE0003257 | Active patients aged 65 years and younger
Orthopaedics | Total knee replacement (TKR) | TKR tibial insert | TKR tibial insert - Unconstrained - Crosslinked polyethylene | DePuy Orthopaedics | SIGMA CRVD MAR INS 5 20MM | 158115120 | Standalone | DE0003257 | Active patients aged 65 years and younger
Orthopaedics | Total knee replacement (TKR) | TKR tibial insert | TKR tibial insert - Unconstrained - Crosslinked polyethylene | DePuy Orthopaedics | SIGMA CRVD MAR INS 6 8MM | 158116108 | Standalone | DE0003257 | Active patients aged 65 years and younger
Orthopaedics | Total knee replacement (TKR) | TKR tibial insert | TKR tibial insert - Unconstrained - Crosslinked polyethylene | DePuy Orthopaedics | SIGMA CRVD MAR INS 6 10MM | 158116110 | Standalone | DE0003257 | Active patients aged 65 years and younger
Orthopaedics | Total knee replacement (TKR) | TKR tibial insert | TKR tibial insert - Unconstrained - Crosslinked polyethylene | DePuy Orthopaedics | SIGMA CRVD MAR INS 6 12MM | 158116112 | Standalone | DE0003257 | Active patients aged 65 years and younger
Orthopaedics | Total knee replacement (TKR) | TKR tibial insert | TKR tibial insert - Unconstrained - Crosslinked polyethylene | DePuy Orthopaedics | SIGMA CRVD MAR INS 6 456.25DM | 158116115 | Standalone | DE0003257 | Active patients aged 65 years and younger
Orthopaedics | Total knee replacement (TKR) | TKR tibial insert | TKR tibial insert - Unconstrained - Crosslinked polyethylene | DePuy Orthopaedics | SIGMA CRVD MAR INS 6 17MM | 158116117 | Standalone | DE0003257 | Active patients aged 65 years and younger
Orthopaedics | Total knee replacement (TKR) | TKR tibial insert | TKR tibial insert - Unconstrained - Crosslinked polyethylene | DePuy Orthopaedics | SIGMA CRVD XLK INS 6 20MM | 158116120 | Standalone | DE0003257 | Active patients aged 65 years and younger
Orthopaedics | Total knee replacement (TKR) | TKR tibial insert | TKR tibial insert - Unconstrained - Crosslinked polyethylene | DePuy Orthopaedics | SIGMA STAB MAR INS 2 20MM | 158121120 | Standalone | DE0003257 | Active patients aged 65 years and younger
Orthopaedics | Total knee replacement (TKR) | TKR tibial insert | TKR tibial insert - Unconstrained - Crosslinked polyethylene | DePuy Orthopaedics | SIGMA STAB MAR INS 2 22.5MM | 158121122 | Standalone | DE0003257 | Active patients aged 65 years and younger
Orthopaedics | Total knee replacement (TKR) | TKR tibial insert | TKR tibial insert - Unconstrained - Crosslinked polyethylene | DePuy Orthopaedics | SIGMA STAB MAR INS 2 760.418DM | 158121125 | Standalone | DE0003257 | Active patients aged 65 years and younger
Orthopaedics | Total knee replacement (TKR) | TKR tibial insert | TKR tibial insert - Unconstrained - Crosslinked polyethylene | DePuy Orthopaedics | SIGMA STAB MAR INS 2.5 20MM | 158122120 | Standalone | DE0003257 | Active patients aged 65 years and younger
Orthopaedics | Total knee replacement (TKR) | TKR tibial insert | TKR tibial insert - Unconstrained - Crosslinked polyethylene | DePuy Orthopaedics | SIGMA STAB MAR INS 2.5 22.5MM | 158122122 | Standalone | DE0003257 | Active patients aged 65 years and younger
Orthopaedics | Total knee replacement (TKR) | TKR tibial insert | TKR tibial insert - Unconstrained - Crosslinked polyethylene | DePuy Orthopaedics | SIGMA STAB MAR INS 2.5 760.418DM | 158122125 | Standalone | DE0003257 | Active patients aged 65 years and younger
Orthopaedics | Total knee replacement (TKR) | TKR tibial insert | TKR tibial insert - Unconstrained - Crosslinked polyethylene | DePuy Orthopaedics | SIGMA STAB MAR INS 3 20MM | 158123120 | Standalone | DE0003257 | Active patients aged 65 years and younger
Orthopaedics | Total knee replacement (TKR) | TKR tibial insert | TKR tibial insert - Unconstrained - Crosslinked polyethylene | DePuy Orthopaedics | SIGMA STAB MAR INS 3 22.5MM | 158123122 | Standalone | DE0003257 | Active patients aged 65 years and younger
Orthopaedics | Total knee replacement (TKR) | TKR tibial insert | TKR tibial insert - Unconstrained - Crosslinked polyethylene | DePuy Orthopaedics | SIGMA STAB MAR INS 3 760.418DM | 158123125 | Standalone | DE0003257 | Active patients aged 65 years and younger
Orthopaedics | Total knee replacement (TKR) | TKR tibial insert | TKR tibial insert - Unconstrained - Crosslinked polyethylene | DePuy Orthopaedics | SIGMA STAB MAR INS 4 20MM | 158124120 | Standalone | DE0003257 | Active patients aged 65 years and younger
Orthopaedics | Total knee replacement (TKR) | TKR tibial insert | TKR tibial insert - Unconstrained - Crosslinked polyethylene | DePuy Orthopaedics | SIGMA STAB MAR INS 4 22.5MM | 158124122 | Standalone | DE0003257 | Active patients aged 65 years and younger
Orthopaedics | Total knee replacement (TKR) | TKR tibial insert | TKR tibial insert - Unconstrained - Crosslinked polyethylene | DePuy Orthopaedics | SIGMA STAB MAR INS 4 760.418DM | 158124125 | Standalone | DE0003257 | Active patients aged 65 years and younger
Orthopaedics | Total knee replacement (TKR) | TKR tibial insert | TKR tibial insert - Unconstrained - Crosslinked polyethylene | DePuy Orthopaedics | SIGMA STAB MAR INS 5 20MM | 158125120 | Standalone | DE0003257 | Active patients aged 65 years and younger
Orthopaedics | Total knee replacement (TKR) | TKR tibial insert | TKR tibial insert - Unconstrained - Crosslinked polyethylene | DePuy Orthopaedics | SIGMA STAB MAR INS 5 22.5MM | 158125122 | Standalone | DE0003257 | Active patients aged 65 years and younger
Orthopaedics | Total knee replacement (TKR) | TKR tibial insert | TKR tibial insert - Unconstrained - Crosslinked polyethylene | DePuy Orthopaedics | SIGMA STAB MAR INS 5 760.418DM | 158125125 | Standalone | DE0003257 | Active patients aged 65 years and younger
Orthopaedics | Total knee replacement (TKR) | TKR tibial insert | TKR tibial insert - Unconstrained - Crosslinked polyethylene | DePuy Orthopaedics | SIGMA STAB MAR INS 6 8MM | 158126108 | Standalone | DE0003257 | Active patients aged 65 years and younger
Orthopaedics | Total knee replacement (TKR) | TKR tibial insert | TKR tibial insert - Unconstrained - Crosslinked polyethylene | DePuy Orthopaedics | SIGMA STAB MAR INS 6 10MM | 158126110 | Standalone | DE0003257 | Active patients aged 65 years and younger
Orthopaedics | Total knee replacement (TKR) | TKR tibial insert | TKR tibial insert - Unconstrained - Crosslinked polyethylene | DePuy Orthopaedics | SIGMA STAB MAR INS 6 12.5MM | 158126112 | Standalone | DE0003257 | Active patients aged 65 years and younger
Orthopaedics | Total knee replacement (TKR) | TKR tibial insert | TKR tibial insert - Unconstrained - Crosslinked polyethylene | DePuy Orthopaedics | SIGMA STAB MAR INS 6 456.25DM | 158126115 | Standalone | DE0003257 | Active patients aged 65 years and younger
Orthopaedics | Total knee replacement (TKR) | TKR tibial insert | TKR tibial insert - Unconstrained - Crosslinked polyethylene | DePuy Orthopaedics | SIGMA STAB MAR INS 6 17.5MM | 158126117 | Standalone | DE0003257 | Active patients aged 65 years and younger
Orthopaedics | Total knee replacement (TKR) | TKR tibial insert | TKR tibial insert - Unconstrained - Crosslinked polyethylene | DePuy Orthopaedics | SIGMA STAB MAR INS 6 20MM | 158126120 | Standalone | DE0003257 | Active patients aged 65 years and younger
Orthopaedics | Total knee replacement (TKR) | TKR tibial insert | TKR tibial insert - Unconstrained - Crosslinked polyethylene | DePuy Orthopaedics | SIGMA STAB MAR INS 6 22.5MM | 158126122 | Standalone | DE0003257 | Active patients aged 65 years and younger
Orthopaedics | Total knee replacement (TKR) | TKR tibial insert | TKR tibial insert - Unconstrained - Crosslinked polyethylene | DePuy Orthopaedics | SIGMA STAB MAR INS 6 760.418DM | 158126125 | Standalone | DE0003257 | Active patients aged 65 years and younger
Orthopaedics | Total knee replacement (TKR) | TKR tibial insert | TKR tibial insert - Unconstrained - Crosslinked polyethylene | Smith+Nephew | LGN XLPE CR INSERT SZ 1-2 9MM | 71453141 | Standalone | DE0012408 | Active patients aged 65 years and younger
Orthopaedics | Total knee replacement (TKR) | TKR tibial insert | TKR tibial insert - Unconstrained - Crosslinked polyethylene | Smith+Nephew | LGN XLPE CR INSERT SZ 1-2 11MM | 71453142 | Standalone | DE0012408 | Active patients aged 65 years and younger
Orthopaedics | Total knee replacement (TKR) | TKR tibial insert | TKR tibial insert - Unconstrained - Crosslinked polyethylene | Smith+Nephew | LGN XLPE CR INSERT SZ 1-2 13MM | 71453143 | Standalone | DE0012408 | Active patients aged 65 years and younger
Orthopaedics | Total knee replacement (TKR) | TKR tibial insert | TKR tibial insert - Unconstrained - Crosslinked polyethylene | Smith+Nephew | LGN XLPE CR INSERT SZ 1-2 15MM | 71453144 | Standalone | DE0012408 | Active patients aged 65 years and younger
Orthopaedics | Total knee replacement (TKR) | TKR tibial insert | TKR tibial insert - Unconstrained - Crosslinked polyethylene | Smith+Nephew | LGN XLPE CR INSERT SZ 3-4 9MM | 71453146 | Standalone | DE0012408 | Active patients aged 65 years and younger
Orthopaedics | Total knee replacement (TKR) | TKR tibial insert | TKR tibial insert - Unconstrained - Crosslinked polyethylene | Smith+Nephew | LGN XLPE CR INSERT SZ 3-4 11MM | 71453147 | Standalone | DE0012408 | Active patients aged 65 years and younger
Orthopaedics | Total knee replacement (TKR) | TKR tibial insert | TKR tibial insert - Unconstrained - Crosslinked polyethylene | Smith+Nephew | LGN XLPE CR INSERT SZ 3-4 13MM | 71453148 | Standalone | DE0012408 | Active patients aged 65 years and younger
Orthopaedics | Total knee replacement (TKR) | TKR tibial insert | TKR tibial insert - Unconstrained - Crosslinked polyethylene | Smith+Nephew | LGN XLPE CR INSERT SZ 3-4 15MM | 71453149 | Standalone | DE0012408 | Active patients aged 65 years and younger
Orthopaedics | Total knee replacement (TKR) | TKR tibial insert | TKR tibial insert - Unconstrained - Crosslinked polyethylene | Smith+Nephew | LGN XLPE CR INSERT SZ 3-4 18MM | 71453151 | Standalone | DE0012408 | Active patients aged 65 years and younger
Orthopaedics | Total knee replacement (TKR) | TKR tibial insert | TKR tibial insert - Unconstrained - Crosslinked polyethylene | Smith+Nephew | LGN XLPE CR INSERT SZ 5-6 9MM | 71453152 | Standalone | DE0012408 | Active patients aged 65 years and younger
Orthopaedics | Total knee replacement (TKR) | TKR tibial insert | TKR tibial insert - Unconstrained - Crosslinked polyethylene | Smith+Nephew | LGN XLPE CR INSERT SZ 5-6 11MM | 71453153 | Standalone | DE0012408 | Active patients aged 65 years and younger
Orthopaedics | Total knee replacement (TKR) | TKR tibial insert | TKR tibial insert - Unconstrained - Crosslinked polyethylene | Smith+Nephew | LGN XLPE CR INSERT SZ 5-6 13MM | 71453154 | Standalone | DE0012408 | Active patients aged 65 years and younger
Orthopaedics | Total knee replacement (TKR) | TKR tibial insert | TKR tibial insert - Unconstrained - Crosslinked polyethylene | Smith+Nephew | LGN XLPE CR INSERT SZ 5-6 15MM | 71453155 | Standalone | DE0012408 | Active patients aged 65 years and younger
Orthopaedics | Total knee replacement (TKR) | TKR tibial insert | TKR tibial insert - Unconstrained - Crosslinked polyethylene | Smith+Nephew | LGN XLPE CR INSERT SZ 5-6 18MM | 71453156 | Standalone | DE0012408 | Active patients aged 65 years and younger
Orthopaedics | Total knee replacement (TKR) | TKR tibial insert | TKR tibial insert - Unconstrained - Crosslinked polyethylene | Smith+Nephew | LGN XLPE CR INSERT SZ 7-8 9MM | 71453157 | Standalone | DE0012408 | Active patients aged 65 years and younger
Orthopaedics | Total knee replacement (TKR) | TKR tibial insert | TKR tibial insert - Unconstrained - Crosslinked polyethylene | Smith+Nephew | LGN XLPE CR INSERT SZ 7-8 11MM | 71453158 | Standalone | DE0012408 | Active patients aged 65 years and younger
Orthopaedics | Total knee replacement (TKR) | TKR tibial insert | TKR tibial insert - Unconstrained - Crosslinked polyethylene | Smith+Nephew | LGN XLPE CR INSERT SZ 7-8 13MM | 71453159 | Standalone | DE0012408 | Active patients aged 65 years and younger
Orthopaedics | Total knee replacement (TKR) | TKR tibial insert | TKR tibial insert - Unconstrained - Crosslinked polyethylene | Smith+Nephew | LGN XLPE CR INSERT SZ 7-8 15MM | 71453161 | Standalone | DE0012408 | Active patients aged 65 years and younger
Orthopaedics | Total knee replacement (TKR) | TKR tibial insert | TKR tibial insert - Unconstrained - Crosslinked polyethylene | Smith+Nephew | LGN XLPE CR INSERT SZ 7-8 18MM | 71453162 | Standalone | DE0012408 | Active patients aged 65 years and younger
Orthopaedics | Total knee replacement (TKR) | TKR tibial insert | TKR tibial insert - Unconstrained - Crosslinked polyethylene | Smith+Nephew | Size 1-2 CR XLPE 18mm | 71453145 | Standalone | DE0012408 | Active patients aged 65 years and younger
Orthopaedics | Total knee replacement (TKR) | TKR tibial insert | TKR tibial insert - Unconstrained - Crosslinked polyethylene | Smith+Nephew | LGN PS HIGH FLEX XLPE SZ 1-2 9MM | 71453201 | Standalone | DE0012408 | Active patients aged 65 years and younger
Orthopaedics | Total knee replacement (TKR) | TKR tibial insert | TKR tibial insert - Unconstrained - Crosslinked polyethylene | Smith+Nephew | LGN PS HIGH FLEX XLPE SZ 1-2 11MM | 71453202 | Standalone | DE0012408 | Active patients aged 65 years and younger
Orthopaedics | Total knee replacement (TKR) | TKR tibial insert | TKR tibial insert - Unconstrained - Crosslinked polyethylene | Smith+Nephew | LGN PS HIGH FLEX XLPE SZ 1-2 13MM | 71453203 | Standalone | DE0012408 | Active patients aged 65 years and younger
Orthopaedics | Total knee replacement (TKR) | TKR tibial insert | TKR tibial insert - Unconstrained - Crosslinked polyethylene | Smith+Nephew | LGN PS HIGH FLEX XLPE SZ 1-2 15MM | 71453204 | Standalone | DE0012408 | Active patients aged 65 years and younger
Orthopaedics | Total knee replacement (TKR) | TKR tibial insert | TKR tibial insert - Unconstrained - Crosslinked polyethylene | Smith+Nephew | LGN PS HIGH FLEX XLPE SZ 3-4 9MM | 71453211 | Standalone | DE0012408 | Active patients aged 65 years and younger
Orthopaedics | Total knee replacement (TKR) | TKR tibial insert | TKR tibial insert - Unconstrained - Crosslinked polyethylene | Smith+Nephew | LGN PS HIGH FLEX XLPE SZ 3-4 11MM | 71453212 | Standalone | DE0012408 | Active patients aged 65 years and younger
Orthopaedics | Total knee replacement (TKR) | TKR tibial insert | TKR tibial insert - Unconstrained - Crosslinked polyethylene | Smith+Nephew | LGN PS HIGH FLEX XLPE SZ 3-4 13MM | 71453213 | Standalone | DE0012408 | Active patients aged 65 years and younger
Orthopaedics | Total knee replacement (TKR) | TKR tibial insert | TKR tibial insert - Unconstrained - Crosslinked polyethylene | Smith+Nephew | LGN PS HIGH FLEX XLPE SZ 3-4 15MM | 71453214 | Standalone | DE0012408 | Active patients aged 65 years and younger
Orthopaedics | Total knee replacement (TKR) | TKR tibial insert | TKR tibial insert - Unconstrained - Crosslinked polyethylene | Smith+Nephew | LGN PS HIGH FLEX XLPE SZ 5-6 9MM | 71453221 | Standalone | DE0012408 | Active patients aged 65 years and younger
Orthopaedics | Total knee replacement (TKR) | TKR tibial insert | TKR tibial insert - Unconstrained - Crosslinked polyethylene | Smith+Nephew | LGN PS HIGH FLEX XLPE SZ 5-6 11MM | 71453222 | Standalone | DE0012408 | Active patients aged 65 years and younger
Orthopaedics | Total knee replacement (TKR) | TKR tibial insert | TKR tibial insert - Unconstrained - Crosslinked polyethylene | Smith+Nephew | LGN PS HIGH FLEX XLPE SZ 5-6 13MM | 71453223 | Standalone | DE0012408 | Active patients aged 65 years and younger
Orthopaedics | Total knee replacement (TKR) | TKR tibial insert | TKR tibial insert - Unconstrained - Crosslinked polyethylene | Smith+Nephew | LGN PS HIGH FLEX XLPE SZ 5-6 15MM | 71453224 | Standalone | DE0012408 | Active patients aged 65 years and younger
Orthopaedics | Total knee replacement (TKR) | TKR tibial insert | TKR tibial insert - Unconstrained - Crosslinked polyethylene | Smith+Nephew | LGN PS HIGH FLEX XLPE SZ 7-8 9MM | 71453231 | Standalone | DE0012408 | Active patients aged 65 years and younger
Orthopaedics | Total knee replacement (TKR) | TKR tibial insert | TKR tibial insert - Unconstrained - Crosslinked polyethylene | Smith+Nephew | LGN PS HIGH FLEX XLPE SZ 7-8 11MM | 71453232 | Standalone | DE0012408 | Active patients aged 65 years and younger
Orthopaedics | Total knee replacement (TKR) | TKR tibial insert | TKR tibial insert - Unconstrained - Crosslinked polyethylene | Smith+Nephew | LGN PS HIGH FLEX XLPE SZ 7-8 13MM | 71453233 | Standalone | DE0012408 | Active patients aged 65 years and younger
Orthopaedics | Total knee replacement (TKR) | TKR tibial insert | TKR tibial insert - Unconstrained - Crosslinked polyethylene | Smith+Nephew | LGN PS HIGH FLEX XLPE SZ 7-8 15MM | 71453234 | Standalone | DE0012408 | Active patients aged 65 years and younger
Orthopaedics | Total knee replacement (TKR) | TKR tibial insert | TKR tibial insert - Unconstrained - Crosslinked polyethylene | Smith+Nephew | LGN CR HIGH FLEX XLPE SZ 1-2 9MM | 71453101 | Standalone | DE0012408 | Active patients aged 65 years and younger
Orthopaedics | Total knee replacement (TKR) | TKR tibial insert | TKR tibial insert - Unconstrained - Crosslinked polyethylene | Smith+Nephew | LGN CR HIGH FLEX XLPE SZ 1-2 11MM | 71453102 | Standalone | DE0012408 | Active patients aged 65 years and younger
Orthopaedics | Total knee replacement (TKR) | TKR tibial insert | TKR tibial insert - Unconstrained - Crosslinked polyethylene | Smith+Nephew | LGN CR HIGH FLEX XLPE SZ 1-2 13MM | 71453103 | Standalone | DE0012408 | Active patients aged 65 years and younger
Orthopaedics | Total knee replacement (TKR) | TKR tibial insert | TKR tibial insert - Unconstrained - Crosslinked polyethylene | Smith+Nephew | LGN CR HIGH FLEX XLPE SZ 1-2 15MM | 71453104 | Standalone | DE0012408 | Active patients aged 65 years and younger
Orthopaedics | Total knee replacement (TKR) | TKR tibial insert | TKR tibial insert - Unconstrained - Crosslinked polyethylene | Smith+Nephew | LGN CR HIGH FLEX XLPE SZ 1-2 18MM | 71453105 | Standalone | DE0012408 | Active patients aged 65 years and younger
Orthopaedics | Total knee replacement (TKR) | TKR tibial insert | TKR tibial insert - Unconstrained - Crosslinked polyethylene | Smith+Nephew | LGN CR HIGH FLEX XLPE SZ 3-4 9MM | 71453111 | Standalone | DE0012408 | Active patients aged 65 years and younger
Orthopaedics | Total knee replacement (TKR) | TKR tibial insert | TKR tibial insert - Unconstrained - Crosslinked polyethylene | Smith+Nephew | LGN CR HIGH FLEX XLPE SZ 3-4 11MM | 71453112 | Standalone | DE0012408 | Active patients aged 65 years and younger
Orthopaedics | Total knee replacement (TKR) | TKR tibial insert | TKR tibial insert - Unconstrained - Crosslinked polyethylene | Smith+Nephew | LGN CR HIGH FLEX XLPE SZ 3-4 13MM | 71453113 | Standalone | DE0012408 | Active patients aged 65 years and younger
Orthopaedics | Total knee replacement (TKR) | TKR tibial insert | TKR tibial insert - Unconstrained - Crosslinked polyethylene | Smith+Nephew | LGN CR HIGH FLEX XLPE SZ 3-4 15MM | 71453114 | Standalone | DE0012408 | Active patients aged 65 years and younger
Orthopaedics | Total knee replacement (TKR) | TKR tibial insert | TKR tibial insert - Unconstrained - Crosslinked polyethylene | Smith+Nephew | LGN CR HIGH FLEX XLPE SZ 3-4 18MM | 71453115 | Standalone | DE0012408 | Active patients aged 65 years and younger
Orthopaedics | Total knee replacement (TKR) | TKR tibial insert | TKR tibial insert - Unconstrained - Crosslinked polyethylene | Smith+Nephew | LGN CR HIGH FLEX XLPE SZ 5-6 9MM | 71453121 | Standalone | DE0012408 | Active patients aged 65 years and younger
Orthopaedics | Total knee replacement (TKR) | TKR tibial insert | TKR tibial insert - Unconstrained - Crosslinked polyethylene | Smith+Nephew | LGN CR HIGH FLEX XLPE SZ 5-6 11MM | 71453122 | Standalone | DE0012408 | Active patients aged 65 years and younger
Orthopaedics | Total knee replacement (TKR) | TKR tibial insert | TKR tibial insert - Unconstrained - Crosslinked polyethylene | Smith+Nephew | LGN CR HIGH FLEX XLPE SZ 5-6 13MM | 71453123 | Standalone | DE0012408 | Active patients aged 65 years and younger
Orthopaedics | Total knee replacement (TKR) | TKR tibial insert | TKR tibial insert - Unconstrained - Crosslinked polyethylene | Smith+Nephew | LGN CR HIGH FLEX XLPE SZ 5-6 15MM | 71453124 | Standalone | DE0012408 | Active patients aged 65 years and younger
Orthopaedics | Total knee replacement (TKR) | TKR tibial insert | TKR tibial insert - Unconstrained - Crosslinked polyethylene | Smith+Nephew | LGN CR HIGH FLEX XLPE SZ 5-6 18MM | 71453125 | Standalone | DE0012408 | Active patients aged 65 years and younger
Orthopaedics | Total knee replacement (TKR) | TKR tibial insert | TKR tibial insert - Unconstrained - Crosslinked polyethylene | Smith+Nephew | LGN CR HIGH FLEX XLPE SZ 7-8 9MM | 71453131 | Standalone | DE0012408 | Active patients aged 65 years and younger
Orthopaedics | Total knee replacement (TKR) | TKR tibial insert | TKR tibial insert - Unconstrained - Crosslinked polyethylene | Smith+Nephew | LGN CR HIGH FLEX XLPE SZ 7-8 11MM | 71453132 | Standalone | DE0012408 | Active patients aged 65 years and younger
Orthopaedics | Total knee replacement (TKR) | TKR tibial insert | TKR tibial insert - Unconstrained - Crosslinked polyethylene | Smith+Nephew | LGN CR HIGH FLEX XLPE SZ 7-8 13MM | 71453133 | Standalone | DE0012408 | Active patients aged 65 years and younger
Orthopaedics | Total knee replacement (TKR) | TKR tibial insert | TKR tibial insert - Unconstrained - Crosslinked polyethylene | Smith+Nephew | LGN CR HIGH FLEX XLPE SZ 7-8 15MM | 71453134 | Standalone | DE0012408 | Active patients aged 65 years and younger
Orthopaedics | Total knee replacement (TKR) | TKR tibial insert | TKR tibial insert - Unconstrained - Crosslinked polyethylene | Smith+Nephew | LGN CR HIGH FLEX XLPE SZ 7-8 {} 18MM | 71453135 | Standalone | DE0012408 | Active patients aged 65 years and younger
Orthopaedics | Total knee replacement (TKR) | TKR tibial insert | TKR tibial insert - Unconstrained - Crosslinked polyethylene | Smith+Nephew | Legion XLPE Dished Articular Insert Size 1-2, 9mm | 71453271 | Standalone | DE0012408 | Active patients aged 65 years and younger
Orthopaedics | Total knee replacement (TKR) | TKR tibial insert | TKR tibial insert - Unconstrained - Crosslinked polyethylene | Smith+Nephew | Legion XLPE Dished Articular Insert Size 1-2, 11mm | 71453272 | Standalone | DE0012408 | Active patients aged 65 years and younger
Orthopaedics | Total knee replacement (TKR) | TKR tibial insert | TKR tibial insert - Unconstrained - Crosslinked polyethylene | Smith+Nephew | Legion XLPE Dished Articular Insert Size 1-2, 13mm | 71453273 | Standalone | DE0012408 | Active patients aged 65 years and younger
Orthopaedics | Total knee replacement (TKR) | TKR tibial insert | TKR tibial insert - Unconstrained - Crosslinked polyethylene | Smith+Nephew | Legion XLPE Dished Articular Insert Size 1-2, 15mm | 71453274 | Standalone | DE0012408 | Active patients aged 65 years and younger
Orthopaedics | Total knee replacement (TKR) | TKR tibial insert | TKR tibial insert - Unconstrained - Crosslinked polyethylene | Smith+Nephew | Legion XLPE Dished Articular Insert Size 1-2, 18mm | 71453275 | Standalone | DE0012408 | Active patients aged 65 years and younger
Orthopaedics | Total knee replacement (TKR) | TKR tibial insert | TKR tibial insert - Unconstrained - Crosslinked polyethylene | Smith+Nephew | Legion XLPE Dished Articular Insert Size 1-2, 21mm | 71453276 | Standalone | DE0012408 | Active patients aged 65 years and younger
Orthopaedics | Total knee replacement (TKR) | TKR tibial insert | TKR tibial insert - Unconstrained - Crosslinked polyethylene | Smith+Nephew | Legion XLPE Dished Articular Insert Size 3-4, 9mm | 71453277 | Standalone | DE0012408 | Active patients aged 65 years and younger
Orthopaedics | Total knee replacement (TKR) | TKR tibial insert | TKR tibial insert - Unconstrained - Crosslinked polyethylene | Smith+Nephew | Legion XLPE Dished Articular Insert Size 3-4, 11mm | 71453278 | Standalone | DE0012408 | Active patients aged 65 years and younger
Orthopaedics | Total knee replacement (TKR) | TKR tibial insert | TKR tibial insert - Unconstrained - Crosslinked polyethylene | Smith+Nephew | Legion XLPE Dished Articular Insert Size 3-4, 13mm | 71453279 | Standalone | DE0012408 | Active patients aged 65 years and younger
Orthopaedics | Total knee replacement (TKR) | TKR tibial insert | TKR tibial insert - Unconstrained - Crosslinked polyethylene | Smith+Nephew | Legion XLPE Dished Articular Insert Size 3-4, 15mm | 71453281 | Standalone | DE0012408 | Active patients aged 65 years and younger
Orthopaedics | Total knee replacement (TKR) | TKR tibial insert | TKR tibial insert - Unconstrained - Crosslinked polyethylene | Smith+Nephew | Legion XLPE Dished Articular Insert Size 3-4, 18mm | 71453282 | Standalone | DE0012408 | Active patients aged 65 years and younger
Orthopaedics | Total knee replacement (TKR) | TKR tibial insert | TKR tibial insert - Unconstrained - Crosslinked polyethylene | Smith+Nephew | Legion XLPE Dished Articular Insert Size 3-4, 21mm | 71453283 | Standalone | DE0012408 | Active patients aged 65 years and younger
Orthopaedics | Total knee replacement (TKR) | TKR tibial insert | TKR tibial insert - Unconstrained - Crosslinked polyethylene | Smith+Nephew | Legion XLPE Dished Articular Insert Size 5-6, 9mm | 71453284 | Standalone | DE0012408 | Active patients aged 65 years and younger
Orthopaedics | Total knee replacement (TKR) | TKR tibial insert | TKR tibial insert - Unconstrained - Crosslinked polyethylene | Smith+Nephew | Legion XLPE Dished Articular Insert Size 5-6, 11mm | 71453285 | Standalone | DE0012408 | Active patients aged 65 years and younger
Orthopaedics | Total knee replacement (TKR) | TKR tibial insert | TKR tibial insert - Unconstrained - Crosslinked polyethylene | Smith+Nephew | Legion XLPE Dished Articular Insert Size 5-6, 13mm | 71453286 | Standalone | DE0012408 | Active patients aged 65 years and younger
Orthopaedics | Total knee replacement (TKR) | TKR tibial insert | TKR tibial insert - Unconstrained - Crosslinked polyethylene | Smith+Nephew | Legion XLPE Dished Articular Insert Size 5-6, 15mm | 71453287 | Standalone | DE0012408 | Active patients aged 65 years and younger
Orthopaedics | Total knee replacement (TKR) | TKR tibial insert | TKR tibial insert - Unconstrained - Crosslinked polyethylene | Smith+Nephew | Legion XLPE Dished Articular Insert Size 5-6, 18mm | 71453288 | Standalone | DE0012408 | Active patients aged 65 years and younger
Orthopaedics | Total knee replacement (TKR) | TKR tibial insert | TKR tibial insert - Unconstrained - Crosslinked polyethylene | Smith+Nephew | Legion XLPE Dished Articular Insert Size 5-6, 21mm | 71453289 | Standalone | DE0012408 | Active patients aged 65 years and younger
Orthopaedics | Total knee replacement (TKR) | TKR tibial insert | TKR tibial insert - Unconstrained - Crosslinked polyethylene | Smith+Nephew | Legion XLPE Dished Articular Insert Size 7-8, 9mm | 71453291 | Standalone | DE0012408 | Active patients aged 65 years and younger
Orthopaedics | Total knee replacement (TKR) | TKR tibial insert | TKR tibial insert - Unconstrained - Crosslinked polyethylene | Smith+Nephew | Legion XLPE Dished Articular Insert Size 7-8, 11mm | 71453292 | Standalone | DE0012408 | Active patients aged 65 years and younger
Orthopaedics | Total knee replacement (TKR) | TKR tibial insert | TKR tibial insert - Unconstrained - Crosslinked polyethylene | Smith+Nephew | Legion XLPE Dished Articular Insert Size 7-8, 13mm | 71453293 | Standalone | DE0012408 | Active patients aged 65 years and younger
Orthopaedics | Total knee replacement (TKR) | TKR tibial insert | TKR tibial insert - Unconstrained - Crosslinked polyethylene | Smith+Nephew | Legion XLPE Dished Articular Insert Size 7-8, 15mm | 71453294 | Standalone | DE0012408 | Active patients aged 65 years and younger
Orthopaedics | Total knee replacement (TKR) | TKR tibial insert | TKR tibial insert - Unconstrained - Crosslinked polyethylene | Smith+Nephew | Legion XLPE Dished Articular Insert Size 7-8, 18mm | 71453295 | Standalone | DE0012408 | Active patients aged 65 years and younger
Orthopaedics | Total knee replacement (TKR) | TKR tibial insert | TKR tibial insert - Unconstrained - Crosslinked polyethylene | Smith+Nephew | Legion XLPE Dished Articular Insert Size 7-8, 21mm | 71453296 | Standalone | DE0012408 | Active patients aged 65 years and younger
Orthopaedics | Total knee replacement (TKR) | TKR tibial insert | TKR tibial insert - Unconstrained - Crosslinked polyethylene | Smith+Nephew | JOURNEY II BCS XLPE ARTICULAR INSERT SZ 1-2 RIGHT 9MM | 74027211 | Standalone | DE0500840 | Active patients aged 65 years and younger
Orthopaedics | Total knee replacement (TKR) | TKR tibial insert | TKR tibial insert - Unconstrained - Crosslinked polyethylene | Smith+Nephew | JOURNEY II BCS XLPE ARTICULAR INSERT SZ 1-2 RIGHT 10MM | 74027212 | Standalone | DE0500840 | Active patients aged 65 years and younger
Orthopaedics | Total knee replacement (TKR) | TKR tibial insert | TKR tibial insert - Unconstrained - Crosslinked polyethylene | Smith+Nephew | JOURNEY II BCS XLPE ARTICULAR INSERT SZ 1-2 RIGHT 11MM | 74027213 | Standalone | DE0500840 | Active patients aged 65 years and younger
Orthopaedics | Total knee replacement (TKR) | TKR tibial insert | TKR tibial insert - Unconstrained - Crosslinked polyethylene | Smith+Nephew | JOURNEY II BCS XLPE ARTICULAR INSERT SZ 1-2 RIGHT 12MM | 74027214 | Standalone | DE0500840 | Active patients aged 65 years and younger
Orthopaedics | Total knee replacement (TKR) | TKR tibial insert | TKR tibial insert - Unconstrained - Crosslinked polyethylene | Smith+Nephew | JOURNEY II BCS XLPE ARTICULAR INSERT SZ 1-2 RIGHT 13MM | 74027215 | Standalone | DE0500840 | Active patients aged 65 years and younger
Orthopaedics | Total knee replacement (TKR) | TKR tibial insert | TKR tibial insert - Unconstrained - Crosslinked polyethylene | Smith+Nephew | JOURNEY II BCS XLPE ARTICULAR INSERT SZ 1-2 RIGHT 15MM | 74027216 | Standalone | DE0500840 | Active patients aged 65 years and younger
Orthopaedics | Total knee replacement (TKR) | TKR tibial insert | TKR tibial insert - Unconstrained - Crosslinked polyethylene | Smith+Nephew | JOURNEY II BCS XLPE ARTICULAR INSERT SZ 1-2 RIGHT 18MM | 74027217 | Standalone | DE0500840 | Active patients aged 65 years and younger
Orthopaedics | Total knee replacement (TKR) | TKR tibial insert | TKR tibial insert - Unconstrained - Crosslinked polyethylene | Smith+Nephew | JOURNEY II BCS XLPE ARTICULAR INSERT SZ 1-2 RIGHT 21MM | 74027218 | Standalone | DE0500840 | Active patients aged 65 years and younger
Orthopaedics | Total knee replacement (TKR) | TKR tibial insert | TKR tibial insert - Unconstrained - Crosslinked polyethylene | Smith+Nephew | JOURNEY II BCS XLPE ARTICULAR INSERT SZ 1-2 LEFT 9MM | 74027221 | Standalone | DE0500840 | Active patients aged 65 years and younger
Orthopaedics | Total knee replacement (TKR) | TKR tibial insert | TKR tibial insert - Unconstrained - Crosslinked polyethylene | Smith+Nephew | JOURNEY II BCS XLPE ARTICULAR INSERT SZ 1-2 LEFT 10MM | 74027222 | Standalone | DE0500840 | Active patients aged 65 years and younger
Orthopaedics | Total knee replacement (TKR) | TKR tibial insert | TKR tibial insert - Unconstrained - Crosslinked polyethylene | Smith+Nephew | JOURNEY II BCS XLPE ARTICULAR INSERT SZ 1-2 LEFT 11MM | 74027223 | Standalone | DE0500840 | Active patients aged 65 years and younger
Orthopaedics | Total knee replacement (TKR) | TKR tibial insert | TKR tibial insert - Unconstrained - Crosslinked polyethylene | Smith+Nephew | JOURNEY II BCS XLPE ARTICULAR INSERT SZ 1-2 LEFT 12MM | 74027224 | Standalone | DE0500840 | Active patients aged 65 years and younger
Orthopaedics | Total knee replacement (TKR) | TKR tibial insert | TKR tibial insert - Unconstrained - Crosslinked polyethylene | Smith+Nephew | JOURNEY II BCS XLPE ARTICULAR INSERT SZ 1-2 LEFT 13MM | 74027225 | Standalone | DE0500840 | Active patients aged 65 years and younger
Orthopaedics | Total knee replacement (TKR) | TKR tibial insert | TKR tibial insert - Unconstrained - Crosslinked polyethylene | Smith+Nephew | JOURNEY II BCS XLPE ARTICULAR INSERT SZ 1-2 LEFT 15MM | 74027226 | Standalone | DE0500840 | Active patients aged 65 years and younger
Orthopaedics | Total knee replacement (TKR) | TKR tibial insert | TKR tibial insert - Unconstrained - Crosslinked polyethylene | Smith+Nephew | JOURNEY II BCS XLPE ARTICULAR INSERT SZ 1-2 LEFT 18MM | 74027227 | Standalone | DE0500840 | Active patients aged 65 years and younger
Orthopaedics | Total knee replacement (TKR) | TKR tibial insert | TKR tibial insert - Unconstrained - Crosslinked polyethylene | Smith+Nephew | JOURNEY II BCS XLPE ARTICULAR INSERT SZ 1-2 LEFT 21MM | 74027228 | Standalone | DE0500840 | Active patients aged 65 years and younger
Orthopaedics | Total knee replacement (TKR) | TKR tibial insert | TKR tibial insert - Unconstrained - Crosslinked polyethylene | Smith+Nephew | JOURNEY II BCS XLPE ARTICULAR INSERT SZ 3-4 RIGHT 9MM | 74027231 | Standalone | DE0500840 | Active patients aged 65 years and younger
Orthopaedics | Total knee replacement (TKR) | TKR tibial insert | TKR tibial insert - Unconstrained - Crosslinked polyethylene | Smith+Nephew | JOURNEY II BCS XLPE ARTICULAR INSERT SZ 3-4 RIGHT 10MM | 74027232 | Standalone | DE0500840 | Active patients aged 65 years and younger
Orthopaedics | Total knee replacement (TKR) | TKR tibial insert | TKR tibial insert - Unconstrained - Crosslinked polyethylene | Smith+Nephew | JOURNEY II BCS XLPE ARTICULAR INSERT SZ 3-4 RIGHT 11MM | 74027233 | Standalone | DE0500840 | Active patients aged 65 years and younger
Orthopaedics | Total knee replacement (TKR) | TKR tibial insert | TKR tibial insert - Unconstrained - Crosslinked polyethylene | Smith+Nephew | JOURNEY II BCS XLPE ARTICULAR INSERT SZ 3-4 RIGHT 12MM | 74027234 | Standalone | DE0500840 | Active patients aged 65 years and younger
Orthopaedics | Total knee replacement (TKR) | TKR tibial insert | TKR tibial insert - Unconstrained - Crosslinked polyethylene | Smith+Nephew | JOURNEY II BCS XLPE ARTICULAR INSERT SZ 3-4 RIGHT 13MM | 74027235 | Standalone | DE0500840 | Active patients aged 65 years and younger
Orthopaedics | Total knee replacement (TKR) | TKR tibial insert | TKR tibial insert - Unconstrained - Crosslinked polyethylene | Smith+Nephew | JOURNEY II BCS XLPE ARTICULAR INSERT SZ 3-4 RIGHT 15MM | 74027236 | Standalone | DE0500840 | Active patients aged 65 years and younger
Orthopaedics | Total knee replacement (TKR) | TKR tibial insert | TKR tibial insert - Unconstrained - Crosslinked polyethylene | Smith+Nephew | JOURNEY II BCS XLPE ARTICULAR INSERT SZ 3-4 RIGHT 18MM | 74027237 | Standalone | DE0500840 | Active patients aged 65 years and younger
Orthopaedics | Total knee replacement (TKR) | TKR tibial insert | TKR tibial insert - Unconstrained - Crosslinked polyethylene | Smith+Nephew | JOURNEY II BCS XLPE ARTICULAR INSERT SZ 3-4 RIGHT 21MM | 74027238 | Standalone | DE0500840 | Active patients aged 65 years and younger
Orthopaedics | Total knee replacement (TKR) | TKR tibial insert | TKR tibial insert - Unconstrained - Crosslinked polyethylene | Smith+Nephew | JOURNEY II BCS XLPE ARTICULAR INSERT SZ 3-4 LEFT 9MM | 74027241 | Standalone | DE0500840 | Active patients aged 65 years and younger
Orthopaedics | Total knee replacement (TKR) | TKR tibial insert | TKR tibial insert - Unconstrained - Crosslinked polyethylene | Smith+Nephew | JOURNEY II BCS XLPE ARTICULAR INSERT SZ 3-4 LEFT 10MM | 74027242 | Standalone | DE0500840 | Active patients aged 65 years and younger
Orthopaedics | Total knee replacement (TKR) | TKR tibial insert | TKR tibial insert - Unconstrained - Crosslinked polyethylene | Smith+Nephew | JOURNEY II BCS XLPE ARTICULAR INSERT SZ 3-4 LEFT 11MM | 74027243 | Standalone | DE0500840 | Active patients aged 65 years and younger
Orthopaedics | Total knee replacement (TKR) | TKR tibial insert | TKR tibial insert - Unconstrained - Crosslinked polyethylene | Smith+Nephew | JOURNEY II BCS XLPE ARTICULAR INSERT SZ 3-4 LEFT 12MM | 74027244 | Standalone | DE0500840 | Active patients aged 65 years and younger
Orthopaedics | Total knee replacement (TKR) | TKR tibial insert | TKR tibial insert - Unconstrained - Crosslinked polyethylene | Smith+Nephew | JOURNEY II BCS XLPE ARTICULAR INSERT SZ 3-4 LEFT 13MM | 74027245 | Standalone | DE0500840 | Active patients aged 65 years and younger
Orthopaedics | Total knee replacement (TKR) | TKR tibial insert | TKR tibial insert - Unconstrained - Crosslinked polyethylene | Smith+Nephew | JOURNEY II BCS XLPE ARTICULAR INSERT SZ 3-4 LEFT 15MM | 74027246 | Standalone | DE0500840 | Active patients aged 65 years and younger
Orthopaedics | Total knee replacement (TKR) | TKR tibial insert | TKR tibial insert - Unconstrained - Crosslinked polyethylene | Smith+Nephew | JOURNEY II BCS XLPE ARTICULAR INSERT SZ 3-4 LEFT 18MM | 74027247 | Standalone | DE0500840 | Active patients aged 65 years and younger
Orthopaedics | Total knee replacement (TKR) | TKR tibial insert | TKR tibial insert - Unconstrained - Crosslinked polyethylene | Smith+Nephew | JOURNEY II BCS XLPE ARTICULAR INSERT SZ 3-4 LEFT 21MM | 74027248 | Standalone | DE0500840 | Active patients aged 65 years and younger
Orthopaedics | Total knee replacement (TKR) | TKR tibial insert | TKR tibial insert - Unconstrained - Crosslinked polyethylene | Smith+Nephew | JOURNEY II BCS XLPE ARTICULAR INSERT SZ 5-6 RIGHT 9MM | 74027251 | Standalone | DE0500840 | Active patients aged 65 years and younger
Orthopaedics | Total knee replacement (TKR) | TKR tibial insert | TKR tibial insert - Unconstrained - Crosslinked polyethylene | Smith+Nephew | JOURNEY II BCS XLPE ARTICULAR INSERT SZ 5-6 RIGHT 10MM | 74027252 | Standalone | DE0500840 | Active patients aged 65 years and younger
Orthopaedics | Total knee replacement (TKR) | TKR tibial insert | TKR tibial insert - Unconstrained - Crosslinked polyethylene | Smith+Nephew | JOURNEY II BCS XLPE ARTICULAR INSERT SZ 5-6 RIGHT 11MM | 74027253 | Standalone | DE0500840 | Active patients aged 65 years and younger
Orthopaedics | Total knee replacement (TKR) | TKR tibial insert | TKR tibial insert - Unconstrained - Crosslinked polyethylene | Smith+Nephew | JOURNEY II BCS XLPE ARTICULAR INSERT SZ 5-6 RIGHT 12MM | 74027254 | Standalone | DE0500840 | Active patients aged 65 years and younger
Orthopaedics | Total knee replacement (TKR) | TKR tibial insert | TKR tibial insert - Unconstrained - Crosslinked polyethylene | Smith+Nephew | JOURNEY II BCS XLPE ARTICULAR INSERT SZ 5-6 RIGHT 13MM | 74027255 | Standalone | DE0500840 | Active patients aged 65 years and younger
Orthopaedics | Total knee replacement (TKR) | TKR tibial insert | TKR tibial insert - Unconstrained - Crosslinked polyethylene | Smith+Nephew | JOURNEY II BCS XLPE ARTICULAR INSERT SZ 5-6 RIGHT 15MM | 74027256 | Standalone | DE0500840 | Active patients aged 65 years and younger
Orthopaedics | Total knee replacement (TKR) | TKR tibial insert | TKR tibial insert - Unconstrained - Crosslinked polyethylene | Smith+Nephew | JOURNEY II BCS XLPE ARTICULAR INSERT SZ 5-6 RIGHT 18MM | 74027257 | Standalone | DE0500840 | Active patients aged 65 years and younger
Orthopaedics | Total knee replacement (TKR) | TKR tibial insert | TKR tibial insert - Unconstrained - Crosslinked polyethylene | Smith+Nephew | JOURNEY II BCS XLPE ARTICULAR INSERT SZ 5-6 RIGHT 21MM | 74027258 | Standalone | DE0500840 | Active patients aged 65 years and younger
Orthopaedics | Total knee replacement (TKR) | TKR tibial insert | TKR tibial insert - Unconstrained - Crosslinked polyethylene | Smith+Nephew | JOURNEY II BCS XLPE ARTICULAR INSERT SZ 5-6 LEFT 9MM | 74027261 | Standalone | DE0500840 | Active patients aged 65 years and younger
Orthopaedics | Total knee replacement (TKR) | TKR tibial insert | TKR tibial insert - Unconstrained - Crosslinked polyethylene | Smith+Nephew | JOURNEY II BCS XLPE ARTICULAR INSERT SZ 5-6 LEFT 10MM | 74027262 | Standalone | DE0500840 | Active patients aged 65 years and younger
Orthopaedics | Total knee replacement (TKR) | TKR tibial insert | TKR tibial insert - Unconstrained - Crosslinked polyethylene | Smith+Nephew | JOURNEY II BCS XLPE ARTICULAR INSERT SZ 5-6 LEFT 11MM | 74027263 | Standalone | DE0500840 | Active patients aged 65 years and younger
Orthopaedics | Total knee replacement (TKR) | TKR tibial insert | TKR tibial insert - Unconstrained - Crosslinked polyethylene | Smith+Nephew | JOURNEY II BCS XLPE ARTICULAR INSERT SZ 5-6 LEFT 12MM | 74027264 | Standalone | DE0500840 | Active patients aged 65 years and younger
Orthopaedics | Total knee replacement (TKR) | TKR tibial insert | TKR tibial insert - Unconstrained - Crosslinked polyethylene | Smith+Nephew | JOURNEY II BCS XLPE ARTICULAR INSERT SZ 5-6 LEFT 13MM | 74027265 | Standalone | DE0500840 | Active patients aged 65 years and younger
Orthopaedics | Total knee replacement (TKR) | TKR tibial insert | TKR tibial insert - Unconstrained - Crosslinked polyethylene | Smith+Nephew | JOURNEY II BCS XLPE ARTICULAR INSERT SZ 5-6 LEFT 15MM | 74027266 | Standalone | DE0500840 | Active patients aged 65 years and younger
Orthopaedics | Total knee replacement (TKR) | TKR tibial insert | TKR tibial insert - Unconstrained - Crosslinked polyethylene | Smith+Nephew | JOURNEY II BCS XLPE ARTICULAR INSERT SZ 5-6 LEFT 18MM | 74027267 | Standalone | DE0500840 | Active patients aged 65 years and younger
Orthopaedics | Total knee replacement (TKR) | TKR tibial insert | TKR tibial insert - Unconstrained - Crosslinked polyethylene | Smith+Nephew | JOURNEY II BCS XLPE ARTICULAR INSERT SZ 5-6 LEFT 21MM | 74027268 | Standalone | DE0500840 | Active patients aged 65 years and younger
Orthopaedics | Total knee replacement (TKR) | TKR tibial insert | TKR tibial insert - Unconstrained - Crosslinked polyethylene | Smith+Nephew | JOURNEY II BCS XLPE ARTICULAR INSERT SZ 7-8 RIGHT 9MM | 74027271 | Standalone | DE0500840 | Active patients aged 65 years and younger
Orthopaedics | Total knee replacement (TKR) | TKR tibial insert | TKR tibial insert - Unconstrained - Crosslinked polyethylene | Smith+Nephew | JOURNEY II BCS XLPE ARTICULAR INSERT SZ 7-8 RIGHT 10MM | 74027272 | Standalone | DE0500840 | Active patients aged 65 years and younger
Orthopaedics | Total knee replacement (TKR) | TKR tibial insert | TKR tibial insert - Unconstrained - Crosslinked polyethylene | Smith+Nephew | JOURNEY II BCS XLPE ARTICULAR INSERT SZ 7-8 RIGHT 11MM | 74027273 | Standalone | DE0500840 | Active patients aged 65 years and younger
Orthopaedics | Total knee replacement (TKR) | TKR tibial insert | TKR tibial insert - Unconstrained - Crosslinked polyethylene | Smith+Nephew | JOURNEY II BCS XLPE ARTICULAR INSERT SZ 7-8 RIGHT 12MM | 74027274 | Standalone | DE0500840 | Active patients aged 65 years and younger
Orthopaedics | Total knee replacement (TKR) | TKR tibial insert | TKR tibial insert - Unconstrained - Crosslinked polyethylene | Smith+Nephew | JOURNEY II BCS XLPE ARTICULAR INSERT SZ 7-8 RIGHT 13MM | 74027275 | Standalone | DE0500840 | Active patients aged 65 years and younger
Orthopaedics | Total knee replacement (TKR) | TKR tibial insert | TKR tibial insert - Unconstrained - Crosslinked polyethylene | Smith+Nephew | JOURNEY II BCS XLPE ARTICULAR INSERT SZ 7-8 RIGHT 15MM | 74027276 | Standalone | DE0500840 | Active patients aged 65 years and younger
Orthopaedics | Total knee replacement (TKR) | TKR tibial insert | TKR tibial insert - Unconstrained - Crosslinked polyethylene | Smith+Nephew | JOURNEY II BCS XLPE ARTICULAR INSERT SZ 7-8 RIGHT 18MM | 74027277 | Standalone | DE0500840 | Active patients aged 65 years and younger
Orthopaedics | Total knee replacement (TKR) | TKR tibial insert | TKR tibial insert - Unconstrained - Crosslinked polyethylene | Smith+Nephew | JOURNEY II BCS XLPE ARTICULAR INSERT SZ 7-8 RIGHT 21MM | 74027278 | Standalone | DE0500840 | Active patients aged 65 years and younger
Orthopaedics | Total knee replacement (TKR) | TKR tibial insert | TKR tibial insert - Unconstrained - Crosslinked polyethylene | Smith+Nephew | JOURNEY II BCS XLPE ARTICULAR INSERT SZ 7-8 LEFT 9MM | 74027281 | Standalone | DE0500840 | Active patients aged 65 years and younger
Orthopaedics | Total knee replacement (TKR) | TKR tibial insert | TKR tibial insert - Unconstrained - Crosslinked polyethylene | Smith+Nephew | JOURNEY II BCS XLPE ARTICULAR INSERT SZ 7-8 LEFT 10MM | 74027282 | Standalone | DE0500840 | Active patients aged 65 years and younger
Orthopaedics | Total knee replacement (TKR) | TKR tibial insert | TKR tibial insert - Unconstrained - Crosslinked polyethylene | Smith+Nephew | JOURNEY II BCS XLPE ARTICULAR INSERT SZ 7-8 LEFT 11MM | 74027283 | Standalone | DE0500840 | Active patients aged 65 years and younger
Orthopaedics | Total knee replacement (TKR) | TKR tibial insert | TKR tibial insert - Unconstrained - Crosslinked polyethylene | Smith+Nephew | JOURNEY II BCS XLPE ARTICULAR INSERT SZ 7-8 LEFT 12MM | 74027284 | Standalone | DE0500840 | Active patients aged 65 years and younger
Orthopaedics | Total knee replacement (TKR) | TKR tibial insert | TKR tibial insert - Unconstrained - Crosslinked polyethylene | Smith+Nephew | JOURNEY II BCS XLPE ARTICULAR INSERT SZ 7-8 LEFT 13MM | 74027285 | Standalone | DE0500840 | Active patients aged 65 years and younger
Orthopaedics | Total knee replacement (TKR) | TKR tibial insert | TKR tibial insert - Unconstrained - Crosslinked polyethylene | Smith+Nephew | JOURNEY II BCS XLPE ARTICULAR INSERT SZ 7-8 LEFT 15MM | 74027286 | Standalone | DE0500840 | Active patients aged 65 years and younger
Orthopaedics | Total knee replacement (TKR) | TKR tibial insert | TKR tibial insert - Unconstrained - Crosslinked polyethylene | Smith+Nephew | JOURNEY II BCS XLPE ARTICULAR INSERT SZ 7-8 LEFT 18MM | 74027287 | Standalone | DE0500840 | Active patients aged 65 years and younger
Orthopaedics | Total knee replacement (TKR) | TKR tibial insert | TKR tibial insert - Unconstrained - Crosslinked polyethylene | Smith+Nephew | JOURNEY II BCS XLPE ARTICULAR INSERT SZ 7-8 LEFT 21MM | 74027288 | Standalone | DE0500840 | Active patients aged 65 years and younger
Orthopaedics | Total knee replacement (TKR) | TKR tibial insert | TKR tibial insert - Unconstrained - Crosslinked polyethylene | Smith+Nephew | JOURNEY II CR INSERT XLPE RIGHT SZ 1-2 9MM | 74025611 | Standalone | DE0500840 | Active patients aged 65 years and younger
Orthopaedics | Total knee replacement (TKR) | TKR tibial insert | TKR tibial insert - Unconstrained - Crosslinked polyethylene | Smith+Nephew | JOURNEY II CR INSERT XLPE RIGHT SZ 1-2 10MM | 74025612 | Standalone | DE0500840 | Active patients aged 65 years and younger
Orthopaedics | Total knee replacement (TKR) | TKR tibial insert | TKR tibial insert - Unconstrained - Crosslinked polyethylene | Smith+Nephew | JOURNEY II CR INSERT XLPE RIGHT SZ 1-2 11MM | 74025613 | Standalone | DE0500840 | Active patients aged 65 years and younger
Orthopaedics | Total knee replacement (TKR) | TKR tibial insert | TKR tibial insert - Unconstrained - Crosslinked polyethylene | Smith+Nephew | JOURNEY II CR INSERT XLPE RIGHT SZ 1-2 12MM | 74025614 | Standalone | DE0500840 | Active patients aged 65 years and younger
Orthopaedics | Total knee replacement (TKR) | TKR tibial insert | TKR tibial insert - Unconstrained - Crosslinked polyethylene | Smith+Nephew | JOURNEY II CR INSERT XLPE RIGHT SZ 1-2 13MM | 74025615 | Standalone | DE0500840 | Active patients aged 65 years and younger
Orthopaedics | Total knee replacement (TKR) | TKR tibial insert | TKR tibial insert - Unconstrained - Crosslinked polyethylene | Smith+Nephew | JOURNEY II CR INSERT XLPE RIGHT SZ 1-2 15MM | 74025616 | Standalone | DE0500840 | Active patients aged 65 years and younger
Orthopaedics | Total knee replacement (TKR) | TKR tibial insert | TKR tibial insert - Unconstrained - Crosslinked polyethylene | Smith+Nephew | JOURNEY II CR INSERT XLPE RIGHT SZ 1-2 18MM | 74025617 | Standalone | DE0500840 | Active patients aged 65 years and younger
Orthopaedics | Total knee replacement (TKR) | TKR tibial insert | TKR tibial insert - Unconstrained - Crosslinked polyethylene | Smith+Nephew | JOURNEY II CR INSERT XLPE LEFT SZ 1-2 9MM | 74025621 | Standalone | DE0500840 | Active patients aged 65 years and younger
Orthopaedics | Total knee replacement (TKR) | TKR tibial insert | TKR tibial insert - Unconstrained - Crosslinked polyethylene | Smith+Nephew | JOURNEY II CR INSERT XLPE LEFT SZ 1-2 10MM | 74025622 | Standalone | DE0500840 | Active patients aged 65 years and younger
Orthopaedics | Total knee replacement (TKR) | TKR tibial insert | TKR tibial insert - Unconstrained - Crosslinked polyethylene | Smith+Nephew | JOURNEY II CR INSERT XLPE LEFT SZ 1-2 11MM | 74025623 | Standalone | DE0500840 | Active patients aged 65 years and younger
Orthopaedics | Total knee replacement (TKR) | TKR tibial insert | TKR tibial insert - Unconstrained - Crosslinked polyethylene | Smith+Nephew | JOURNEY II CR INSERT XLPE LEFT SZ 1-2 12MM | 74025624 | Standalone | DE0500840 | Active patients aged 65 years and younger
Orthopaedics | Total knee replacement (TKR) | TKR tibial insert | TKR tibial insert - Unconstrained - Crosslinked polyethylene | Smith+Nephew | JOURNEY II CR INSERT XLPE LEFT SZ 1-2 13MM | 74025625 | Standalone | DE0500840 | Active patients aged 65 years and younger
Orthopaedics | Total knee replacement (TKR) | TKR tibial insert | TKR tibial insert - Unconstrained - Crosslinked polyethylene | Smith+Nephew | JOURNEY II CR INSERT XLPE LEFT SZ 1-2 15MM | 74025626 | Standalone | DE0500840 | Active patients aged 65 years and younger
Orthopaedics | Total knee replacement (TKR) | TKR tibial insert | TKR tibial insert - Unconstrained - Crosslinked polyethylene | Smith+Nephew | JOURNEY II CR INSERT XLPE LEFT SZ 1-2 18MM | 74025627 | Standalone | DE0500840 | Active patients aged 65 years and younger
Orthopaedics | Total knee replacement (TKR) | TKR tibial insert | TKR tibial insert - Unconstrained - Crosslinked polyethylene | Smith+Nephew | JOURNEY II CR INSERT XLPE RIGHT SZ 3-4 9MM | 74025631 | Standalone | DE0500840 | Active patients aged 65 years and younger
Orthopaedics | Total knee replacement (TKR) | TKR tibial insert | TKR tibial insert - Unconstrained - Crosslinked polyethylene | Smith+Nephew | JOURNEY II CR INSERT XLPE RIGHT SZ 3-4 10MM | 74025632 | Standalone | DE0500840 | Active patients aged 65 years and younger
Orthopaedics | Total knee replacement (TKR) | TKR tibial insert | TKR tibial insert - Unconstrained - Crosslinked polyethylene | Smith+Nephew | JOURNEY II CR INSERT XLPE RIGHT SZ 3-4 11MM | 74025633 | Standalone | DE0500840 | Active patients aged 65 years and younger
Orthopaedics | Total knee replacement (TKR) | TKR tibial insert | TKR tibial insert - Unconstrained - Crosslinked polyethylene | Smith+Nephew | JOURNEY II CR INSERT XLPE RIGHT SZ 3-4 12MM | 74025634 | Standalone | DE0500840 | Active patients aged 65 years and younger
Orthopaedics | Total knee replacement (TKR) | TKR tibial insert | TKR tibial insert - Unconstrained - Crosslinked polyethylene | Smith+Nephew | JOURNEY II CR INSERT XLPE RIGHT SZ 3-4 13MM | 74025635 | Standalone | DE0500840 | Active patients aged 65 years and younger
Orthopaedics | Total knee replacement (TKR) | TKR tibial insert | TKR tibial insert - Unconstrained - Crosslinked polyethylene | Smith+Nephew | JOURNEY II CR INSERT XLPE RIGHT SZ 3-4 15MM | 74025636 | Standalone | DE0500840 | Active patients aged 65 years and younger
Orthopaedics | Total knee replacement (TKR) | TKR tibial insert | TKR tibial insert - Unconstrained - Crosslinked polyethylene | Smith+Nephew | JOURNEY II CR INSERT XLPE RIGHT SZ 3-4 18MM | 74025637 | Standalone | DE0500840 | Active patients aged 65 years and younger
Orthopaedics | Total knee replacement (TKR) | TKR tibial insert | TKR tibial insert - Unconstrained - Crosslinked polyethylene | Smith+Nephew | JOURNEY II CR INSERT XLPE LEFT SZ 3-4 9MM | 74025641 | Standalone | DE0500840 | Active patients aged 65 years and younger
Orthopaedics | Total knee replacement (TKR) | TKR tibial insert | TKR tibial insert - Unconstrained - Crosslinked polyethylene | Smith+Nephew | JOURNEY II CR INSERT XLPE LEFT SZ 3-4 10MM | 74025642 | Standalone | DE0500840 | Active patients aged 65 years and younger
Orthopaedics | Total knee replacement (TKR) | TKR tibial insert | TKR tibial insert - Unconstrained - Crosslinked polyethylene | Smith+Nephew | JOURNEY II CR INSERT XLPE LEFT SZ 3-4 11MM | 74025643 | Standalone | DE0500840 | Active patients aged 65 years and younger
Orthopaedics | Total knee replacement (TKR) | TKR tibial insert | TKR tibial insert - Unconstrained - Crosslinked polyethylene | Smith+Nephew | JOURNEY II CR INSERT XLPE LEFT SZ 3-4 12MM | 74025644 | Standalone | DE0500840 | Active patients aged 65 years and younger
Orthopaedics | Total knee replacement (TKR) | TKR tibial insert | TKR tibial insert - Unconstrained - Crosslinked polyethylene | Smith+Nephew | JOURNEY II CR INSERT XLPE LEFT SZ 3-4 13MM | 74025645 | Standalone | DE0500840 | Active patients aged 65 years and younger
Orthopaedics | Total knee replacement (TKR) | TKR tibial insert | TKR tibial insert - Unconstrained - Crosslinked polyethylene | Smith+Nephew | JOURNEY II CR INSERT XLPE LEFT SZ 3-4 15MM | 74025646 | Standalone | DE0500840 | Active patients aged 65 years and younger
Orthopaedics | Total knee replacement (TKR) | TKR tibial insert | TKR tibial insert - Unconstrained - Crosslinked polyethylene | Smith+Nephew | JOURNEY II CR INSERT XLPE LEFT SZ 3-4 18MM | 74025647 | Standalone | DE0500840 | Active patients aged 65 years and younger
Orthopaedics | Total knee replacement (TKR) | TKR tibial insert | TKR tibial insert - Unconstrained - Crosslinked polyethylene | Smith+Nephew | JOURNEY II CR INSERT XLPE RIGHT SZ 5-6 9MM | 74025651 | Standalone | DE0500840 | Active patients aged 65 years and younger
Orthopaedics | Total knee replacement (TKR) | TKR tibial insert | TKR tibial insert - Unconstrained - Crosslinked polyethylene | Smith+Nephew | JOURNEY II CR INSERT XLPE RIGHT SZ 5-6 10MM | 74025652 | Standalone | DE0500840 | Active patients aged 65 years and younger
Orthopaedics | Total knee replacement (TKR) | TKR tibial insert | TKR tibial insert - Unconstrained - Crosslinked polyethylene | Smith+Nephew | JOURNEY II CR INSERT XLPE RIGHT SZ 5-6 11MM | 74025653 | Standalone | DE0500840 | Active patients aged 65 years and younger
Orthopaedics | Total knee replacement (TKR) | TKR tibial insert | TKR tibial insert - Unconstrained - Crosslinked polyethylene | Smith+Nephew | JOURNEY II CR INSERT XLPE RIGHT SZ 5-6 12MM | 74025654 | Standalone | DE0500840 | Active patients aged 65 years and younger
Orthopaedics | Total knee replacement (TKR) | TKR tibial insert | TKR tibial insert - Unconstrained - Crosslinked polyethylene | Smith+Nephew | JOURNEY II CR INSERT XLPE RIGHT SZ 5-6 13MM | 74025655 | Standalone | DE0500840 | Active patients aged 65 years and younger
Orthopaedics | Total knee replacement (TKR) | TKR tibial insert | TKR tibial insert - Unconstrained - Crosslinked polyethylene | Smith+Nephew | JOURNEY II CR INSERT XLPE RIGHT SZ 5-6 15MM | 74025656 | Standalone | DE0500840 | Active patients aged 65 years and younger
Orthopaedics | Total knee replacement (TKR) | TKR tibial insert | TKR tibial insert - Unconstrained - Crosslinked polyethylene | Smith+Nephew | JOURNEY II CR INSERT XLPE RIGHT SZ 5-6 18MM | 74025657 | Standalone | DE0500840 | Active patients aged 65 years and younger
Orthopaedics | Total knee replacement (TKR) | TKR tibial insert | TKR tibial insert - Unconstrained - Crosslinked polyethylene | Smith+Nephew | JOURNEY II CR INSERT XLPE LEFT SZ 5-6 9MM | 74025661 | Standalone | DE0500840 | Active patients aged 65 years and younger
Orthopaedics | Total knee replacement (TKR) | TKR tibial insert | TKR tibial insert - Unconstrained - Crosslinked polyethylene | Smith+Nephew | JOURNEY II CR INSERT XLPE LEFT SZ 5-6 10MM | 74025662 | Standalone | DE0500840 | Active patients aged 65 years and younger
Orthopaedics | Total knee replacement (TKR) | TKR tibial insert | TKR tibial insert - Unconstrained - Crosslinked polyethylene | Smith+Nephew | JOURNEY II CR INSERT XLPE LEFT SZ 5-6 11MM | 74025663 | Standalone | DE0500840 | Active patients aged 65 years and younger
Orthopaedics | Total knee replacement (TKR) | TKR tibial insert | TKR tibial insert - Unconstrained - Crosslinked polyethylene | Smith+Nephew | JOURNEY II CR INSERT XLPE LEFT SZ 5-6 12MM | 74025664 | Standalone | DE0500840 | Active patients aged 65 years and younger
Orthopaedics | Total knee replacement (TKR) | TKR tibial insert | TKR tibial insert - Unconstrained - Crosslinked polyethylene | Smith+Nephew | JOURNEY II CR INSERT XLPE LEFT SZ 5-6 13MM | 74025665 | Standalone | DE0500840 | Active patients aged 65 years and younger
Orthopaedics | Total knee replacement (TKR) | TKR tibial insert | TKR tibial insert - Unconstrained - Crosslinked polyethylene | Smith+Nephew | JOURNEY II CR INSERT XLPE LEFT SZ 5-6 15MM | 74025666 | Standalone | DE0500840 | Active patients aged 65 years and younger
Orthopaedics | Total knee replacement (TKR) | TKR tibial insert | TKR tibial insert - Unconstrained - Crosslinked polyethylene | Smith+Nephew | JOURNEY II CR INSERT XLPE LEFT SZ 5-6 18MM | 74025667 | Standalone | DE0500840 | Active patients aged 65 years and younger
Orthopaedics | Total knee replacement (TKR) | TKR tibial insert | TKR tibial insert - Unconstrained - Crosslinked polyethylene | Smith+Nephew | JOURNEY II CR INSERT XLPE RIGHT SZ 7-8 9MM | 74025671 | Standalone | DE0500840 | Active patients aged 65 years and younger
Orthopaedics | Total knee replacement (TKR) | TKR tibial insert | TKR tibial insert - Unconstrained - Crosslinked polyethylene | Smith+Nephew | JOURNEY II CR INSERT XLPE RIGHT SZ 7-8 10MM | 74025672 | Standalone | DE0500840 | Active patients aged 65 years and younger
Orthopaedics | Total knee replacement (TKR) | TKR tibial insert | TKR tibial insert - Unconstrained - Crosslinked polyethylene | Smith+Nephew | JOURNEY II CR INSERT XLPE RIGHT SZ 7-8 11MM | 74025673 | Standalone | DE0500840 | Active patients aged 65 years and younger
Orthopaedics | Total knee replacement (TKR) | TKR tibial insert | TKR tibial insert - Unconstrained - Crosslinked polyethylene | Smith+Nephew | JOURNEY II CR INSERT XLPE RIGHT SZ 7-8 12MM | 74025674 | Standalone | DE0500840 | Active patients aged 65 years and younger
Orthopaedics | Total knee replacement (TKR) | TKR tibial insert | TKR tibial insert - Unconstrained - Crosslinked polyethylene | Smith+Nephew | JOURNEY II CR INSERT XLPE RIGHT SZ 7-8 13MM | 74025675 | Standalone | DE0500840 | Active patients aged 65 years and younger
Orthopaedics | Total knee replacement (TKR) | TKR tibial insert | TKR tibial insert - Unconstrained - Crosslinked polyethylene | Smith+Nephew | JOURNEY II CR INSERT XLPE RIGHT SZ 7-8 15MM | 74025676 | Standalone | DE0500840 | Active patients aged 65 years and younger
Orthopaedics | Total knee replacement (TKR) | TKR tibial insert | TKR tibial insert - Unconstrained - Crosslinked polyethylene | Smith+Nephew | JOURNEY II CR INSERT XLPE RIGHT SZ 7-8 18MM | 74025677 | Standalone | DE0500840 | Active patients aged 65 years and younger
Orthopaedics | Total knee replacement (TKR) | TKR tibial insert | TKR tibial insert - Unconstrained - Crosslinked polyethylene | Smith+Nephew | JOURNEY II CR INSERT XLPE LEFT SZ 7-8 9MM | 74025681 | Standalone | DE0500840 | Active patients aged 65 years and younger
Orthopaedics | Total knee replacement (TKR) | TKR tibial insert | TKR tibial insert - Unconstrained - Crosslinked polyethylene | Smith+Nephew | JOURNEY II CR INSERT XLPE LEFT SZ 7-8 10MM | 74025682 | Standalone | DE0500840 | Active patients aged 65 years and younger
Orthopaedics | Total knee replacement (TKR) | TKR tibial insert | TKR tibial insert - Unconstrained - Crosslinked polyethylene | Smith+Nephew | JOURNEY II CR INSERT XLPE LEFT SZ 7-8 11MM | 74025683 | Standalone | DE0500840 | Active patients aged 65 years and younger
Orthopaedics | Total knee replacement (TKR) | TKR tibial insert | TKR tibial insert - Unconstrained - Crosslinked polyethylene | Smith+Nephew | JOURNEY II CR INSERT XLPE LEFT SZ 7-8 12MM | 74025684 | Standalone | DE0500840 | Active patients aged 65 years and younger
Orthopaedics | Total knee replacement (TKR) | TKR tibial insert | TKR tibial insert - Unconstrained - Crosslinked polyethylene | Smith+Nephew | JOURNEY II CR INSERT XLPE LEFT SZ 7-8 13MM | 74025685 | Standalone | DE0500840 | Active patients aged 65 years and younger
Orthopaedics | Total knee replacement (TKR) | TKR tibial insert | TKR tibial insert - Unconstrained - Crosslinked polyethylene | Smith+Nephew | JOURNEY II CR INSERT XLPE LEFT SZ 7-8 15MM | 74025686 | Standalone | DE0500840 | Active patients aged 65 years and younger
Orthopaedics | Total knee replacement (TKR) | TKR tibial insert | TKR tibial insert - Unconstrained - Crosslinked polyethylene | Smith+Nephew | JOURNEY II CR INSERT XLPE LEFT SZ 7-8 18MM | 74025687 | Standalone | DE0500840 | Active patients aged 65 years and younger
Orthopaedics | Total knee replacement (TKR) | TKR tibial insert | TKR tibial insert - Unconstrained - Crosslinked polyethylene | Smith+Nephew | JOURNEY II Deep Dished INSERT LEFT SZ 1-2 9MM | 7402-5721 | Standalone | DE0500840 | Active patients aged 65 years and younger
Orthopaedics | Total knee replacement (TKR) | TKR tibial insert | TKR tibial insert - Unconstrained - Crosslinked polyethylene | Smith+Nephew | JOURNEY II Deep Dished INSERT LEFT SZ 1-2 10MM | 7402-5722 | Standalone | DE0500840 | Active patients aged 65 years and younger
Orthopaedics | Total knee replacement (TKR) | TKR tibial insert | TKR tibial insert - Unconstrained - Crosslinked polyethylene | Smith+Nephew | JOURNEY II Deep Dished INSERT LEFT SZ 1-2 11MM | 7402-5723 | Standalone | DE0500840 | Active patients aged 65 years and younger
Orthopaedics | Total knee replacement (TKR) | TKR tibial insert | TKR tibial insert - Unconstrained - Crosslinked polyethylene | Smith+Nephew | JOURNEY II Deep Dished INSERT LEFT SZ 1-2 12MM | 7402-5724 | Standalone | DE0500840 | Active patients aged 65 years and younger
Orthopaedics | Total knee replacement (TKR) | TKR tibial insert | TKR tibial insert - Unconstrained - Crosslinked polyethylene | Smith+Nephew | JOURNEY II Deep Dished INSERT LEFT SZ 1-2 13MM | 7402-5725 | Standalone | DE0500840 | Active patients aged 65 years and younger
Orthopaedics | Total knee replacement (TKR) | TKR tibial insert | TKR tibial insert - Unconstrained - Crosslinked polyethylene | Smith+Nephew | JOURNEY II Deep Dished INSERT LEFT SZ 1-2 15MM | 7402-5726 | Standalone | DE0500840 | Active patients aged 65 years and younger
Orthopaedics | Total knee replacement (TKR) | TKR tibial insert | TKR tibial insert - Unconstrained - Crosslinked polyethylene | Smith+Nephew | JOURNEY II Deep Dished INSERT LEFT SZ 1-2 18MM | 7402-5727 | Standalone | DE0500840 | Active patients aged 65 years and younger
Orthopaedics | Total knee replacement (TKR) | TKR tibial insert | TKR tibial insert - Unconstrained - Crosslinked polyethylene | Smith+Nephew | JOURNEY II Deep Dished INSERT LEFT SZ 1-2 21MM | 7402-5728 | Standalone | DE0500840 | Active patients aged 65 years and younger
Orthopaedics | Total knee replacement (TKR) | TKR tibial insert | TKR tibial insert - Unconstrained - Crosslinked polyethylene | Smith+Nephew | JOURNEY II Deep Dished INSERT Right SZ 1-2 9MM | 7402-5711 | Standalone | DE0500840 | Active patients aged 65 years and younger
Orthopaedics | Total knee replacement (TKR) | TKR tibial insert | TKR tibial insert - Unconstrained - Crosslinked polyethylene | Smith+Nephew | JOURNEY II Deep Dished INSERT Right SZ 1-2 10MM | 7402-5712 | Standalone | DE0500840 | Active patients aged 65 years and younger
Orthopaedics | Total knee replacement (TKR) | TKR tibial insert | TKR tibial insert - Unconstrained - Crosslinked polyethylene | Smith+Nephew | JOURNEY II Deep Dished INSERT Right SZ 1-2 11MM | 7402-5713 | Standalone | DE0500840 | Active patients aged 65 years and younger
Orthopaedics | Total knee replacement (TKR) | TKR tibial insert | TKR tibial insert - Unconstrained - Crosslinked polyethylene | Smith+Nephew | JOURNEY II Deep Dished INSERT Right SZ 1-2 12MM | 7402-5714 | Standalone | DE0500840 | Active patients aged 65 years and younger
Orthopaedics | Total knee replacement (TKR) | TKR tibial insert | TKR tibial insert - Unconstrained - Crosslinked polyethylene | Smith+Nephew | JOURNEY II Deep Dished INSERT Right SZ 1-2 13MM | 7402-5715 | Standalone | DE0500840 | Active patients aged 65 years and younger
Orthopaedics | Total knee replacement (TKR) | TKR tibial insert | TKR tibial insert - Unconstrained - Crosslinked polyethylene | Smith+Nephew | JOURNEY II Deep Dished INSERT Right SZ 1-2 15MM | 7402-5716 | Standalone | DE0500840 | Active patients aged 65 years and younger
Orthopaedics | Total knee replacement (TKR) | TKR tibial insert | TKR tibial insert - Unconstrained - Crosslinked polyethylene | Smith+Nephew | JOURNEY II Deep Dished INSERT Right SZ 1-2 18MM | 7402-5717 | Standalone | DE0500840 | Active patients aged 65 years and younger
Orthopaedics | Total knee replacement (TKR) | TKR tibial insert | TKR tibial insert - Unconstrained - Crosslinked polyethylene | Smith+Nephew | JOURNEY II Deep Dished INSERT Right SZ 1-2 21MM | 7402-5718 | Standalone | DE0500840 | Active patients aged 65 years and younger
Orthopaedics | Total knee replacement (TKR) | TKR tibial insert | TKR tibial insert - Unconstrained - Crosslinked polyethylene | Smith+Nephew | JOURNEY II Deep Dished INSERT LEFT SZ 3-4 9MM | 7402-5741 | Standalone | DE0500840 | Active patients aged 65 years and younger
Orthopaedics | Total knee replacement (TKR) | TKR tibial insert | TKR tibial insert - Unconstrained - Crosslinked polyethylene | Smith+Nephew | JOURNEY II Deep Dished INSERT LEFT SZ 3-4 10MM | 7402-5742 | Standalone | DE0500840 | Active patients aged 65 years and younger
Orthopaedics | Total knee replacement (TKR) | TKR tibial insert | TKR tibial insert - Unconstrained - Crosslinked polyethylene | Smith+Nephew | JOURNEY II Deep Dished INSERT LEFT SZ 3-4 11MM | 7402-5743 | Standalone | DE0500840 | Active patients aged 65 years and younger
Orthopaedics | Total knee replacement (TKR) | TKR tibial insert | TKR tibial insert - Unconstrained - Crosslinked polyethylene | Smith+Nephew | JOURNEY II Deep Dished INSERT LEFT SZ 3-4 12MM | 7402-5744 | Standalone | DE0500840 | Active patients aged 65 years and younger
Orthopaedics | Total knee replacement (TKR) | TKR tibial insert | TKR tibial insert - Unconstrained - Crosslinked polyethylene | Smith+Nephew | JOURNEY II Deep Dished INSERT LEFT SZ 3-4 13MM | 7402-5745 | Standalone | DE0500840 | Active patients aged 65 years and younger
Orthopaedics | Total knee replacement (TKR) | TKR tibial insert | TKR tibial insert - Unconstrained - Crosslinked polyethylene | Smith+Nephew | JOURNEY II Deep Dished INSERT LEFT SZ 3-4 15MM | 7402-5746 | Standalone | DE0500840 | Active patients aged 65 years and younger
Orthopaedics | Total knee replacement (TKR) | TKR tibial insert | TKR tibial insert - Unconstrained - Crosslinked polyethylene | Smith+Nephew | JOURNEY II Deep Dished INSERT LEFT SZ 3-4 18MM | 7402-5747 | Standalone | DE0500840 | Active patients aged 65 years and younger
Orthopaedics | Total knee replacement (TKR) | TKR tibial insert | TKR tibial insert - Unconstrained - Crosslinked polyethylene | Smith+Nephew | JOURNEY II Deep Dished INSERT LEFT SZ 3-4 21MM | 7402-5748 | Standalone | DE0500840 | Active patients aged 65 years and younger
Orthopaedics | Total knee replacement (TKR) | TKR tibial insert | TKR tibial insert - Unconstrained - Crosslinked polyethylene | Smith+Nephew | JOURNEY II Deep Dished INSERT Right SZ 3-4 9MM | 7402-5731 | Standalone | DE0500840 | Active patients aged 65 years and younger
Orthopaedics | Total knee replacement (TKR) | TKR tibial insert | TKR tibial insert - Unconstrained - Crosslinked polyethylene | Smith+Nephew | JOURNEY II Deep Dished INSERT Right SZ 3-4 10MM | 7402-5732 | Standalone | DE0500840 | Active patients aged 65 years and younger
Orthopaedics | Total knee replacement (TKR) | TKR tibial insert | TKR tibial insert - Unconstrained - Crosslinked polyethylene | Smith+Nephew | JOURNEY II Deep Dished INSERT Right SZ 3-4 11MM | 7402-5733 | Standalone | DE0500840 | Active patients aged 65 years and younger
Orthopaedics | Total knee replacement (TKR) | TKR tibial insert | TKR tibial insert - Unconstrained - Crosslinked polyethylene | Smith+Nephew | JOURNEY II Deep Dished INSERT Right SZ 3-4 12MM | 7402-5734 | Standalone | DE0500840 | Active patients aged 65 years and younger
Orthopaedics | Total knee replacement (TKR) | TKR tibial insert | TKR tibial insert - Unconstrained - Crosslinked polyethylene | Smith+Nephew | JOURNEY II Deep Dished INSERT Right SZ 3-4 13MM | 7402-5735 | Standalone | DE0500840 | Active patients aged 65 years and younger
Orthopaedics | Total knee replacement (TKR) | TKR tibial insert | TKR tibial insert - Unconstrained - Crosslinked polyethylene | Smith+Nephew | JOURNEY II Deep Dished INSERT Right SZ 3-4 15MM | 7402-5736 | Standalone | DE0500840 | Active patients aged 65 years and younger
Orthopaedics | Total knee replacement (TKR) | TKR tibial insert | TKR tibial insert - Unconstrained - Crosslinked polyethylene | Smith+Nephew | JOURNEY II Deep Dished INSERT Right SZ 3-4 18MM | 7402-5737 | Standalone | DE0500840 | Active patients aged 65 years and younger
Orthopaedics | Total knee replacement (TKR) | TKR tibial insert | TKR tibial insert - Unconstrained - Crosslinked polyethylene | Smith+Nephew | JOURNEY II Deep Dished INSERT Right SZ 3-4 21MM | 7402-5738 | Standalone | DE0500840 | Active patients aged 65 years and younger
Orthopaedics | Total knee replacement (TKR) | TKR tibial insert | TKR tibial insert - Unconstrained - Crosslinked polyethylene | Smith+Nephew | JOURNEY II Deep Dished INSERT LEFT SZ 5-6 9MM | 7402-5761 | Standalone | DE0500840 | Active patients aged 65 years and younger
Orthopaedics | Total knee replacement (TKR) | TKR tibial insert | TKR tibial insert - Unconstrained - Crosslinked polyethylene | Smith+Nephew | JOURNEY II Deep Dished INSERT LEFT SZ 5-6 10MM | 7402-5762 | Standalone | DE0500840 | Active patients aged 65 years and younger
Orthopaedics | Total knee replacement (TKR) | TKR tibial insert | TKR tibial insert - Unconstrained - Crosslinked polyethylene | Smith+Nephew | JOURNEY II Deep Dished INSERT LEFT SZ 5-6 11MM | 7402-5763 | Standalone | DE0500840 | Active patients aged 65 years and younger
Orthopaedics | Total knee replacement (TKR) | TKR tibial insert | TKR tibial insert - Unconstrained - Crosslinked polyethylene | Smith+Nephew | JOURNEY II Deep Dished INSERT LEFT SZ 5-6 12MM | 7402-5764 | Standalone | DE0500840 | Active patients aged 65 years and younger
Orthopaedics | Total knee replacement (TKR) | TKR tibial insert | TKR tibial insert - Unconstrained - Crosslinked polyethylene | Smith+Nephew | JOURNEY II Deep Dished INSERT LEFT SZ 5-6 13MM | 7402-5765 | Standalone | DE0500840 | Active patients aged 65 years and younger
Orthopaedics | Total knee replacement (TKR) | TKR tibial insert | TKR tibial insert - Unconstrained - Crosslinked polyethylene | Smith+Nephew | JOURNEY II Deep Dished INSERT LEFT SZ 5-6 15MM | 7402-5766 | Standalone | DE0500840 | Active patients aged 65 years and younger
Orthopaedics | Total knee replacement (TKR) | TKR tibial insert | TKR tibial insert - Unconstrained - Crosslinked polyethylene | Smith+Nephew | JOURNEY II Deep Dished INSERT LEFT SZ 5-6 18MM | 7402-5767 | Standalone | DE0500840 | Active patients aged 65 years and younger
Orthopaedics | Total knee replacement (TKR) | TKR tibial insert | TKR tibial insert - Unconstrained - Crosslinked polyethylene | Smith+Nephew | JOURNEY II Deep Dished INSERT LEFT SZ 5-6 21MM | 7402-5768 | Standalone | DE0500840 | Active patients aged 65 years and younger
Orthopaedics | Total knee replacement (TKR) | TKR tibial insert | TKR tibial insert - Unconstrained - Crosslinked polyethylene | Smith+Nephew | JOURNEY II Deep Dished INSERT Right SZ 5-6 9MM | 7402-5751 | Standalone | DE0500840 | Active patients aged 65 years and younger
Orthopaedics | Total knee replacement (TKR) | TKR tibial insert | TKR tibial insert - Unconstrained - Crosslinked polyethylene | Smith+Nephew | JOURNEY II Deep Dished INSERT Right SZ 5-6 10MM | 7402-5752 | Standalone | DE0500840 | Active patients aged 65 years and younger
Orthopaedics | Total knee replacement (TKR) | TKR tibial insert | TKR tibial insert - Unconstrained - Crosslinked polyethylene | Smith+Nephew | JOURNEY II Deep Dished INSERT Right SZ 5-6 11MM | 7402-5753 | Standalone | DE0500840 | Active patients aged 65 years and younger
Orthopaedics | Total knee replacement (TKR) | TKR tibial insert | TKR tibial insert - Unconstrained - Crosslinked polyethylene | Smith+Nephew | JOURNEY II Deep Dished INSERT Right SZ 5-6 12MM | 7402-5754 | Standalone | DE0500840 | Active patients aged 65 years and younger
Orthopaedics | Total knee replacement (TKR) | TKR tibial insert | TKR tibial insert - Unconstrained - Crosslinked polyethylene | Smith+Nephew | JOURNEY II Deep Dished INSERT Right SZ 5-6 13MM | 7402-5755 | Standalone | DE0500840 | Active patients aged 65 years and younger
Orthopaedics | Total knee replacement (TKR) | TKR tibial insert | TKR tibial insert - Unconstrained - Crosslinked polyethylene | Smith+Nephew | JOURNEY II Deep Dished INSERT Right SZ 5-6 15MM | 7402-5756 | Standalone | DE0500840 | Active patients aged 65 years and younger
Orthopaedics | Total knee replacement (TKR) | TKR tibial insert | TKR tibial insert - Unconstrained - Crosslinked polyethylene | Smith+Nephew | JOURNEY II Deep Dished INSERT Right SZ 5-6 18MM | 7402-5757 | Standalone | DE0500840 | Active patients aged 65 years and younger
Orthopaedics | Total knee replacement (TKR) | TKR tibial insert | TKR tibial insert - Unconstrained - Crosslinked polyethylene | Smith+Nephew | JOURNEY II Deep Dished INSERT Right SZ 5-6 21MM | 7402-5758 | Standalone | DE0500840 | Active patients aged 65 years and younger
Orthopaedics | Total knee replacement (TKR) | TKR tibial insert | TKR tibial insert - Unconstrained - Crosslinked polyethylene | Smith+Nephew | JOURNEY II Deep Dished INSERT LEFT SZ 7-8 9MM | 7402-5781 | Standalone | DE0500840 | Active patients aged 65 years and younger
Orthopaedics | Total knee replacement (TKR) | TKR tibial insert | TKR tibial insert - Unconstrained - Crosslinked polyethylene | Smith+Nephew | JOURNEY II Deep Dished INSERT LEFT SZ 7-8 10MM | 7402-5782 | Standalone | DE0500840 | Active patients aged 65 years and younger
Orthopaedics | Total knee replacement (TKR) | TKR tibial insert | TKR tibial insert - Unconstrained - Crosslinked polyethylene | Smith+Nephew | JOURNEY II Deep Dished INSERT LEFT SZ 7-8 11MM | 7402-5783 | Standalone | DE0500840 | Active patients aged 65 years and younger
Orthopaedics | Total knee replacement (TKR) | TKR tibial insert | TKR tibial insert - Unconstrained - Crosslinked polyethylene | Smith+Nephew | JOURNEY II Deep Dished INSERT LEFT SZ 7-8 12MM | 7402-5784 | Standalone | DE0500840 | Active patients aged 65 years and younger
Orthopaedics | Total knee replacement (TKR) | TKR tibial insert | TKR tibial insert - Unconstrained - Crosslinked polyethylene | Smith+Nephew | JOURNEY II Deep Dished INSERT LEFT SZ 7-8 13MM | 7402-5785 | Standalone | DE0500840 | Active patients aged 65 years and younger
Orthopaedics | Total knee replacement (TKR) | TKR tibial insert | TKR tibial insert - Unconstrained - Crosslinked polyethylene | Smith+Nephew | JOURNEY II Deep Dished INSERT LEFT SZ 7-8 15MM | 7402-5786 | Standalone | DE0500840 | Active patients aged 65 years and younger
Orthopaedics | Total knee replacement (TKR) | TKR tibial insert | TKR tibial insert - Unconstrained - Crosslinked polyethylene | Smith+Nephew | JOURNEY II Deep Dished INSERT LEFT SZ 7-8 18MM | 7402-5787 | Standalone | DE0500840 | Active patients aged 65 years and younger
Orthopaedics | Total knee replacement (TKR) | TKR tibial insert | TKR tibial insert - Unconstrained - Crosslinked polyethylene | Smith+Nephew | JOURNEY II Deep Dished INSERT LEFT SZ 7-8 21MM | 7402-5788 | Standalone | DE0500840 | Active patients aged 65 years and younger
Orthopaedics | Total knee replacement (TKR) | TKR tibial insert | TKR tibial insert - Unconstrained - Crosslinked polyethylene | Smith+Nephew | JOURNEY II Deep Dished INSERT Right SZ 7-8 9MM | 7402-5771 | Standalone | DE0500840 | Active patients aged 65 years and younger
Orthopaedics | Total knee replacement (TKR) | TKR tibial insert | TKR tibial insert - Unconstrained - Crosslinked polyethylene | Smith+Nephew | JOURNEY II Deep Dished INSERT Right SZ 7-8 10MM | 7402-5772 | Standalone | DE0500840 | Active patients aged 65 years and younger
Orthopaedics | Total knee replacement (TKR) | TKR tibial insert | TKR tibial insert - Unconstrained - Crosslinked polyethylene | Smith+Nephew | JOURNEY II Deep Dished INSERT Right SZ 7-8 11MM | 7402-5773 | Standalone | DE0500840 | Active patients aged 65 years and younger
Orthopaedics | Total knee replacement (TKR) | TKR tibial insert | TKR tibial insert - Unconstrained - Crosslinked polyethylene | Smith+Nephew | JOURNEY II Deep Dished INSERT Right SZ 7-8 12MM | 7402-5774 | Standalone | DE0500840 | Active patients aged 65 years and younger
Orthopaedics | Total knee replacement (TKR) | TKR tibial insert | TKR tibial insert - Unconstrained - Crosslinked polyethylene | Smith+Nephew | JOURNEY II Deep Dished INSERT Right SZ 7-8 13MM | 7402-5775 | Standalone | DE0500840 | Active patients aged 65 years and younger
Orthopaedics | Total knee replacement (TKR) | TKR tibial insert | TKR tibial insert - Unconstrained - Crosslinked polyethylene | Smith+Nephew | JOURNEY II Deep Dished INSERT Right SZ 7-8 15MM | 7402-5776 | Standalone | DE0500840 | Active patients aged 65 years and younger
Orthopaedics | Total knee replacement (TKR) | TKR tibial insert | TKR tibial insert - Unconstrained - Crosslinked polyethylene | Smith+Nephew | JOURNEY II Deep Dished INSERT Right SZ 7-8 18MM | 7402-5777 | Standalone | DE0500840 | Active patients aged 65 years and younger
Orthopaedics | Total knee replacement (TKR) | TKR tibial insert | TKR tibial insert - Unconstrained - Crosslinked polyethylene | Smith+Nephew | JOURNEY II Deep Dished INSERT Right SZ 7-8 21MM | 7402-5778 | Standalone | DE0500840 | Active patients aged 65 years and younger
Orthopaedics | Total knee replacement (TKR) | TKR tibial insert | TKR tibial insert - Unconstrained - Crosslinked polyethylene | STRYKER HOWMEDICA OSTEONICS | TRIATHLON CR TIBIAL INSERT X3 9MM SIZE 1 | 5530G109 | Standalone | DE0018575 | Active patients aged 65 years and younger
Orthopaedics | Total knee replacement (TKR) | TKR tibial insert | TKR tibial insert - Unconstrained - Crosslinked polyethylene | STRYKER HOWMEDICA OSTEONICS | TRIATHLON CR TIBIAL INSERT X3 11MM SIZE 1 | 5530G111 | Standalone | DE0018575 | Active patients aged 65 years and younger
Orthopaedics | Total knee replacement (TKR) | TKR tibial insert | TKR tibial insert - Unconstrained - Crosslinked polyethylene | STRYKER HOWMEDICA OSTEONICS | TRIATHLON CR TIBIAL INSERT X3 13MM SIZE 1 | 5530G113 | Standalone | DE0018575 | Active patients aged 65 years and younger
Orthopaedics | Total knee replacement (TKR) | TKR tibial insert | TKR tibial insert - Unconstrained - Crosslinked polyethylene | STRYKER HOWMEDICA OSTEONICS | TRIATHLON CR TIBIAL INSERT X3 16MM SIZE 1 | 5530G116 | Standalone | DE0018575 | Active patients aged 65 years and younger
Orthopaedics | Total knee replacement (TKR) | TKR tibial insert | TKR tibial insert - Unconstrained - Crosslinked polyethylene | STRYKER HOWMEDICA OSTEONICS | TRIATHLON CR TIBIAL INSERT X3 19MM SIZE 1 | 5530G119 | Standalone | DE0018575 | Active patients aged 65 years and younger
Orthopaedics | Total knee replacement (TKR) | TKR tibial insert | TKR tibial insert - Unconstrained - Crosslinked polyethylene | STRYKER HOWMEDICA OSTEONICS | TRIATHLON CR TIBIAL INSERT X3 9MM SIZE 2 | 5530G209 | Standalone | DE0018575 | Active patients aged 65 years and younger
Orthopaedics | Total knee replacement (TKR) | TKR tibial insert | TKR tibial insert - Unconstrained - Crosslinked polyethylene | STRYKER HOWMEDICA OSTEONICS | TRIATHLON CR TIBIAL INSERT X3 11MM SIZE 2 | 5530G211 | Standalone | DE0018575 | Active patients aged 65 years and younger
Orthopaedics | Total knee replacement (TKR) | TKR tibial insert | TKR tibial insert - Unconstrained - Crosslinked polyethylene | STRYKER HOWMEDICA OSTEONICS | TRIATHLON CR TIBIAL INSERT X3 13MM SIZE 2 | 5530G213 | Standalone | DE0018575 | Active patients aged 65 years and younger
Orthopaedics | Total knee replacement (TKR) | TKR tibial insert | TKR tibial insert - Unconstrained - Crosslinked polyethylene | STRYKER HOWMEDICA OSTEONICS | TRIATHLON CR TIBIAL INSERT X3 16MM SIZE 2 | 5530G216 | Standalone | DE0018575 | Active patients aged 65 years and younger
Orthopaedics | Total knee replacement (TKR) | TKR tibial insert | TKR tibial insert - Unconstrained - Crosslinked polyethylene | STRYKER HOWMEDICA OSTEONICS | TRIATHLON CR TIBIAL INSERT X3 19MM SIZE 2 | 5530G219 | Standalone | DE0018575 | Active patients aged 65 years and younger
Orthopaedics | Total knee replacement (TKR) | TKR tibial insert | TKR tibial insert - Unconstrained - Crosslinked polyethylene | STRYKER HOWMEDICA OSTEONICS | TRIATHLON CR TIBIAL INSERT X3 9MM SIZE 3 | 5530G309 | Standalone | DE0018575 | Active patients aged 65 years and younger
Orthopaedics | Total knee replacement (TKR) | TKR tibial insert | TKR tibial insert - Unconstrained - Crosslinked polyethylene | STRYKER HOWMEDICA OSTEONICS | TRIATHLON CR TIBIAL INSERT X3 11MM SIZE 3 | 5530G311 | Standalone | DE0018575 | Active patients aged 65 years and younger
Orthopaedics | Total knee replacement (TKR) | TKR tibial insert | TKR tibial insert - Unconstrained - Crosslinked polyethylene | STRYKER HOWMEDICA OSTEONICS | TRIATHLON CR TIBIAL INSERT X3 13MM SIZE 3 | 5530G313 | Standalone | DE0018575 | Active patients aged 65 years and younger
Orthopaedics | Total knee replacement (TKR) | TKR tibial insert | TKR tibial insert - Unconstrained - Crosslinked polyethylene | STRYKER HOWMEDICA OSTEONICS | TRIATHLON CR TIBIAL INSERT X3 16MM SIZE 3 | 5530G316 | Standalone | DE0018575 | Active patients aged 65 years and younger
Orthopaedics | Total knee replacement (TKR) | TKR tibial insert | TKR tibial insert - Unconstrained - Crosslinked polyethylene | STRYKER HOWMEDICA OSTEONICS | TRIATHLON CR TIBIAL INSERT X3 19MM SIZE 3 | 5530G319 | Standalone | DE0018575 | Active patients aged 65 years and younger
Orthopaedics | Total knee replacement (TKR) | TKR tibial insert | TKR tibial insert - Unconstrained - Crosslinked polyethylene | STRYKER HOWMEDICA OSTEONICS | TRIATHLON CR TIBIAL INSERT X3 9MM SIZE 4 | 5530G409 | Standalone | DE0018575 | Active patients aged 65 years and younger
Orthopaedics | Total knee replacement (TKR) | TKR tibial insert | TKR tibial insert - Unconstrained - Crosslinked polyethylene | STRYKER HOWMEDICA OSTEONICS | TRIATHLON CR TIBIAL INSERT X3 11MM SIZE 4 | 5530G411 | Standalone | DE0018575 | Active patients aged 65 years and younger
Orthopaedics | Total knee replacement (TKR) | TKR tibial insert | TKR tibial insert - Unconstrained - Crosslinked polyethylene | STRYKER HOWMEDICA OSTEONICS | TRIATHLON CR TIBIAL INSERT X3 13MM SIZE 4 | 5530G413 | Standalone | DE0018575 | Active patients aged 65 years and younger
Orthopaedics | Total knee replacement (TKR) | TKR tibial insert | TKR tibial insert - Unconstrained - Crosslinked polyethylene | STRYKER HOWMEDICA OSTEONICS | TRIATHLON CR TIBIAL INSERT X3 16MM SIZE 4 | 5530G416 | Standalone | DE0018575 | Active patients aged 65 years and younger
Orthopaedics | Total knee replacement (TKR) | TKR tibial insert | TKR tibial insert - Unconstrained - Crosslinked polyethylene | STRYKER HOWMEDICA OSTEONICS | TRIATHLON CR TIBIAL INSERT X3 19MM SIZE 4 | 5530G419 | Standalone | DE0018575 | Active patients aged 65 years and younger
Orthopaedics | Total knee replacement (TKR) | TKR tibial insert | TKR tibial insert - Unconstrained - Crosslinked polyethylene | STRYKER HOWMEDICA OSTEONICS | TRIATHLON CR TIBIAL INSERT X3 11MM SIZE 5 | 5530G511 | Standalone | DE0018575 | Active patients aged 65 years and younger
Orthopaedics | Total knee replacement (TKR) | TKR tibial insert | TKR tibial insert - Unconstrained - Crosslinked polyethylene | STRYKER HOWMEDICA OSTEONICS | TRIATHLON CR TIBIAL INSERT X3 13MM SIZE 5 | 5530G513 | Standalone | DE0018575 | Active patients aged 65 years and younger
Orthopaedics | Total knee replacement (TKR) | TKR tibial insert | TKR tibial insert - Unconstrained - Crosslinked polyethylene | STRYKER HOWMEDICA OSTEONICS | TRIATHLON CR TIBIAL INSERT X3 16MM SIZE 5 | 5530G516 | Standalone | DE0018575 | Active patients aged 65 years and younger
Orthopaedics | Total knee replacement (TKR) | TKR tibial insert | TKR tibial insert - Unconstrained - Crosslinked polyethylene | STRYKER HOWMEDICA OSTEONICS | TRIATHLON CR TIBIAL INSERT X3 19MM SIZE 5 | 5530G519 | Standalone | DE0018575 | Active patients aged 65 years and younger
Orthopaedics | Total knee replacement (TKR) | TKR tibial insert | TKR tibial insert - Unconstrained - Crosslinked polyethylene | STRYKER HOWMEDICA OSTEONICS | TRIATHLON CR TIBIAL INSERT X3 9MM SIZE 6 | 5530G609 | Standalone | DE0018575 | Active patients aged 65 years and younger
Orthopaedics | Total knee replacement (TKR) | TKR tibial insert | TKR tibial insert - Unconstrained - Crosslinked polyethylene | STRYKER HOWMEDICA OSTEONICS | TRIATHLON CR TIBIAL INSERT X3 11MM SIZE 6 | 5530G611 | Standalone | DE0018575 | Active patients aged 65 years and younger
Orthopaedics | Total knee replacement (TKR) | TKR tibial insert | TKR tibial insert - Unconstrained - Crosslinked polyethylene | STRYKER HOWMEDICA OSTEONICS | TRIATHLON CR TIBIAL INSERT X3 13MM SIZE 6 | 5530G613 | Standalone | DE0018575 | Active patients aged 65 years and younger
Orthopaedics | Total knee replacement (TKR) | TKR tibial insert | TKR tibial insert - Unconstrained - Crosslinked polyethylene | STRYKER HOWMEDICA OSTEONICS | TRIATHLON CR TIBIAL INSERT X3 16MM SIZE 6 | 5530G616 | Standalone | DE0018575 | Active patients aged 65 years and younger
Orthopaedics | Total knee replacement (TKR) | TKR tibial insert | TKR tibial insert - Unconstrained - Crosslinked polyethylene | STRYKER HOWMEDICA OSTEONICS | TRIATHLON CR TIBIAL INSERT X3 19MM SIZE 6 | 5530G619 | Standalone | DE0018575 | Active patients aged 65 years and younger
Orthopaedics | Total knee replacement (TKR) | TKR tibial insert | TKR tibial insert - Unconstrained - Crosslinked polyethylene | STRYKER HOWMEDICA OSTEONICS | TRIATHLON CR TIBIAL INSERT X3 9MM SIZE 7 | 5530G709 | Standalone | DE0018575 | Active patients aged 65 years and younger
Orthopaedics | Total knee replacement (TKR) | TKR tibial insert | TKR tibial insert - Unconstrained - Crosslinked polyethylene | STRYKER HOWMEDICA OSTEONICS | TRIATHLON CR TIBIAL INSERT X3 11MM SIZE 7 | 5530G711 | Standalone | DE0018575 | Active patients aged 65 years and younger
Orthopaedics | Total knee replacement (TKR) | TKR tibial insert | TKR tibial insert - Unconstrained - Crosslinked polyethylene | STRYKER HOWMEDICA OSTEONICS | TRIATHLON CR TIBIAL INSERT X3 13MM SIZE 7 | 5530G713 | Standalone | DE0018575 | Active patients aged 65 years and younger
Orthopaedics | Total knee replacement (TKR) | TKR tibial insert | TKR tibial insert - Unconstrained - Crosslinked polyethylene | STRYKER HOWMEDICA OSTEONICS | TRIATHLON CR TIBIAL INSERT X3 16MM SIZE 7 | 5530G716 | Standalone | DE0018575 | Active patients aged 65 years and younger
Orthopaedics | Total knee replacement (TKR) | TKR tibial insert | TKR tibial insert - Unconstrained - Crosslinked polyethylene | STRYKER HOWMEDICA OSTEONICS | TRIATHLON CR TIBIAL INSERT X3 19MM SIZE 7 | 5530G719 | Standalone | DE0018575 | Active patients aged 65 years and younger
Orthopaedics | Total knee replacement (TKR) | TKR tibial insert | TKR tibial insert - Unconstrained - Crosslinked polyethylene | STRYKER HOWMEDICA OSTEONICS | TRIATHLON CR TIBIAL INSERT X3 9MM SIZE 8 | 5530G809 | Standalone | DE0018575 | Active patients aged 65 years and younger
Orthopaedics | Total knee replacement (TKR) | TKR tibial insert | TKR tibial insert - Unconstrained - Crosslinked polyethylene | STRYKER HOWMEDICA OSTEONICS | TRIATHLON CR TIBIAL INSERT X3 11MM SIZE 8 | 5530G811 | Standalone | DE0018575 | Active patients aged 65 years and younger
Orthopaedics | Total knee replacement (TKR) | TKR tibial insert | TKR tibial insert - Unconstrained - Crosslinked polyethylene | STRYKER HOWMEDICA OSTEONICS | TRIATHLON CR TIBIAL INSERT X3 13MM SIZE 8 | 5530G813 | Standalone | DE0018575 | Active patients aged 65 years and younger
Orthopaedics | Total knee replacement (TKR) | TKR tibial insert | TKR tibial insert - Unconstrained - Crosslinked polyethylene | STRYKER HOWMEDICA OSTEONICS | TRIATHLON CR TIBIAL INSERT X3 16MM SIZE 8 | 5530G816 | Standalone | DE0018575 | Active patients aged 65 years and younger
Orthopaedics | Total knee replacement (TKR) | TKR tibial insert | TKR tibial insert - Unconstrained - Crosslinked polyethylene | STRYKER HOWMEDICA OSTEONICS | TRIATHLON CR TIBIAL INSERT X3 19MM SIZE 8 | 5530G819 | Standalone | DE0018575 | Active patients aged 65 years and younger
Orthopaedics | Total knee replacement (TKR) | TKR tibial insert | TKR tibial insert - Unconstrained - Crosslinked polyethylene | STRYKER HOWMEDICA OSTEONICS | Triathlon PS Tibial Insert- X3- 9mm Sz 1 | 5532G109 | Standalone | DE0018575 | Active patients aged 65 years and younger
Orthopaedics | Total knee replacement (TKR) | TKR tibial insert | TKR tibial insert - Unconstrained - Crosslinked polyethylene | STRYKER HOWMEDICA OSTEONICS | Triathlon PS Tibial Insert- X3- 9mm Sz 2 | 5532G209 | Standalone | DE0018575 | Active patients aged 65 years and younger
Orthopaedics | Total knee replacement (TKR) | TKR tibial insert | TKR tibial insert - Unconstrained - Crosslinked polyethylene | STRYKER HOWMEDICA OSTEONICS | Triathlon PS Tibial Insert- X3- 9mm Sz 3 | 5532G309 | Standalone | DE0018575 | Active patients aged 65 years and younger
Orthopaedics | Total knee replacement (TKR) | TKR tibial insert | TKR tibial insert - Unconstrained - Crosslinked polyethylene | STRYKER HOWMEDICA OSTEONICS | Triathlon PS Tibial Insert- X3- 9mm Sz 5 | 5532G509 | Standalone | DE0018575 | Active patients aged 65 years and younger
Orthopaedics | Total knee replacement (TKR) | TKR tibial insert | TKR tibial insert - Unconstrained - Crosslinked polyethylene | STRYKER HOWMEDICA OSTEONICS | Triathlon PS Tibial Insert- X3- 9mm Sz 6 | 5532G609 | Standalone | DE0018575 | Active patients aged 65 years and younger
Orthopaedics | Total knee replacement (TKR) | TKR tibial insert | TKR tibial insert - Unconstrained - Crosslinked polyethylene | STRYKER HOWMEDICA OSTEONICS | Triathlon PS Tibial Insert- X3- 9mm Sz 7 | 5532G709 | Standalone | DE0018575 | Active patients aged 65 years and younger
Orthopaedics | Total knee replacement (TKR) | TKR tibial insert | TKR tibial insert - Unconstrained - Crosslinked polyethylene | STRYKER HOWMEDICA OSTEONICS | Triathlon PS Tibial Insert- X3- 11mm Sz 1 | 5532G111 | Standalone | DE0018575 | Active patients aged 65 years and younger
Orthopaedics | Total knee replacement (TKR) | TKR tibial insert | TKR tibial insert - Unconstrained - Crosslinked polyethylene | STRYKER HOWMEDICA OSTEONICS | Triathlon PS Tibial Insert- X3- 11mm Sz 2 | 5532G211 | Standalone | DE0018575 | Active patients aged 65 years and younger
Orthopaedics | Total knee replacement (TKR) | TKR tibial insert | TKR tibial insert - Unconstrained - Crosslinked polyethylene | STRYKER HOWMEDICA OSTEONICS | Triathlon PS Tibial Insert- X3- 11mm Sz 3 | 5532G311 | Standalone | DE0018575 | Active patients aged 65 years and younger
Orthopaedics | Total knee replacement (TKR) | TKR tibial insert | TKR tibial insert - Unconstrained - Crosslinked polyethylene | STRYKER HOWMEDICA OSTEONICS | Triathlon PS Tibial Insert- X3- 11mm Sz 5 | 5532G511 | Standalone | DE0018575 | Active patients aged 65 years and younger
Orthopaedics | Total knee replacement (TKR) | TKR tibial insert | TKR tibial insert - Unconstrained - Crosslinked polyethylene | STRYKER HOWMEDICA OSTEONICS | Triathlon PS Tibial Insert- X3- 11mm Sz 6 | 5532G611 | Standalone | DE0018575 | Active patients aged 65 years and younger
Orthopaedics | Total knee replacement (TKR) | TKR tibial insert | TKR tibial insert - Unconstrained - Crosslinked polyethylene | STRYKER HOWMEDICA OSTEONICS | Triathlon PS Tibial Insert- X3- 11mm Sz 7 | 5532G711 | Standalone | DE0018575 | Active patients aged 65 years and younger
Orthopaedics | Total knee replacement (TKR) | TKR tibial insert | TKR tibial insert - Unconstrained - Crosslinked polyethylene | STRYKER HOWMEDICA OSTEONICS | Triathlon PS Tibial Insert- X3- 13mm Sz 1 | 5532G113 | Standalone | DE0018575 | Active patients aged 65 years and younger
Orthopaedics | Total knee replacement (TKR) | TKR tibial insert | TKR tibial insert - Unconstrained - Crosslinked polyethylene | STRYKER HOWMEDICA OSTEONICS | Triathlon PS Tibial Insert- X3- 13mm Sz 2 | 5532G213 | Standalone | DE0018575 | Active patients aged 65 years and younger
Orthopaedics | Total knee replacement (TKR) | TKR tibial insert | TKR tibial insert - Unconstrained - Crosslinked polyethylene | STRYKER HOWMEDICA OSTEONICS | Triathlon PS Tibial Insert- X3- 13mm Sz 3 | 5532G313 | Standalone | DE0018575 | Active patients aged 65 years and younger
Orthopaedics | Total knee replacement (TKR) | TKR tibial insert | TKR tibial insert - Unconstrained - Crosslinked polyethylene | STRYKER HOWMEDICA OSTEONICS | Triathlon PS Tibial Insert- X3- 13mm Sz 4 | 5532G413 | Standalone | DE0018575 | Active patients aged 65 years and younger
Orthopaedics | Total knee replacement (TKR) | TKR tibial insert | TKR tibial insert - Unconstrained - Crosslinked polyethylene | STRYKER HOWMEDICA OSTEONICS | Triathlon PS Tibial Insert- X3- 13mm Sz 5 | 5532G513 | Standalone | DE0018575 | Active patients aged 65 years and younger
Orthopaedics | Total knee replacement (TKR) | TKR tibial insert | TKR tibial insert - Unconstrained - Crosslinked polyethylene | STRYKER HOWMEDICA OSTEONICS | Triathlon PS Tibial Insert- X3- 13mm Sz 6 | 5532G613 | Standalone | DE0018575 | Active patients aged 65 years and younger
Orthopaedics | Total knee replacement (TKR) | TKR tibial insert | TKR tibial insert - Unconstrained - Crosslinked polyethylene | STRYKER HOWMEDICA OSTEONICS | Triathlon PS Tibial Insert- X3- 13mm Sz 7 | 5532G713 | Standalone | DE0018575 | Active patients aged 65 years and younger
Orthopaedics | Total knee replacement (TKR) | TKR tibial insert | TKR tibial insert - Unconstrained - Crosslinked polyethylene | STRYKER HOWMEDICA OSTEONICS | Triathlon PS Tibial Insert- X3- 16mm Sz 1 | 5532G116 | Standalone | DE0018575 | Active patients aged 65 years and younger
Orthopaedics | Total knee replacement (TKR) | TKR tibial insert | TKR tibial insert - Unconstrained - Crosslinked polyethylene | STRYKER HOWMEDICA OSTEONICS | Triathlon PS Tibial Insert- X3- 16mm Sz 2 | 5532G216 | Standalone | DE0018575 | Active patients aged 65 years and younger
Orthopaedics | Total knee replacement (TKR) | TKR tibial insert | TKR tibial insert - Unconstrained - Crosslinked polyethylene | STRYKER HOWMEDICA OSTEONICS | Triathlon PS Tibial Insert- X3- 16mm Sz 3 | 5532G316 | Standalone | DE0018575 | Active patients aged 65 years and younger
Orthopaedics | Total knee replacement (TKR) | TKR tibial insert | TKR tibial insert - Unconstrained - Crosslinked polyethylene | STRYKER HOWMEDICA OSTEONICS | Triathlon PS Tibial Insert- X3- 16mm Sz 4 | 5532G416 | Standalone | DE0018575 | Active patients aged 65 years and younger
Orthopaedics | Total knee replacement (TKR) | TKR tibial insert | TKR tibial insert - Unconstrained - Crosslinked polyethylene | STRYKER HOWMEDICA OSTEONICS | Triathlon PS Tibial Insert- X3- 16mm Sz 5 | 5532G516 | Standalone | DE0018575 | Active patients aged 65 years and younger
Orthopaedics | Total knee replacement (TKR) | TKR tibial insert | TKR tibial insert - Unconstrained - Crosslinked polyethylene | STRYKER HOWMEDICA OSTEONICS | Triathlon PS Tibial Insert- X3- 16mm Sz 6 | 5532G616 | Standalone | DE0018575 | Active patients aged 65 years and younger
Orthopaedics | Total knee replacement (TKR) | TKR tibial insert | TKR tibial insert - Unconstrained - Crosslinked polyethylene | STRYKER HOWMEDICA OSTEONICS | Triathlon PS Tibial Insert- X3- 16mm Sz 7 | 5532G716 | Standalone | DE0018575 | Active patients aged 65 years and younger
Orthopaedics | Total knee replacement (TKR) | TKR tibial insert | TKR tibial insert - Unconstrained - Crosslinked polyethylene | STRYKER HOWMEDICA OSTEONICS | Triathlon PS Tibial Insert- X3- 19mm Sz 1 | 5532G119 | Standalone | DE0018575 | Active patients aged 65 years and younger
Orthopaedics | Total knee replacement (TKR) | TKR tibial insert | TKR tibial insert - Unconstrained - Crosslinked polyethylene | STRYKER HOWMEDICA OSTEONICS | Triathlon PS Tibial Insert- X3- 19mm Sz 2 | 5532G219 | Standalone | DE0018575 | Active patients aged 65 years and younger
Orthopaedics | Total knee replacement (TKR) | TKR tibial insert | TKR tibial insert - Unconstrained - Crosslinked polyethylene | STRYKER HOWMEDICA OSTEONICS | Triathlon PS Tibial Insert- X3- 19mm Sz 3 | 5532G319 | Standalone | DE0018575 | Active patients aged 65 years and younger
Orthopaedics | Total knee replacement (TKR) | TKR tibial insert | TKR tibial insert - Unconstrained - Crosslinked polyethylene | STRYKER HOWMEDICA OSTEONICS | Triathlon PS Tibial Insert- X3- 19mm Sz 4 | 5532G419 | Standalone | DE0018575 | Active patients aged 65 years and younger
Orthopaedics | Total knee replacement (TKR) | TKR tibial insert | TKR tibial insert - Unconstrained - Crosslinked polyethylene | STRYKER HOWMEDICA OSTEONICS | Triathlon PS Tibial Insert- X3- 19mm Sz 5 | 5532G519 | Standalone | DE0018575 | Active patients aged 65 years and younger
Orthopaedics | Total knee replacement (TKR) | TKR tibial insert | TKR tibial insert - Unconstrained - Crosslinked polyethylene | STRYKER HOWMEDICA OSTEONICS | Triathlon PS Tibial Insert- X3- 19mm Sz 6 | 5532G619 | Standalone | DE0018575 | Active patients aged 65 years and younger
Orthopaedics | Total knee replacement (TKR) | TKR tibial insert | TKR tibial insert - Unconstrained - Crosslinked polyethylene | STRYKER HOWMEDICA OSTEONICS | Triathlon PS Tibial Insert- X3- 19mm Sz 7 | 5532G719 | Standalone | DE0018575 | Active patients aged 65 years and younger
Orthopaedics | Total knee replacement (TKR) | TKR tibial insert | TKR tibial insert - Unconstrained - Crosslinked polyethylene | STRYKER HOWMEDICA OSTEONICS | Triathlon PS Tibia Insert X3- 9mm Size 8 | 5532G809 | Standalone | DE0018575 | Active patients aged 65 years and younger
Orthopaedics | Total knee replacement (TKR) | TKR tibial insert | TKR tibial insert - Unconstrained - Crosslinked polyethylene | STRYKER HOWMEDICA OSTEONICS | Triathlon PS Tibia Insert X3- 11mm Size 8 | 5532G811 | Standalone | DE0018575 | Active patients aged 65 years and younger
Orthopaedics | Total knee replacement (TKR) | TKR tibial insert | TKR tibial insert - Unconstrained - Crosslinked polyethylene | STRYKER HOWMEDICA OSTEONICS | Triathlon PS Tibia Insert X3- 13mm Size 8 | 5532G813 | Standalone | DE0018575 | Active patients aged 65 years and younger
Orthopaedics | Total knee replacement (TKR) | TKR tibial insert | TKR tibial insert - Unconstrained - Crosslinked polyethylene | STRYKER HOWMEDICA OSTEONICS | Triathlon PS Tibia Insert X3- 16mm Size 8 | 5532G816 | Standalone | DE0018575 | Active patients aged 65 years and younger
Orthopaedics | Total knee replacement (TKR) | TKR tibial insert | TKR tibial insert - Unconstrained - Crosslinked polyethylene | STRYKER HOWMEDICA OSTEONICS | Triathlon PS Tibia Insert X3- 19mm Size 8 | 5532G819 | Standalone | DE0018575 | Active patients aged 65 years and younger
Orthopaedics | Total knee replacement (TKR) | TKR tibial insert | TKR tibial insert - Unconstrained - Crosslinked polyethylene | STRYKER HOWMEDICA OSTEONICS | TRIATHLON CR X3 INSERT #1 9MM | 5530G109E | Standalone | DE0018575 | Active patients aged 65 years and younger
Orthopaedics | Total knee replacement (TKR) | TKR tibial insert | TKR tibial insert - Unconstrained - Crosslinked polyethylene | STRYKER HOWMEDICA OSTEONICS | TRIATHLON CR X3 INSERT #1 11MM | 5530G111E | Standalone | DE0018575 | Active patients aged 65 years and younger
Orthopaedics | Total knee replacement (TKR) | TKR tibial insert | TKR tibial insert - Unconstrained - Crosslinked polyethylene | STRYKER HOWMEDICA OSTEONICS | TRIATHLON CR X3 INSERT #1 13MM | 5530G113E | Standalone | DE0018575 | Active patients aged 65 years and younger
Orthopaedics | Total knee replacement (TKR) | TKR tibial insert | TKR tibial insert - Unconstrained - Crosslinked polyethylene | STRYKER HOWMEDICA OSTEONICS | TRIATHLON CR X3 INSERT #1 16MM | 5530G116E | Standalone | DE0018575 | Active patients aged 65 years and younger
Orthopaedics | Total knee replacement (TKR) | TKR tibial insert | TKR tibial insert - Unconstrained - Crosslinked polyethylene | STRYKER HOWMEDICA OSTEONICS | TRIATHLON CR X3 INSERT #1 19MM | 5530G119E | Standalone | DE0018575 | Active patients aged 65 years and younger
Orthopaedics | Total knee replacement (TKR) | TKR tibial insert | TKR tibial insert - Unconstrained - Crosslinked polyethylene | STRYKER HOWMEDICA OSTEONICS | TRIATHLON CR X3 INSERT #2 9MM | 5530G209E | Standalone | DE0018575 | Active patients aged 65 years and younger
Orthopaedics | Total knee replacement (TKR) | TKR tibial insert | TKR tibial insert - Unconstrained - Crosslinked polyethylene | STRYKER HOWMEDICA OSTEONICS | TRIATHLON CR X3 INSERT #2 11MM | 5530G211E | Standalone | DE0018575 | Active patients aged 65 years and younger
Orthopaedics | Total knee replacement (TKR) | TKR tibial insert | TKR tibial insert - Unconstrained - Crosslinked polyethylene | STRYKER HOWMEDICA OSTEONICS | TRIATHLON CR X3 INSERT #2 13MM | 5530G213E | Standalone | DE0018575 | Active patients aged 65 years and younger
Orthopaedics | Total knee replacement (TKR) | TKR tibial insert | TKR tibial insert - Unconstrained - Crosslinked polyethylene | STRYKER HOWMEDICA OSTEONICS | TRIATHLON CR X3 INSERT #2 16MM | 5530G216E | Standalone | DE0018575 | Active patients aged 65 years and younger
Orthopaedics | Total knee replacement (TKR) | TKR tibial insert | TKR tibial insert - Unconstrained - Crosslinked polyethylene | STRYKER HOWMEDICA OSTEONICS | TRIATHLON CR X3 INSERT #2 19MM | 5530G219E | Standalone | DE0018575 | Active patients aged 65 years and younger
Orthopaedics | Total knee replacement (TKR) | TKR tibial insert | TKR tibial insert - Unconstrained - Crosslinked polyethylene | STRYKER HOWMEDICA OSTEONICS | TRIATHLON CR X3 INSERT #3 9MM | 5530G309E | Standalone | DE0018575 | Active patients aged 65 years and younger
Orthopaedics | Total knee replacement (TKR) | TKR tibial insert | TKR tibial insert - Unconstrained - Crosslinked polyethylene | STRYKER HOWMEDICA OSTEONICS | TRIATHLON CR X3 INSERT #3 11MM | 5530G311E | Standalone | DE0018575 | Active patients aged 65 years and younger
Orthopaedics | Total knee replacement (TKR) | TKR tibial insert | TKR tibial insert - Unconstrained - Crosslinked polyethylene | STRYKER HOWMEDICA OSTEONICS | TRIATHLON CR X3 INSERT #3 13MM | 5530G313E | Standalone | DE0018575 | Active patients aged 65 years and younger
Orthopaedics | Total knee replacement (TKR) | TKR tibial insert | TKR tibial insert - Unconstrained - Crosslinked polyethylene | STRYKER HOWMEDICA OSTEONICS | TRIATHLON CR X3 INSERT #3 16MM | 5530G316E | Standalone | DE0018575 | Active patients aged 65 years and younger
Orthopaedics | Total knee replacement (TKR) | TKR tibial insert | TKR tibial insert - Unconstrained - Crosslinked polyethylene | STRYKER HOWMEDICA OSTEONICS | TRIATHLON CR X3 INSERT #3 19MM | 5530G319E | Standalone | DE0018575 | Active patients aged 65 years and younger
Orthopaedics | Total knee replacement (TKR) | TKR tibial insert | TKR tibial insert - Unconstrained - Crosslinked polyethylene | STRYKER HOWMEDICA OSTEONICS | TRIATHLON CR X3 INSERT #4 9MM | 5530G409E | Standalone | DE0018575 | Active patients aged 65 years and younger
Orthopaedics | Total knee replacement (TKR) | TKR tibial insert | TKR tibial insert - Unconstrained - Crosslinked polyethylene | STRYKER HOWMEDICA OSTEONICS | TRIATHLON CR X3 INSERT #4 11MM | 5530G411E | Standalone | DE0018575 | Active patients aged 65 years and younger
Orthopaedics | Total knee replacement (TKR) | TKR tibial insert | TKR tibial insert - Unconstrained - Crosslinked polyethylene | STRYKER HOWMEDICA OSTEONICS | TRIATHLON CR X3 INSERT #4 13MM | 5530G413E | Standalone | DE0018575 | Active patients aged 65 years and younger
Orthopaedics | Total knee replacement (TKR) | TKR tibial insert | TKR tibial insert - Unconstrained - Crosslinked polyethylene | STRYKER HOWMEDICA OSTEONICS | TRIATHLON CR X3 INSERT #4 16MM | 5530G416E | Standalone | DE0018575 | Active patients aged 65 years and younger
Orthopaedics | Total knee replacement (TKR) | TKR tibial insert | TKR tibial insert - Unconstrained - Crosslinked polyethylene | STRYKER HOWMEDICA OSTEONICS | TRIATHLON CR X3 INSERT #4 19MM | 5530G419E | Standalone | DE0018575 | Active patients aged 65 years and younger
Orthopaedics | Total knee replacement (TKR) | TKR tibial insert | TKR tibial insert - Unconstrained - Crosslinked polyethylene | STRYKER HOWMEDICA OSTEONICS | TRIATHLON CR X3 INSERT #5 11MM | 5530G511E | Standalone | DE0018575 | Active patients aged 65 years and younger
Orthopaedics | Total knee replacement (TKR) | TKR tibial insert | TKR tibial insert - Unconstrained - Crosslinked polyethylene | STRYKER HOWMEDICA OSTEONICS | TRIATHLON CR X3 INSERT #5 13MM | 5530G513E | Standalone | DE0018575 | Active patients aged 65 years and younger
Orthopaedics | Total knee replacement (TKR) | TKR tibial insert | TKR tibial insert - Unconstrained - Crosslinked polyethylene | STRYKER HOWMEDICA OSTEONICS | TRIATHLON CR X3 INSERT #5 16MM | 5530G516E | Standalone | DE0018575 | Active patients aged 65 years and younger
Orthopaedics | Total knee replacement (TKR) | TKR tibial insert | TKR tibial insert - Unconstrained - Crosslinked polyethylene | STRYKER HOWMEDICA OSTEONICS | TRIATHLON CR X3 INSERT #5 19MM | 5530G519E | Standalone | DE0018575 | Active patients aged 65 years and younger
Orthopaedics | Total knee replacement (TKR) | TKR tibial insert | TKR tibial insert - Unconstrained - Crosslinked polyethylene | STRYKER HOWMEDICA OSTEONICS | TRIATHLON CR X3 INSERT #6 9MM | 5530G609E | Standalone | DE0018575 | Active patients aged 65 years and younger
Orthopaedics | Total knee replacement (TKR) | TKR tibial insert | TKR tibial insert - Unconstrained - Crosslinked polyethylene | STRYKER HOWMEDICA OSTEONICS | TRIATHLON CR X3 INSERT #6 11MM | 5530G611E | Standalone | DE0018575 | Active patients aged 65 years and younger
Orthopaedics | Total knee replacement (TKR) | TKR tibial insert | TKR tibial insert - Unconstrained - Crosslinked polyethylene | STRYKER HOWMEDICA OSTEONICS | TRIATHLON CR X3 INSERT #6 13MM | 5530G613E | Standalone | DE0018575 | Active patients aged 65 years and younger
Orthopaedics | Total knee replacement (TKR) | TKR tibial insert | TKR tibial insert - Unconstrained - Crosslinked polyethylene | STRYKER HOWMEDICA OSTEONICS | TRIATHLON CR X3 INSERT #6 16MM | 5530G616E | Standalone | DE0018575 | Active patients aged 65 years and younger
Orthopaedics | Total knee replacement (TKR) | TKR tibial insert | TKR tibial insert - Unconstrained - Crosslinked polyethylene | STRYKER HOWMEDICA OSTEONICS | TRIATHLON CR X3 INSERT #6 19MM | 5530G619E | Standalone | DE0018575 | Active patients aged 65 years and younger
Orthopaedics | Total knee replacement (TKR) | TKR tibial insert | TKR tibial insert - Unconstrained - Crosslinked polyethylene | STRYKER HOWMEDICA OSTEONICS | TRIATHLON CR X3 INSERT #7 9MM | 5530G709E | Standalone | DE0018575 | Active patients aged 65 years and younger
Orthopaedics | Total knee replacement (TKR) | TKR tibial insert | TKR tibial insert - Unconstrained - Crosslinked polyethylene | STRYKER HOWMEDICA OSTEONICS | TRIATHLON CR X3 INSERT #7 11MM | 5530G711E | Standalone | DE0018575 | Active patients aged 65 years and younger
Orthopaedics | Total knee replacement (TKR) | TKR tibial insert | TKR tibial insert - Unconstrained - Crosslinked polyethylene | STRYKER HOWMEDICA OSTEONICS | TRIATHLON CR X3 INSERT #7 13MM | 5530G713E | Standalone | DE0018575 | Active patients aged 65 years and younger
Orthopaedics | Total knee replacement (TKR) | TKR tibial insert | TKR tibial insert - Unconstrained - Crosslinked polyethylene | STRYKER HOWMEDICA OSTEONICS | TRIATHLON CR X3 INSERT #7 16MM | 5530G716E | Standalone | DE0018575 | Active patients aged 65 years and younger
Orthopaedics | Total knee replacement (TKR) | TKR tibial insert | TKR tibial insert - Unconstrained - Crosslinked polyethylene | STRYKER HOWMEDICA OSTEONICS | TRIATHLON CR X3 INSERT #7 19MM | 5530G719E | Standalone | DE0018575 | Active patients aged 65 years and younger
Orthopaedics | Total knee replacement (TKR) | TKR tibial insert | TKR tibial insert - Unconstrained - Crosslinked polyethylene | STRYKER HOWMEDICA OSTEONICS | TRIATHLON CR X3 INSERT #8 9MM | 5530G809E | Standalone | DE0018575 | Active patients aged 65 years and younger
Orthopaedics | Total knee replacement (TKR) | TKR tibial insert | TKR tibial insert - Unconstrained - Crosslinked polyethylene | STRYKER HOWMEDICA OSTEONICS | TRIATHLON CR X3 INSERT #8 11MM | 5530G811E | Standalone | DE0018575 | Active patients aged 65 years and younger
Orthopaedics | Total knee replacement (TKR) | TKR tibial insert | TKR tibial insert - Unconstrained - Crosslinked polyethylene | STRYKER HOWMEDICA OSTEONICS | TRIATHLON CR X3 INSERT #8 13MM | 5530G813E | Standalone | DE0018575 | Active patients aged 65 years and younger
Orthopaedics | Total knee replacement (TKR) | TKR tibial insert | TKR tibial insert - Unconstrained - Crosslinked polyethylene | STRYKER HOWMEDICA OSTEONICS | TRIATHLON CR X3 INSERT #8 16MM | 5530G816E | Standalone | DE0018575 | Active patients aged 65 years and younger
Orthopaedics | Total knee replacement (TKR) | TKR tibial insert | TKR tibial insert - Unconstrained - Crosslinked polyethylene | STRYKER HOWMEDICA OSTEONICS | TRIATHLON CR X3 INSERT #8 19MM | 5530G819E | Standalone | DE0018575 | Active patients aged 65 years and younger
Orthopaedics | Total knee replacement (TKR) | TKR tibial insert | TKR tibial insert - Unconstrained - Crosslinked polyethylene | STRYKER HOWMEDICA OSTEONICS | TRIATHLON PS X3 INSERT #1 9MM | 5532G109E | Standalone | DE0018575 | Active patients aged 65 years and younger
Orthopaedics | Total knee replacement (TKR) | TKR tibial insert | TKR tibial insert - Unconstrained - Crosslinked polyethylene | STRYKER HOWMEDICA OSTEONICS | TRIATHLON PS X3 INSERT #1 11MM | 5532G111E | Standalone | DE0018575 | Active patients aged 65 years and younger
Orthopaedics | Total knee replacement (TKR) | TKR tibial insert | TKR tibial insert - Unconstrained - Crosslinked polyethylene | STRYKER HOWMEDICA OSTEONICS | TRIATHLON PS X3 INSERT #1 13MM | 5532G113E | Standalone | DE0018575 | Active patients aged 65 years and younger
Orthopaedics | Total knee replacement (TKR) | TKR tibial insert | TKR tibial insert - Unconstrained - Crosslinked polyethylene | STRYKER HOWMEDICA OSTEONICS | TRIATHLON PS X3 INSERT #1 16MM | 5532G116E | Standalone | DE0018575 | Active patients aged 65 years and younger
Orthopaedics | Total knee replacement (TKR) | TKR tibial insert | TKR tibial insert - Unconstrained - Crosslinked polyethylene | STRYKER HOWMEDICA OSTEONICS | TRIATHLON PS X3 INSERT #1 19MM | 5532G119E | Standalone | DE0018575 | Active patients aged 65 years and younger
Orthopaedics | Total knee replacement (TKR) | TKR tibial insert | TKR tibial insert - Unconstrained - Crosslinked polyethylene | STRYKER HOWMEDICA OSTEONICS | TRIATHLON PS X3 INSERT #1 22MM | 5532G122E | Standalone | DE0018575 | Active patients aged 65 years and younger
Orthopaedics | Total knee replacement (TKR) | TKR tibial insert | TKR tibial insert - Unconstrained - Crosslinked polyethylene | STRYKER HOWMEDICA OSTEONICS | TRIATHLON PS X3 INSERT #2 9MM | 5532G209E | Standalone | DE0018575 | Active patients aged 65 years and younger
Orthopaedics | Total knee replacement (TKR) | TKR tibial insert | TKR tibial insert - Unconstrained - Crosslinked polyethylene | STRYKER HOWMEDICA OSTEONICS | TRIATHLON PS X3 INSERT #2 11MM | 5532G211E | Standalone | DE0018575 | Active patients aged 65 years and younger
Orthopaedics | Total knee replacement (TKR) | TKR tibial insert | TKR tibial insert - Unconstrained - Crosslinked polyethylene | STRYKER HOWMEDICA OSTEONICS | TRIATHLON PS X3 INSERT #2 13MM | 5532G213E | Standalone | DE0018575 | Active patients aged 65 years and younger
Orthopaedics | Total knee replacement (TKR) | TKR tibial insert | TKR tibial insert - Unconstrained - Crosslinked polyethylene | STRYKER HOWMEDICA OSTEONICS | TRIATHLON PS X3 INSERT #2 16MM | 5532G216E | Standalone | DE0018575 | Active patients aged 65 years and younger
Orthopaedics | Total knee replacement (TKR) | TKR tibial insert | TKR tibial insert - Unconstrained - Crosslinked polyethylene | STRYKER HOWMEDICA OSTEONICS | TRIATHLON PS X3 INSERT #2 19MM | 5532G219E | Standalone | DE0018575 | Active patients aged 65 years and younger
Orthopaedics | Total knee replacement (TKR) | TKR tibial insert | TKR tibial insert - Unconstrained - Crosslinked polyethylene | STRYKER HOWMEDICA OSTEONICS | TRIATHLON PS X3 INSERT #2 22MM | 5532G222E | Standalone | DE0018575 | Active patients aged 65 years and younger
Orthopaedics | Total knee replacement (TKR) | TKR tibial insert | TKR tibial insert - Unconstrained - Crosslinked polyethylene | STRYKER HOWMEDICA OSTEONICS | TRIATHLON PS X3 INSERT #3 9MM | 5532G309E | Standalone | DE0018575 | Active patients aged 65 years and younger
Orthopaedics | Total knee replacement (TKR) | TKR tibial insert | TKR tibial insert - Unconstrained - Crosslinked polyethylene | STRYKER HOWMEDICA OSTEONICS | TRIATHLON PS X3 INSERT #3 11MM | 5532G311E | Standalone | DE0018575 | Active patients aged 65 years and younger
Orthopaedics | Total knee replacement (TKR) | TKR tibial insert | TKR tibial insert - Unconstrained - Crosslinked polyethylene | STRYKER HOWMEDICA OSTEONICS | TRIATHLON PS X3 INSERT #3 13MM | 5532G313E | Standalone | DE0018575 | Active patients aged 65 years and younger
Orthopaedics | Total knee replacement (TKR) | TKR tibial insert | TKR tibial insert - Unconstrained - Crosslinked polyethylene | STRYKER HOWMEDICA OSTEONICS | TRIATHLON PS X3 INSERT #3 16MM | 5532G316E | Standalone | DE0018575 | Active patients aged 65 years and younger
Orthopaedics | Total knee replacement (TKR) | TKR tibial insert | TKR tibial insert - Unconstrained - Crosslinked polyethylene | STRYKER HOWMEDICA OSTEONICS | TRIATHLON PS X3 INSERT #3 19MM | 5532G319E | Standalone | DE0018575 | Active patients aged 65 years and younger
Orthopaedics | Total knee replacement (TKR) | TKR tibial insert | TKR tibial insert - Unconstrained - Crosslinked polyethylene | STRYKER HOWMEDICA OSTEONICS | TRIATHLON PS X3 INSERT #3 22MM | 5532G322E | Standalone | DE0018575 | Active patients aged 65 years and younger
Orthopaedics | Total knee replacement (TKR) | TKR tibial insert | TKR tibial insert - Unconstrained - Crosslinked polyethylene | STRYKER HOWMEDICA OSTEONICS | TRIATHLON PS X3 INSERT #4 13MM | 5532G413E | Standalone | DE0018575 | Active patients aged 65 years and younger
Orthopaedics | Total knee replacement (TKR) | TKR tibial insert | TKR tibial insert - Unconstrained - Crosslinked polyethylene | STRYKER HOWMEDICA OSTEONICS | TRIATHLON PS X3 INSERT #4 16MM | 5532G416E | Standalone | DE0018575 | Active patients aged 65 years and younger
Orthopaedics | Total knee replacement (TKR) | TKR tibial insert | TKR tibial insert - Unconstrained - Crosslinked polyethylene | STRYKER HOWMEDICA OSTEONICS | TRIATHLON PS X3 INSERT #4 19MM | 5532G419E | Standalone | DE0018575 | Active patients aged 65 years and younger
Orthopaedics | Total knee replacement (TKR) | TKR tibial insert | TKR tibial insert - Unconstrained - Crosslinked polyethylene | STRYKER HOWMEDICA OSTEONICS | TRIATHLON PS X3 INSERT #4 22MM | 5532G422E | Standalone | DE0018575 | Active patients aged 65 years and younger
Orthopaedics | Total knee replacement (TKR) | TKR tibial insert | TKR tibial insert - Unconstrained - Crosslinked polyethylene | STRYKER HOWMEDICA OSTEONICS | TRIATHLON PS X3 INSERT #5 9MM | 5532G509E | Standalone | DE0018575 | Active patients aged 65 years and younger
Orthopaedics | Total knee replacement (TKR) | TKR tibial insert | TKR tibial insert - Unconstrained - Crosslinked polyethylene | STRYKER HOWMEDICA OSTEONICS | TRIATHLON PS X3 INSERT #5 11MM | 5532G511E | Standalone | DE0018575 | Active patients aged 65 years and younger
Orthopaedics | Total knee replacement (TKR) | TKR tibial insert | TKR tibial insert - Unconstrained - Crosslinked polyethylene | STRYKER HOWMEDICA OSTEONICS | TRIATHLON PS X3 INSERT #5 13MM | 5532G513E | Standalone | DE0018575 | Active patients aged 65 years and younger
Orthopaedics | Total knee replacement (TKR) | TKR tibial insert | TKR tibial insert - Unconstrained - Crosslinked polyethylene | STRYKER HOWMEDICA OSTEONICS | TRIATHLON PS X3 INSERT #5 16MM | 5532G516E | Standalone | DE0018575 | Active patients aged 65 years and younger
Orthopaedics | Total knee replacement (TKR) | TKR tibial insert | TKR tibial insert - Unconstrained - Crosslinked polyethylene | STRYKER HOWMEDICA OSTEONICS | TRIATHLON PS X3 INSERT #5 19MM | 5532G519E | Standalone | DE0018575 | Active patients aged 65 years and younger
Orthopaedics | Total knee replacement (TKR) | TKR tibial insert | TKR tibial insert - Unconstrained - Crosslinked polyethylene | STRYKER HOWMEDICA OSTEONICS | TRIATHLON PS X3 INSERT #5 22MM | 5532G522E | Standalone | DE0018575 | Active patients aged 65 years and younger
Orthopaedics | Total knee replacement (TKR) | TKR tibial insert | TKR tibial insert - Unconstrained - Crosslinked polyethylene | STRYKER HOWMEDICA OSTEONICS | TRIATHLON PS X3 INSERT #6 9MM | 5532G609E | Standalone | DE0018575 | Active patients aged 65 years and younger
Orthopaedics | Total knee replacement (TKR) | TKR tibial insert | TKR tibial insert - Unconstrained - Crosslinked polyethylene | STRYKER HOWMEDICA OSTEONICS | TRIATHLON PS X3 INSERT #6 11MM | 5532G611E | Standalone | DE0018575 | Active patients aged 65 years and younger
Orthopaedics | Total knee replacement (TKR) | TKR tibial insert | TKR tibial insert - Unconstrained - Crosslinked polyethylene | STRYKER HOWMEDICA OSTEONICS | TRIATHLON PS X3 INSERT #6 13MM | 5532G613E | Standalone | DE0018575 | Active patients aged 65 years and younger
Orthopaedics | Total knee replacement (TKR) | TKR tibial insert | TKR tibial insert - Unconstrained - Crosslinked polyethylene | STRYKER HOWMEDICA OSTEONICS | TRIATHLON PS X3 INSERT #6 16MM | 5532G616E | Standalone | DE0018575 | Active patients aged 65 years and younger
Orthopaedics | Total knee replacement (TKR) | TKR tibial insert | TKR tibial insert - Unconstrained - Crosslinked polyethylene | STRYKER HOWMEDICA OSTEONICS | TRIATHLON PS X3 INSERT #6 19MM | 5532G619E | Standalone | DE0018575 | Active patients aged 65 years and younger
Orthopaedics | Total knee replacement (TKR) | TKR tibial insert | TKR tibial insert - Unconstrained - Crosslinked polyethylene | STRYKER HOWMEDICA OSTEONICS | TRIATHLON PS X3 INSERT #6 22MM | 5532G622E | Standalone | DE0018575 | Active patients aged 65 years and younger
Orthopaedics | Total knee replacement (TKR) | TKR tibial insert | TKR tibial insert - Unconstrained - Crosslinked polyethylene | STRYKER HOWMEDICA OSTEONICS | TRIATHLON PS X3 INSERT #7 9MM | 5532G709E | Standalone | DE0018575 | Active patients aged 65 years and younger
Orthopaedics | Total knee replacement (TKR) | TKR tibial insert | TKR tibial insert - Unconstrained - Crosslinked polyethylene | STRYKER HOWMEDICA OSTEONICS | TRIATHLON PS X3 INSERT #7 11MM | 5532G711E | Standalone | DE0018575 | Active patients aged 65 years and younger
Orthopaedics | Total knee replacement (TKR) | TKR tibial insert | TKR tibial insert - Unconstrained - Crosslinked polyethylene | STRYKER HOWMEDICA OSTEONICS | TRIATHLON PS X3 INSERT #7 13MM | 5532G713E | Standalone | DE0018575 | Active patients aged 65 years and younger
Orthopaedics | Total knee replacement (TKR) | TKR tibial insert | TKR tibial insert - Unconstrained - Crosslinked polyethylene | STRYKER HOWMEDICA OSTEONICS | TRIATHLON PS X3 INSERT #7 16MM | 5532G716E | Standalone | DE0018575 | Active patients aged 65 years and younger
Orthopaedics | Total knee replacement (TKR) | TKR tibial insert | TKR tibial insert - Unconstrained - Crosslinked polyethylene | STRYKER HOWMEDICA OSTEONICS | TRIATHLON PS X3 INSERT #7 19MM | 5532G719E | Standalone | DE0018575 | Active patients aged 65 years and younger
Orthopaedics | Total knee replacement (TKR) | TKR tibial insert | TKR tibial insert - Unconstrained - Crosslinked polyethylene | STRYKER HOWMEDICA OSTEONICS | TRIATHLON PS X3 INSERT #7 22MM | 5532G722E | Standalone | DE0018575 | Active patients aged 65 years and younger
Orthopaedics | Total knee replacement (TKR) | TKR tibial insert | TKR tibial insert - Unconstrained - Crosslinked polyethylene | STRYKER HOWMEDICA OSTEONICS | TRIATHLON PS X3 INSERT #8 9MM | 5532G809E | Standalone | DE0018575 | Active patients aged 65 years and younger
Orthopaedics | Total knee replacement (TKR) | TKR tibial insert | TKR tibial insert - Unconstrained - Crosslinked polyethylene | STRYKER HOWMEDICA OSTEONICS | TRIATHLON PS X3 INSERT #8 11MM | 5532G811E | Standalone | DE0018575 | Active patients aged 65 years and younger
Orthopaedics | Total knee replacement (TKR) | TKR tibial insert | TKR tibial insert - Unconstrained - Crosslinked polyethylene | STRYKER HOWMEDICA OSTEONICS | TRIATHLON PS X3 INSERT #8 13MM | 5532G813E | Standalone | DE0018575 | Active patients aged 65 years and younger
Orthopaedics | Total knee replacement (TKR) | TKR tibial insert | TKR tibial insert - Unconstrained - Crosslinked polyethylene | STRYKER HOWMEDICA OSTEONICS | TRIATHLON PS X3 INSERT #8 16MM | 5532G816E | Standalone | DE0018575 | Active patients aged 65 years and younger
Orthopaedics | Total knee replacement (TKR) | TKR tibial insert | TKR tibial insert - Unconstrained - Crosslinked polyethylene | STRYKER HOWMEDICA OSTEONICS | TRIATHLON PS X3 INSERT #8 19MM | 5532G819E | Standalone | DE0018575 | Active patients aged 65 years and younger
Orthopaedics | Total knee replacement (TKR) | TKR tibial insert | TKR tibial insert - Unconstrained - Crosslinked polyethylene | STRYKER HOWMEDICA OSTEONICS | TRIATHLON PS X3 INSERT #8 22MM | 5532G822E | Standalone | DE0018575 | Active patients aged 65 years and younger
Orthopaedics | Total knee replacement (TKR) | TKR tibial insert | TKR tibial insert - Unconstrained - Crosslinked polyethylene | STRYKER HOWMEDICA OSTEONICS | X3 TRIATHLON INSERT CR #1 10MM | 5530G110E | Standalone | DE0018575 | Active patients aged 65 years and younger
Orthopaedics | Total knee replacement (TKR) | TKR tibial insert | TKR tibial insert - Unconstrained - Crosslinked polyethylene | STRYKER HOWMEDICA OSTEONICS | X3 TRIATHLON INSERT CR #1 12MM | 5530G112E | Standalone | DE0018575 | Active patients aged 65 years and younger
Orthopaedics | Total knee replacement (TKR) | TKR tibial insert | TKR tibial insert - Unconstrained - Crosslinked polyethylene | STRYKER HOWMEDICA OSTEONICS | X3 TRIATHLON INSERT CR #1 14MM | 5530G114E | Standalone | DE0018575 | Active patients aged 65 years and younger
Orthopaedics | Total knee replacement (TKR) | TKR tibial insert | TKR tibial insert - Unconstrained - Crosslinked polyethylene | STRYKER HOWMEDICA OSTEONICS | X3 TRIATHLON INSERT CR #2 10MM | 5530G210E | Standalone | DE0018575 | Active patients aged 65 years and younger
Orthopaedics | Total knee replacement (TKR) | TKR tibial insert | TKR tibial insert - Unconstrained - Crosslinked polyethylene | STRYKER HOWMEDICA OSTEONICS | X3 TRIATHLON INSERT CR #2 12MM | 5530G212E | Standalone | DE0018575 | Active patients aged 65 years and younger
Orthopaedics | Total knee replacement (TKR) | TKR tibial insert | TKR tibial insert - Unconstrained - Crosslinked polyethylene | STRYKER HOWMEDICA OSTEONICS | X3 TRIATHLON INSERT CR #2 14MM | 5530G214E | Standalone | DE0018575 | Active patients aged 65 years and younger
Orthopaedics | Total knee replacement (TKR) | TKR tibial insert | TKR tibial insert - Unconstrained - Crosslinked polyethylene | STRYKER HOWMEDICA OSTEONICS | X3 TRIATHLON INSERT CR #3 10MM | 5530G310E | Standalone | DE0018575 | Active patients aged 65 years and younger
Orthopaedics | Total knee replacement (TKR) | TKR tibial insert | TKR tibial insert - Unconstrained - Crosslinked polyethylene | STRYKER HOWMEDICA OSTEONICS | X3 TRIATHLON INSERT CR #3 12MM | 5530G312E | Standalone | DE0018575 | Active patients aged 65 years and younger
Orthopaedics | Total knee replacement (TKR) | TKR tibial insert | TKR tibial insert - Unconstrained - Crosslinked polyethylene | STRYKER HOWMEDICA OSTEONICS | X3 TRIATHLON INSERT CR #3 14MM | 5530G314E | Standalone | DE0018575 | Active patients aged 65 years and younger
Orthopaedics | Total knee replacement (TKR) | TKR tibial insert | TKR tibial insert - Unconstrained - Crosslinked polyethylene | STRYKER HOWMEDICA OSTEONICS | X3 TRIATHLON INSERT CR #4 10MM | 5530G410E | Standalone | DE0018575 | Active patients aged 65 years and younger
Orthopaedics | Total knee replacement (TKR) | TKR tibial insert | TKR tibial insert - Unconstrained - Crosslinked polyethylene | STRYKER HOWMEDICA OSTEONICS | X3 TRIATHLON INSERT CR #4 12MM | 5530G412E | Standalone | DE0018575 | Active patients aged 65 years and younger
Orthopaedics | Total knee replacement (TKR) | TKR tibial insert | TKR tibial insert - Unconstrained - Crosslinked polyethylene | STRYKER HOWMEDICA OSTEONICS | X3 TRIATHLON INSERT CR #4 14MM | 5530G414E | Standalone | DE0018575 | Active patients aged 65 years and younger
Orthopaedics | Total knee replacement (TKR) | TKR tibial insert | TKR tibial insert - Unconstrained - Crosslinked polyethylene | STRYKER HOWMEDICA OSTEONICS | X3 TRIATHLON INSERT CR #5 10MM | 5530G510E | Standalone | DE0018575 | Active patients aged 65 years and younger
Orthopaedics | Total knee replacement (TKR) | TKR tibial insert | TKR tibial insert - Unconstrained - Crosslinked polyethylene | STRYKER HOWMEDICA OSTEONICS | X3 TRIATHLON INSERT CR #5 12MM | 5530G512E | Standalone | DE0018575 | Active patients aged 65 years and younger
Orthopaedics | Total knee replacement (TKR) | TKR tibial insert | TKR tibial insert - Unconstrained - Crosslinked polyethylene | STRYKER HOWMEDICA OSTEONICS | X3 TRIATHLON INSERT CR #5 14MM | 5530G514E | Standalone | DE0018575 | Active patients aged 65 years and younger
Orthopaedics | Total knee replacement (TKR) | TKR tibial insert | TKR tibial insert - Unconstrained - Crosslinked polyethylene | STRYKER HOWMEDICA OSTEONICS | X3 TRIATHLON INSERT CR #6 10MM | 5530G610E | Standalone | DE0018575 | Active patients aged 65 years and younger
Orthopaedics | Total knee replacement (TKR) | TKR tibial insert | TKR tibial insert - Unconstrained - Crosslinked polyethylene | STRYKER HOWMEDICA OSTEONICS | X3 TRIATHLON INSERT CR #6 12MM | 5530G612E | Standalone | DE0018575 | Active patients aged 65 years and younger
Orthopaedics | Total knee replacement (TKR) | TKR tibial insert | TKR tibial insert - Unconstrained - Crosslinked polyethylene | STRYKER HOWMEDICA OSTEONICS | X3 TRIATHLON INSERT CR #6 14MM | 5530G614E | Standalone | DE0018575 | Active patients aged 65 years and younger
Orthopaedics | Total knee replacement (TKR) | TKR tibial insert | TKR tibial insert - Unconstrained - Crosslinked polyethylene | STRYKER HOWMEDICA OSTEONICS | X3 TRIATHLON INSERT CR #7 10MM | 5530G710E | Standalone | DE0018575 | Active patients aged 65 years and younger
Orthopaedics | Total knee replacement (TKR) | TKR tibial insert | TKR tibial insert - Unconstrained - Crosslinked polyethylene | STRYKER HOWMEDICA OSTEONICS | X3 TRIATHLON INSERT CR #7 12MM | 5530G712E | Standalone | DE0018575 | Active patients aged 65 years and younger
Orthopaedics | Total knee replacement (TKR) | TKR tibial insert | TKR tibial insert - Unconstrained - Crosslinked polyethylene | STRYKER HOWMEDICA OSTEONICS | X3 TRIATHLON INSERT CR #7 14MM | 5530G714E | Standalone | DE0018575 | Active patients aged 65 years and younger
Orthopaedics | Total knee replacement (TKR) | TKR tibial insert | TKR tibial insert - Unconstrained - Crosslinked polyethylene | STRYKER HOWMEDICA OSTEONICS | X3 TRIATHLON INSERT CR #8 10MM | 5530G810E | Standalone | DE0018575 | Active patients aged 65 years and younger
Orthopaedics | Total knee replacement (TKR) | TKR tibial insert | TKR tibial insert - Unconstrained - Crosslinked polyethylene | STRYKER HOWMEDICA OSTEONICS | X3 TRIATHLON INSERT CR #8 12MM | 5530G812E | Standalone | DE0018575 | Active patients aged 65 years and younger
Orthopaedics | Total knee replacement (TKR) | TKR tibial insert | TKR tibial insert - Unconstrained - Crosslinked polyethylene | STRYKER HOWMEDICA OSTEONICS | X3 TRIATHLON INSERT CR #8 14MM | 5530G814E | Standalone | DE0018575 | Active patients aged 65 years and younger
Orthopaedics | Total knee replacement (TKR) | TKR tibial insert | TKR tibial insert - Unconstrained - Crosslinked polyethylene | STRYKER HOWMEDICA OSTEONICS | X3 TRIATHLON INSERT CS #1 10MM | 5531G110E | Standalone | DE0018575 | Active patients aged 65 years and younger
Orthopaedics | Total knee replacement (TKR) | TKR tibial insert | TKR tibial insert - Unconstrained - Crosslinked polyethylene | STRYKER HOWMEDICA OSTEONICS | X3 TRIATHLON INSERT CS #1 12MM | 5531G112E | Standalone | DE0018575 | Active patients aged 65 years and younger
Orthopaedics | Total knee replacement (TKR) | TKR tibial insert | TKR tibial insert - Unconstrained - Crosslinked polyethylene | STRYKER HOWMEDICA OSTEONICS | X3 TRIATHLON INSERT CS #1 14MM | 5531G114E | Standalone | DE0018575 | Active patients aged 65 years and younger
Orthopaedics | Total knee replacement (TKR) | TKR tibial insert | TKR tibial insert - Unconstrained - Crosslinked polyethylene | STRYKER HOWMEDICA OSTEONICS | X3 TRIATHLON INSERT CS #2 10MM | 5531G210E | Standalone | DE0018575 | Active patients aged 65 years and younger
Orthopaedics | Total knee replacement (TKR) | TKR tibial insert | TKR tibial insert - Unconstrained - Crosslinked polyethylene | STRYKER HOWMEDICA OSTEONICS | X3 TRIATHLON INSERT CS #2 12MM | 5531G212E | Standalone | DE0018575 | Active patients aged 65 years and younger
Orthopaedics | Total knee replacement (TKR) | TKR tibial insert | TKR tibial insert - Unconstrained - Crosslinked polyethylene | STRYKER HOWMEDICA OSTEONICS | X3 TRIATHLON INSERT CS #2 14MM | 5531G214E | Standalone | DE0018575 | Active patients aged 65 years and younger
Orthopaedics | Total knee replacement (TKR) | TKR tibial insert | TKR tibial insert - Unconstrained - Crosslinked polyethylene | STRYKER HOWMEDICA OSTEONICS | X3 TRIATHLON INSERT CS #3 10MM | 5531G310E | Standalone | DE0018575 | Active patients aged 65 years and younger
Orthopaedics | Total knee replacement (TKR) | TKR tibial insert | TKR tibial insert - Unconstrained - Crosslinked polyethylene | STRYKER HOWMEDICA OSTEONICS | X3 TRIATHLON INSERT CS #3 12MM | 5531G312E | Standalone | DE0018575 | Active patients aged 65 years and younger
Orthopaedics | Total knee replacement (TKR) | TKR tibial insert | TKR tibial insert - Unconstrained - Crosslinked polyethylene | STRYKER HOWMEDICA OSTEONICS | X3 TRIATHLON INSERT CS #3 14MM | 5531G314E | Standalone | DE0018575 | Active patients aged 65 years and younger
Orthopaedics | Total knee replacement (TKR) | TKR tibial insert | TKR tibial insert - Unconstrained - Crosslinked polyethylene | STRYKER HOWMEDICA OSTEONICS | X3 TRIATHLON INSERT CS #4 10MM | 5531G410E | Standalone | DE0018575 | Active patients aged 65 years and younger
Orthopaedics | Total knee replacement (TKR) | TKR tibial insert | TKR tibial insert - Unconstrained - Crosslinked polyethylene | STRYKER HOWMEDICA OSTEONICS | X3 TRIATHLON INSERT CS #4 12MM | 5531G412E | Standalone | DE0018575 | Active patients aged 65 years and younger
Orthopaedics | Total knee replacement (TKR) | TKR tibial insert | TKR tibial insert - Unconstrained - Crosslinked polyethylene | STRYKER HOWMEDICA OSTEONICS | X3 TRIATHLON INSERT CS #4 14MM | 5531G414E | Standalone | DE0018575 | Active patients aged 65 years and younger
Orthopaedics | Total knee replacement (TKR) | TKR tibial insert | TKR tibial insert - Unconstrained - Crosslinked polyethylene | STRYKER HOWMEDICA OSTEONICS | X3 TRIATHLON INSERT CS #5 10MM | 5531G510E | Standalone | DE0018575 | Active patients aged 65 years and younger
Orthopaedics | Total knee replacement (TKR) | TKR tibial insert | TKR tibial insert - Unconstrained - Crosslinked polyethylene | STRYKER HOWMEDICA OSTEONICS | X3 TRIATHLON INSERT CS #5 12MM | 5531G512E | Standalone | DE0018575 | Active patients aged 65 years and younger
Orthopaedics | Total knee replacement (TKR) | TKR tibial insert | TKR tibial insert - Unconstrained - Crosslinked polyethylene | STRYKER HOWMEDICA OSTEONICS | X3 TRIATHLON INSERT CS #5 14MM | 5531G514E | Standalone | DE0018575 | Active patients aged 65 years and younger
Orthopaedics | Total knee replacement (TKR) | TKR tibial insert | TKR tibial insert - Unconstrained - Crosslinked polyethylene | STRYKER HOWMEDICA OSTEONICS | X3 TRIATHLON INSERT CS #6 10MM | 5531G610E | Standalone | DE0018575 | Active patients aged 65 years and younger
Orthopaedics | Total knee replacement (TKR) | TKR tibial insert | TKR tibial insert - Unconstrained - Crosslinked polyethylene | STRYKER HOWMEDICA OSTEONICS | X3 TRIATHLON INSERT CS #6 12MM | 5531G612E | Standalone | DE0018575 | Active patients aged 65 years and younger
Orthopaedics | Total knee replacement (TKR) | TKR tibial insert | TKR tibial insert - Unconstrained - Crosslinked polyethylene | STRYKER HOWMEDICA OSTEONICS | X3 TRIATHLON INSERT CS #6 14MM | 5531G614E | Standalone | DE0018575 | Active patients aged 65 years and younger
Orthopaedics | Total knee replacement (TKR) | TKR tibial insert | TKR tibial insert - Unconstrained - Crosslinked polyethylene | STRYKER HOWMEDICA OSTEONICS | X3 TRIATHLON INSERT CS #7 10MM | 5531G710E | Standalone | DE0018575 | Active patients aged 65 years and younger
Orthopaedics | Total knee replacement (TKR) | TKR tibial insert | TKR tibial insert - Unconstrained - Crosslinked polyethylene | STRYKER HOWMEDICA OSTEONICS | X3 TRIATHLON INSERT CS #7 12MM | 5531G712E | Standalone | DE0018575 | Active patients aged 65 years and younger
Orthopaedics | Total knee replacement (TKR) | TKR tibial insert | TKR tibial insert - Unconstrained - Crosslinked polyethylene | STRYKER HOWMEDICA OSTEONICS | X3 TRIATHLON INSERT CS #7 14MM | 5531G714E | Standalone | DE0018575 | Active patients aged 65 years and younger
Orthopaedics | Total knee replacement (TKR) | TKR tibial insert | TKR tibial insert - Unconstrained - Crosslinked polyethylene | STRYKER HOWMEDICA OSTEONICS | X3 TRIATHLON INSERT CS #8 10MM | 5531G810E | Standalone | DE0018575 | Active patients aged 65 years and younger
Orthopaedics | Total knee replacement (TKR) | TKR tibial insert | TKR tibial insert - Unconstrained - Crosslinked polyethylene | STRYKER HOWMEDICA OSTEONICS | X3 TRIATHLON INSERT CS #8 12MM | 5531G812E | Standalone | DE0018575 | Active patients aged 65 years and younger
Orthopaedics | Total knee replacement (TKR) | TKR tibial insert | TKR tibial insert - Unconstrained - Crosslinked polyethylene | STRYKER HOWMEDICA OSTEONICS | X3 TRIATHLON INSERT CS #8 14MM | 5531G814E | Standalone | DE0018575 | Active patients aged 65 years and younger
Orthopaedics | Total knee replacement (TKR) | TKR tibial insert | TKR tibial insert - Unconstrained - Crosslinked polyethylene | STRYKER HOWMEDICA OSTEONICS | X3 TRIATHLON INSERT PS #1 10MM | 5532G110E | Standalone | DE0018575 | Active patients aged 65 years and younger
Orthopaedics | Total knee replacement (TKR) | TKR tibial insert | TKR tibial insert - Unconstrained - Crosslinked polyethylene | STRYKER HOWMEDICA OSTEONICS | X3 TRIATHLON INSERT PS #1 12MM | 5532G112E | Standalone | DE0018575 | Active patients aged 65 years and younger
Orthopaedics | Total knee replacement (TKR) | TKR tibial insert | TKR tibial insert - Unconstrained - Crosslinked polyethylene | STRYKER HOWMEDICA OSTEONICS | X3 TRIATHLON INSERT PS #1 14MM | 5532G114E | Standalone | DE0018575 | Active patients aged 65 years and younger
Orthopaedics | Total knee replacement (TKR) | TKR tibial insert | TKR tibial insert - Unconstrained - Crosslinked polyethylene | STRYKER HOWMEDICA OSTEONICS | X3 TRIATHLON INSERT PS #2 10MM | 5532G210E | Standalone | DE0018575 | Active patients aged 65 years and younger
Orthopaedics | Total knee replacement (TKR) | TKR tibial insert | TKR tibial insert - Unconstrained - Crosslinked polyethylene | STRYKER HOWMEDICA OSTEONICS | X3 TRIATHLON INSERT PS #2 12MM | 5532G212E | Standalone | DE0018575 | Active patients aged 65 years and younger
Orthopaedics | Total knee replacement (TKR) | TKR tibial insert | TKR tibial insert - Unconstrained - Crosslinked polyethylene | STRYKER HOWMEDICA OSTEONICS | X3 TRIATHLON INSERT PS #2 14MM | 5532G214E | Standalone | DE0018575 | Active patients aged 65 years and younger
Orthopaedics | Total knee replacement (TKR) | TKR tibial insert | TKR tibial insert - Unconstrained - Crosslinked polyethylene | STRYKER HOWMEDICA OSTEONICS | X3 TRIATHLON INSERT PS #3 10MM | 5532G310E | Standalone | DE0018575 | Active patients aged 65 years and younger
Orthopaedics | Total knee replacement (TKR) | TKR tibial insert | TKR tibial insert - Unconstrained - Crosslinked polyethylene | STRYKER HOWMEDICA OSTEONICS | X3 TRIATHLON INSERT PS #3 12MM | 5532G312E | Standalone | DE0018575 | Active patients aged 65 years and younger
Orthopaedics | Total knee replacement (TKR) | TKR tibial insert | TKR tibial insert - Unconstrained - Crosslinked polyethylene | STRYKER HOWMEDICA OSTEONICS | X3 TRIATHLON INSERT PS #3 14MM | 5532G314E | Standalone | DE0018575 | Active patients aged 65 years and younger
Orthopaedics | Total knee replacement (TKR) | TKR tibial insert | TKR tibial insert - Unconstrained - Crosslinked polyethylene | STRYKER HOWMEDICA OSTEONICS | X3 TRIATHLON INSERT PS #4 10MM | 5532G410E | Standalone | DE0018575 | Active patients aged 65 years and younger
Orthopaedics | Total knee replacement (TKR) | TKR tibial insert | TKR tibial insert - Unconstrained - Crosslinked polyethylene | STRYKER HOWMEDICA OSTEONICS | X3 TRIATHLON INSERT PS #4 12MM | 5532G412E | Standalone | DE0018575 | Active patients aged 65 years and younger
Orthopaedics | Total knee replacement (TKR) | TKR tibial insert | TKR tibial insert - Unconstrained - Crosslinked polyethylene | STRYKER HOWMEDICA OSTEONICS | X3 TRIATHLON INSERT PS #4 14MM | 5532G414E | Standalone | DE0018575 | Active patients aged 65 years and younger
Orthopaedics | Total knee replacement (TKR) | TKR tibial insert | TKR tibial insert - Unconstrained - Crosslinked polyethylene | STRYKER HOWMEDICA OSTEONICS | X3 TRIATHLON INSERT PS #5 10MM | 5532G510E | Standalone | DE0018575 | Active patients aged 65 years and younger
Orthopaedics | Total knee replacement (TKR) | TKR tibial insert | TKR tibial insert - Unconstrained - Crosslinked polyethylene | STRYKER HOWMEDICA OSTEONICS | X3 TRIATHLON INSERT PS #5 12MM | 5532G512E | Standalone | DE0018575 | Active patients aged 65 years and younger
Orthopaedics | Total knee replacement (TKR) | TKR tibial insert | TKR tibial insert - Unconstrained - Crosslinked polyethylene | STRYKER HOWMEDICA OSTEONICS | X3 TRIATHLON INSERT PS #5 14MM | 5532G514E | Standalone | DE0018575 | Active patients aged 65 years and younger
Orthopaedics | Total knee replacement (TKR) | TKR tibial insert | TKR tibial insert - Unconstrained - Crosslinked polyethylene | STRYKER HOWMEDICA OSTEONICS | X3 TRIATHLON INSERT PS #6 10MM | 5532G610E | Standalone | DE0018575 | Active patients aged 65 years and younger
Orthopaedics | Total knee replacement (TKR) | TKR tibial insert | TKR tibial insert - Unconstrained - Crosslinked polyethylene | STRYKER HOWMEDICA OSTEONICS | X3 TRIATHLON INSERT PS #6 12MM | 5532G612E | Standalone | DE0018575 | Active patients aged 65 years and younger
Orthopaedics | Total knee replacement (TKR) | TKR tibial insert | TKR tibial insert - Unconstrained - Crosslinked polyethylene | STRYKER HOWMEDICA OSTEONICS | X3 TRIATHLON INSERT PS #6 14MM | 5532G614E | Standalone | DE0018575 | Active patients aged 65 years and younger
Orthopaedics | Total knee replacement (TKR) | TKR tibial insert | TKR tibial insert - Unconstrained - Crosslinked polyethylene | STRYKER HOWMEDICA OSTEONICS | X3 TRIATHLON INSERT PS #7 10MM | 5532G710E | Standalone | DE0018575 | Active patients aged 65 years and younger
Orthopaedics | Total knee replacement (TKR) | TKR tibial insert | TKR tibial insert - Unconstrained - Crosslinked polyethylene | STRYKER HOWMEDICA OSTEONICS | X3 TRIATHLON INSERT PS #7 12MM | 5532G712E | Standalone | DE0018575 | Active patients aged 65 years and younger
Orthopaedics | Total knee replacement (TKR) | TKR tibial insert | TKR tibial insert - Unconstrained - Crosslinked polyethylene | STRYKER HOWMEDICA OSTEONICS | X3 TRIATHLON INSERT PS #7 14MM | 5532G714E | Standalone | DE0018575 | Active patients aged 65 years and younger
Orthopaedics | Total knee replacement (TKR) | TKR tibial insert | TKR tibial insert - Unconstrained - Crosslinked polyethylene | STRYKER HOWMEDICA OSTEONICS | X3 TRIATHLON INSERT PS #8 10MM | 5532G810E | Standalone | DE0018575 | Active patients aged 65 years and younger
Orthopaedics | Total knee replacement (TKR) | TKR tibial insert | TKR tibial insert - Unconstrained - Crosslinked polyethylene | STRYKER HOWMEDICA OSTEONICS | X3 TRIATHLON INSERT PS #8 12MM | 5532G812E | Standalone | DE0018575 | Active patients aged 65 years and younger
Orthopaedics | Total knee replacement (TKR) | TKR tibial insert | TKR tibial insert - Unconstrained - Crosslinked polyethylene | STRYKER HOWMEDICA OSTEONICS | X3 TRIATHLON INSERT PS #8 14MM | 5532G814E | Standalone | DE0018575 | Active patients aged 65 years and younger
Orthopaedics | Total knee replacement (TKR) | TKR tibial insert | TKR tibial insert - Unconstrained - Crosslinked polyethylene | STRYKER HOWMEDICA OSTEONICS | SCORPIO NRGX3 TIBIAL INSERT 3 X 8mm | 8270308 | Standalone | DE0004430 | Active patients aged 65 years and younger
Orthopaedics | Total knee replacement (TKR) | TKR tibial insert | TKR tibial insert - Unconstrained - Crosslinked polyethylene | STRYKER HOWMEDICA OSTEONICS | SCORPIO NRGX3 TIBIAL INSERT 3 X 10mm | 8270310 | Standalone | DE0004430 | Active patients aged 65 years and younger
Orthopaedics | Total knee replacement (TKR) | TKR tibial insert | TKR tibial insert - Unconstrained - Crosslinked polyethylene | STRYKER HOWMEDICA OSTEONICS | SCORPIO NRGX3 TIBIAL INSERT 3 X 12mm | 8270312 | Standalone | DE0004430 | Active patients aged 65 years and younger
Orthopaedics | Total knee replacement (TKR) | TKR tibial insert | TKR tibial insert - Unconstrained - Crosslinked polyethylene | STRYKER HOWMEDICA OSTEONICS | SCORPIO NRGX3 TIBIAL INSERT 3 X 15mm | 8270315 | Standalone | DE0004430 | Active patients aged 65 years and younger
Orthopaedics | Total knee replacement (TKR) | TKR tibial insert | TKR tibial insert - Unconstrained - Crosslinked polyethylene | STRYKER HOWMEDICA OSTEONICS | SCORPIO NRGX3 TIBIAL INSERT 3 X 18mm | 8270318 | Standalone | DE0004430 | Active patients aged 65 years and younger
Orthopaedics | Total knee replacement (TKR) | TKR tibial insert | TKR tibial insert - Unconstrained - Crosslinked polyethylene | STRYKER HOWMEDICA OSTEONICS | SCORPIO NRGX3 TIBIAL INSERT 3 X 21mm | 8270321 | Standalone | DE0004430 | Active patients aged 65 years and younger
Orthopaedics | Total knee replacement (TKR) | TKR tibial insert | TKR tibial insert - Unconstrained - Crosslinked polyethylene | STRYKER HOWMEDICA OSTEONICS | SCORPIO NRGX3 TIBIAL INSERT 3 X 24mm | 8270324 | Standalone | DE0004430 | Active patients aged 65 years and younger
Orthopaedics | Total knee replacement (TKR) | TKR tibial insert | TKR tibial insert - Unconstrained - Crosslinked polyethylene | STRYKER HOWMEDICA OSTEONICS | SCORPIO NRGX3 TIBIAL INSERT 5 X 8mm | 8270508 | Standalone | DE0004430 | Active patients aged 65 years and younger
Orthopaedics | Total knee replacement (TKR) | TKR tibial insert | TKR tibial insert - Unconstrained - Crosslinked polyethylene | STRYKER HOWMEDICA OSTEONICS | SCORPIO NRGX3 TIBIAL INSERT 5 X 10mm | 8270510 | Standalone | DE0004430 | Active patients aged 65 years and younger
Orthopaedics | Total knee replacement (TKR) | TKR tibial insert | TKR tibial insert - Unconstrained - Crosslinked polyethylene | STRYKER HOWMEDICA OSTEONICS | SCORPIO NRGX3 TIBIAL INSERT 5 X 12mm | 8270512 | Standalone | DE0004430 | Active patients aged 65 years and younger
Orthopaedics | Total knee replacement (TKR) | TKR tibial insert | TKR tibial insert - Unconstrained - Crosslinked polyethylene | STRYKER HOWMEDICA OSTEONICS | SCORPIO NRGX3 TIBIAL INSERT 5 X 15mm | 8270515 | Standalone | DE0004430 | Active patients aged 65 years and younger
Orthopaedics | Total knee replacement (TKR) | TKR tibial insert | TKR tibial insert - Unconstrained - Crosslinked polyethylene | STRYKER HOWMEDICA OSTEONICS | SCORPIO NRGX3 TIBIAL INSERT 5 X 18mm | 8270518 | Standalone | DE0004430 | Active patients aged 65 years and younger
Orthopaedics | Total knee replacement (TKR) | TKR tibial insert | TKR tibial insert - Unconstrained - Crosslinked polyethylene | STRYKER HOWMEDICA OSTEONICS | SCORPIO NRGX3 TIBIAL INSERT 5 X 21mm | 8270521 | Standalone | DE0004430 | Active patients aged 65 years and younger
Orthopaedics | Total knee replacement (TKR) | TKR tibial insert | TKR tibial insert - Unconstrained - Crosslinked polyethylene | STRYKER HOWMEDICA OSTEONICS | SCORPIO NRGX3 TIBIAL INSERT 5 X 24mm | 8270524 | Standalone | DE0004430 | Active patients aged 65 years and younger
Orthopaedics | Total knee replacement (TKR) | TKR tibial insert | TKR tibial insert - Unconstrained - Crosslinked polyethylene | STRYKER HOWMEDICA OSTEONICS | SCORPIO NRGX3 TIBIAL INSERT 7 X 8mm | 8270708 | Standalone | DE0004430 | Active patients aged 65 years and younger
Orthopaedics | Total knee replacement (TKR) | TKR tibial insert | TKR tibial insert - Unconstrained - Crosslinked polyethylene | STRYKER HOWMEDICA OSTEONICS | SCORPIO NRGX3 TIBIAL INSERT 7 X 10mm | 8270710 | Standalone | DE0004430 | Active patients aged 65 years and younger
Orthopaedics | Total knee replacement (TKR) | TKR tibial insert | TKR tibial insert - Unconstrained - Crosslinked polyethylene | STRYKER HOWMEDICA OSTEONICS | SCORPIO NRGX3 TIBIAL INSERT 7 X 12mm | 8270712 | Standalone | DE0004430 | Active patients aged 65 years and younger
Orthopaedics | Total knee replacement (TKR) | TKR tibial insert | TKR tibial insert - Unconstrained - Crosslinked polyethylene | STRYKER HOWMEDICA OSTEONICS | SCORPIO NRGX3 TIBIAL INSERT 7 X 15mm | 8270715 | Standalone | DE0004430 | Active patients aged 65 years and younger
Orthopaedics | Total knee replacement (TKR) | TKR tibial insert | TKR tibial insert - Unconstrained - Crosslinked polyethylene | STRYKER HOWMEDICA OSTEONICS | SCORPIO NRGX3 TIBIAL INSERT 7 X 18mm | 8270718 | Standalone | DE0004430 | Active patients aged 65 years and younger
Orthopaedics | Total knee replacement (TKR) | TKR tibial insert | TKR tibial insert - Unconstrained - Crosslinked polyethylene | STRYKER HOWMEDICA OSTEONICS | SCORPIO NRGX3 TIBIAL INSERT 7 X 21mm | 8270721 | Standalone | DE0004430 | Active patients aged 65 years and younger
Orthopaedics | Total knee replacement (TKR) | TKR tibial insert | TKR tibial insert - Unconstrained - Crosslinked polyethylene | STRYKER HOWMEDICA OSTEONICS | SCORPIO NRGX3 TIBIAL INSERT 7 X 24mm | 8270724 | Standalone | DE0004430 | Active patients aged 65 years and younger
Orthopaedics | Total knee replacement (TKR) | TKR tibial insert | TKR tibial insert - Unconstrained - Crosslinked polyethylene | STRYKER HOWMEDICA OSTEONICS | SCORPIO NRGX3 TIBIAL INSERT 9 X 8mm | 8270908 | Standalone | DE0004430 | Active patients aged 65 years and younger
Orthopaedics | Total knee replacement (TKR) | TKR tibial insert | TKR tibial insert - Unconstrained - Crosslinked polyethylene | STRYKER HOWMEDICA OSTEONICS | SCORPIO NRGX3 TIBIAL INSERT 9 X 10mm | 8270910 | Standalone | DE0004430 | Active patients aged 65 years and younger
Orthopaedics | Total knee replacement (TKR) | TKR tibial insert | TKR tibial insert - Unconstrained - Crosslinked polyethylene | STRYKER HOWMEDICA OSTEONICS | SCORPIO NRGX3 TIBIAL INSERT 9 X 12mm | 8270912 | Standalone | DE0004430 | Active patients aged 65 years and younger
Orthopaedics | Total knee replacement (TKR) | TKR tibial insert | TKR tibial insert - Unconstrained - Crosslinked polyethylene | STRYKER HOWMEDICA OSTEONICS | SCORPIO NRGX3 TIBIAL INSERT 9 X 15mm | 8270915 | Standalone | DE0004430 | Active patients aged 65 years and younger
Orthopaedics | Total knee replacement (TKR) | TKR tibial insert | TKR tibial insert - Unconstrained - Crosslinked polyethylene | STRYKER HOWMEDICA OSTEONICS | SCORPIO NRGX3 TIBIAL INSERT 9 X 18mm | 8270918 | Standalone | DE0004430 | Active patients aged 65 years and younger
Orthopaedics | Total knee replacement (TKR) | TKR tibial insert | TKR tibial insert - Unconstrained - Crosslinked polyethylene | STRYKER HOWMEDICA OSTEONICS | SCORPIO NRGX3 TIBIAL INSERT 9 X 21mm | 8270921 | Standalone | DE0004430 | Active patients aged 65 years and younger
Orthopaedics | Total knee replacement (TKR) | TKR tibial insert | TKR tibial insert - Unconstrained - Crosslinked polyethylene | STRYKER HOWMEDICA OSTEONICS | SCORPIO NRGX3 TIBIAL INSERT 9 X 24mm | 8270924 | Standalone | DE0004430 | Active patients aged 65 years and younger
Orthopaedics | Total knee replacement (TKR) | TKR tibial insert | TKR tibial insert - Unconstrained - Crosslinked polyethylene | STRYKER HOWMEDICA OSTEONICS | SCORPIO NRGX3 TIBIAL INSERT 11 X 8mm | 8271108 | Standalone | DE0004430 | Active patients aged 65 years and younger
Orthopaedics | Total knee replacement (TKR) | TKR tibial insert | TKR tibial insert - Unconstrained - Crosslinked polyethylene | STRYKER HOWMEDICA OSTEONICS | SCORPIO NRGX3 TIBIAL INSERT 11X 10mm | 8271110 | Standalone | DE0004430 | Active patients aged 65 years and younger
Orthopaedics | Total knee replacement (TKR) | TKR tibial insert | TKR tibial insert - Unconstrained - Crosslinked polyethylene | STRYKER HOWMEDICA OSTEONICS | SCORPIO NRGX3TIBIAL INSERT 11 X 12mm | 8271112 | Standalone | DE0004430 | Active patients aged 65 years and younger
Orthopaedics | Total knee replacement (TKR) | TKR tibial insert | TKR tibial insert - Unconstrained - Crosslinked polyethylene | STRYKER HOWMEDICA OSTEONICS | SCORPIO NRGX3 TIBIAL INSERT 11 X 15mm | 8271115 | Standalone | DE0004430 | Active patients aged 65 years and younger
Orthopaedics | Total knee replacement (TKR) | TKR tibial insert | TKR tibial insert - Unconstrained - Crosslinked polyethylene | STRYKER HOWMEDICA OSTEONICS | SCORPIO NRGX3 TIBIAL INSERT 11 X 18mm | 8271118 | Standalone | DE0004430 | Active patients aged 65 years and younger
Orthopaedics | Total knee replacement (TKR) | TKR tibial insert | TKR tibial insert - Unconstrained - Crosslinked polyethylene | STRYKER HOWMEDICA OSTEONICS | SCORPIO NRGX3 TIBIAL INSERT 11 X 21mm | 8271121 | Standalone | DE0004430 | Active patients aged 65 years and younger
Orthopaedics | Total knee replacement (TKR) | TKR tibial insert | TKR tibial insert - Unconstrained - Crosslinked polyethylene | STRYKER HOWMEDICA OSTEONICS | SCORPIO NRGX3 TIBIAL INSERT 11 X 24mm | 8271124 | Standalone | DE0004430 | Active patients aged 65 years and younger
Orthopaedics | Total knee replacement (TKR) | TKR tibial insert | TKR tibial insert - Unconstrained - Crosslinked polyethylene | STRYKER HOWMEDICA OSTEONICS | Scorpio NRG X3 CR Tibial Insert #3 8MM | 8260308 | Standalone | DE0004430 | Active patients aged 65 years and younger
Orthopaedics | Total knee replacement (TKR) | TKR tibial insert | TKR tibial insert - Unconstrained - Crosslinked polyethylene | STRYKER HOWMEDICA OSTEONICS | Scorpio NRG X3 CR Tibial Insert #3 10MM | 8260310 | Standalone | DE0004430 | Active patients aged 65 years and younger
Orthopaedics | Total knee replacement (TKR) | TKR tibial insert | TKR tibial insert - Unconstrained - Crosslinked polyethylene | STRYKER HOWMEDICA OSTEONICS | Scorpio NRG X3 CR Tibial Insert #3 12MM | 8260312 | Standalone | DE0004430 | Active patients aged 65 years and younger
Orthopaedics | Total knee replacement (TKR) | TKR tibial insert | TKR tibial insert - Unconstrained - Crosslinked polyethylene | STRYKER HOWMEDICA OSTEONICS | Scorpio NRG X3 CR Tibial Insert #3 15MM | 8260315 | Standalone | DE0004430 | Active patients aged 65 years and younger
Orthopaedics | Total knee replacement (TKR) | TKR tibial insert | TKR tibial insert - Unconstrained - Crosslinked polyethylene | STRYKER HOWMEDICA OSTEONICS | Scorpio NRG X3 CR Tibial Insert #3 18MM | 8260318 | Standalone | DE0004430 | Active patients aged 65 years and younger
Orthopaedics | Total knee replacement (TKR) | TKR tibial insert | TKR tibial insert - Unconstrained - Crosslinked polyethylene | STRYKER HOWMEDICA OSTEONICS | Scorpio NRG X3 CR Tibial Insert #5 8MM | 8260508 | Standalone | DE0004430 | Active patients aged 65 years and younger
Orthopaedics | Total knee replacement (TKR) | TKR tibial insert | TKR tibial insert - Unconstrained - Crosslinked polyethylene | STRYKER HOWMEDICA OSTEONICS | Scorpio NRG X3 CR Tibial Insert #5 10MM | 8260510 | Standalone | DE0004430 | Active patients aged 65 years and younger
Orthopaedics | Total knee replacement (TKR) | TKR tibial insert | TKR tibial insert - Unconstrained - Crosslinked polyethylene | STRYKER HOWMEDICA OSTEONICS | Scorpio NRG X3 CR Tibial Insert #5 12MM | 8260512 | Standalone | DE0004430 | Active patients aged 65 years and younger
Orthopaedics | Total knee replacement (TKR) | TKR tibial insert | TKR tibial insert - Unconstrained - Crosslinked polyethylene | STRYKER HOWMEDICA OSTEONICS | Scorpio NRG X3 CR Tibial Insert #5 15MM | 8260515 | Standalone | DE0004430 | Active patients aged 65 years and younger
Orthopaedics | Total knee replacement (TKR) | TKR tibial insert | TKR tibial insert - Unconstrained - Crosslinked polyethylene | STRYKER HOWMEDICA OSTEONICS | Scorpio NRG X3 CR Tibial Insert #5 18MM | 8260518 | Standalone | DE0004430 | Active patients aged 65 years and younger
Orthopaedics | Total knee replacement (TKR) | TKR tibial insert | TKR tibial insert - Unconstrained - Crosslinked polyethylene | STRYKER HOWMEDICA OSTEONICS | Scorpio NRG X3 CR Tibial Insert #7 8MM | 8260708 | Standalone | DE0004430 | Active patients aged 65 years and younger
Orthopaedics | Total knee replacement (TKR) | TKR tibial insert | TKR tibial insert - Unconstrained - Crosslinked polyethylene | STRYKER HOWMEDICA OSTEONICS | Scorpio NRG X3 CR Tibial Insert #7 10MM | 8260710 | Standalone | DE0004430 | Active patients aged 65 years and younger
Orthopaedics | Total knee replacement (TKR) | TKR tibial insert | TKR tibial insert - Unconstrained - Crosslinked polyethylene | STRYKER HOWMEDICA OSTEONICS | Scorpio NRG X3 CR Tibial Insert #7 12MM | 8260712 | Standalone | DE0004430 | Active patients aged 65 years and younger
Orthopaedics | Total knee replacement (TKR) | TKR tibial insert | TKR tibial insert - Unconstrained - Crosslinked polyethylene | STRYKER HOWMEDICA OSTEONICS | Scorpio NRG X3 CR Tibial Insert #7 15MM | 8260715 | Standalone | DE0004430 | Active patients aged 65 years and younger
Orthopaedics | Total knee replacement (TKR) | TKR tibial insert | TKR tibial insert - Unconstrained - Crosslinked polyethylene | STRYKER HOWMEDICA OSTEONICS | Scorpio NRG X3 CR Tibial Insert #7 18MM | 8260718 | Standalone | DE0004430 | Active patients aged 65 years and younger
Orthopaedics | Total knee replacement (TKR) | TKR tibial insert | TKR tibial insert - Unconstrained - Crosslinked polyethylene | STRYKER HOWMEDICA OSTEONICS | Scorpio NRG X3 CR Tibial Insert #9 8MM | 8260908 | Standalone | DE0004430 | Active patients aged 65 years and younger
Orthopaedics | Total knee replacement (TKR) | TKR tibial insert | TKR tibial insert - Unconstrained - Crosslinked polyethylene | STRYKER HOWMEDICA OSTEONICS | Scorpio NRG X3 CR Tibial Insert #9 10MM | 8260910 | Standalone | DE0004430 | Active patients aged 65 years and younger
Orthopaedics | Total knee replacement (TKR) | TKR tibial insert | TKR tibial insert - Unconstrained - Crosslinked polyethylene | STRYKER HOWMEDICA OSTEONICS | Scorpio NRG X3 CR Tibial Insert #9 12MM | 8260912 | Standalone | DE0004430 | Active patients aged 65 years and younger
Orthopaedics | Total knee replacement (TKR) | TKR tibial insert | TKR tibial insert - Unconstrained - Crosslinked polyethylene | STRYKER HOWMEDICA OSTEONICS | Scorpio NRG X3 CR Tibial Insert #9 15MM | 8260915 | Standalone | DE0004430 | Active patients aged 65 years and younger
Orthopaedics | Total knee replacement (TKR) | TKR tibial insert | TKR tibial insert - Unconstrained - Crosslinked polyethylene | STRYKER HOWMEDICA OSTEONICS | Scorpio NRG X3 CR Tibial Insert #9 18MM | 8260918 | Standalone | DE0004430 | Active patients aged 65 years and younger
Orthopaedics | Total knee replacement (TKR) | TKR tibial insert | TKR tibial insert - Unconstrained - Crosslinked polyethylene | Stryker RHQ NL-LIM Limerick | TRIATHLON CR TIBIAL INSERT X3 9MM SIZE 5 | 5530G509 | Standalone | DE0018575 | Active patients aged 65 years and younger
Orthopaedics | Total knee replacement (TKR) | TKR tibial insert | TKR tibial insert - Unconstrained - Crosslinked polyethylene | Stryker RHQ NL-LIM Limerick | Triathlon PS Tibial Insert- X3- 9mm Sz 4 | 5532G409 | Standalone | DE0018575 | Active patients aged 65 years and younger
Orthopaedics | Total knee replacement (TKR) | TKR tibial insert | TKR tibial insert - Unconstrained - Crosslinked polyethylene | Stryker RHQ NL-LIM Limerick | Triathlon PS Tibial Insert- X3- 11mm Sz 4 | 5532G411 | Standalone | DE0018575 | Active patients aged 65 years and younger
Orthopaedics | Total knee replacement (TKR) | TKR tibial insert | TKR tibial insert - Unconstrained - Crosslinked polyethylene | Stryker RHQ NL-LIM Limerick | Triathlon CS Tibial Insert - X3 Sz 1 9mm | 5531G109 | Standalone | DE0018575 | Active patients aged 65 years and younger
Orthopaedics | Total knee replacement (TKR) | TKR tibial insert | TKR tibial insert - Unconstrained - Crosslinked polyethylene | Stryker RHQ NL-LIM Limerick | Triathlon CS Tibial Insert - X3 Sz 1 11mm | 5531G111 | Standalone | DE0018575 | Active patients aged 65 years and younger
Orthopaedics | Total knee replacement (TKR) | TKR tibial insert | TKR tibial insert - Unconstrained - Crosslinked polyethylene | Stryker RHQ NL-LIM Limerick | Triathlon CS Tibial Insert - X3 Sz 1 13mm | 5531G113 | Standalone | DE0018575 | Active patients aged 65 years and younger
Orthopaedics | Total knee replacement (TKR) | TKR tibial insert | TKR tibial insert - Unconstrained - Crosslinked polyethylene | Stryker RHQ NL-LIM Limerick | Triathlon CS Tibial Insert - X3 Sz 1 16mm | 5531G116 | Standalone | DE0018575 | Active patients aged 65 years and younger
Orthopaedics | Total knee replacement (TKR) | TKR tibial insert | TKR tibial insert - Unconstrained - Crosslinked polyethylene | Stryker RHQ NL-LIM Limerick | Triathlon CS Tibial Insert - X3 Sz 1 19mm | 5531G119 | Standalone | DE0018575 | Active patients aged 65 years and younger
Orthopaedics | Total knee replacement (TKR) | TKR tibial insert | TKR tibial insert - Unconstrained - Crosslinked polyethylene | Stryker RHQ NL-LIM Limerick | Triathlon CS Tibial Insert - X3 Sz 1 22mm | 5531G122 | Standalone | DE0018575 | Active patients aged 65 years and younger
Orthopaedics | Total knee replacement (TKR) | TKR tibial insert | TKR tibial insert - Unconstrained - Crosslinked polyethylene | Stryker RHQ NL-LIM Limerick | Triathlon CS Tibial Insert - X3 Sz 1 25mm | 5531G125 | Standalone | DE0018575 | Active patients aged 65 years and younger
Orthopaedics | Total knee replacement (TKR) | TKR tibial insert | TKR tibial insert - Unconstrained - Crosslinked polyethylene | Stryker RHQ NL-LIM Limerick | Triathlon CS Tibial Insert - X3 Sz 2 9mm | 5531G209 | Standalone | DE0018575 | Active patients aged 65 years and younger
Orthopaedics | Total knee replacement (TKR) | TKR tibial insert | TKR tibial insert - Unconstrained - Crosslinked polyethylene | Stryker RHQ NL-LIM Limerick | Triathlon CS Tibial Insert - X3 Sz 2 11mm | 5531G211 | Standalone | DE0018575 | Active patients aged 65 years and younger
Orthopaedics | Total knee replacement (TKR) | TKR tibial insert | TKR tibial insert - Unconstrained - Crosslinked polyethylene | Stryker RHQ NL-LIM Limerick | Triathlon CS Tibial Insert - X3 Sz 2 13mm | 5531G213 | Standalone | DE0018575 | Active patients aged 65 years and younger
Orthopaedics | Total knee replacement (TKR) | TKR tibial insert | TKR tibial insert - Unconstrained - Crosslinked polyethylene | Stryker RHQ NL-LIM Limerick | Triathlon CS Tibial Insert - X3 Sz 2 16mm | 5531G216 | Standalone | DE0018575 | Active patients aged 65 years and younger
Orthopaedics | Total knee replacement (TKR) | TKR tibial insert | TKR tibial insert - Unconstrained - Crosslinked polyethylene | Stryker RHQ NL-LIM Limerick | Triathlon CS Tibial Insert - X3 Sz 2 19mm | 5531G219 | Standalone | DE0018575 | Active patients aged 65 years and younger
Orthopaedics | Total knee replacement (TKR) | TKR tibial insert | TKR tibial insert - Unconstrained - Crosslinked polyethylene | Stryker RHQ NL-LIM Limerick | Triathlon CS Tibial Insert - X3 Sz 2 22mm | 5531G222 | Standalone | DE0018575 | Active patients aged 65 years and younger
Orthopaedics | Total knee replacement (TKR) | TKR tibial insert | TKR tibial insert - Unconstrained - Crosslinked polyethylene | Stryker RHQ NL-LIM Limerick | Triathlon CS Tibial Insert - X3 Sz 2 25mm | 5531G225 | Standalone | DE0018575 | Active patients aged 65 years and younger
Orthopaedics | Total knee replacement (TKR) | TKR tibial insert | TKR tibial insert - Unconstrained - Crosslinked polyethylene | Stryker RHQ NL-LIM Limerick | Triathlon CS Tibial Insert - X3 Sz 3 9mm | 5531G309 | Standalone | DE0018575 | Active patients aged 65 years and younger
Orthopaedics | Total knee replacement (TKR) | TKR tibial insert | TKR tibial insert - Unconstrained - Crosslinked polyethylene | Stryker RHQ NL-LIM Limerick | Triathlon CS Tibial Insert - X3 Sz 3 11mm | 5531G311 | Standalone | DE0018575 | Active patients aged 65 years and younger
Orthopaedics | Total knee replacement (TKR) | TKR tibial insert | TKR tibial insert - Unconstrained - Crosslinked polyethylene | Stryker RHQ NL-LIM Limerick | Triathlon CS Tibial Insert - X3 Sz 3 13mm | 5531G313 | Standalone | DE0018575 | Active patients aged 65 years and younger
Orthopaedics | Total knee replacement (TKR) | TKR tibial insert | TKR tibial insert - Unconstrained - Crosslinked polyethylene | Stryker RHQ NL-LIM Limerick | Triathlon CS Tibial Insert - X3 Sz 3 16mm | 5531G316 | Standalone | DE0018575 | Active patients aged 65 years and younger
Orthopaedics | Total knee replacement (TKR) | TKR tibial insert | TKR tibial insert - Unconstrained - Crosslinked polyethylene | Stryker RHQ NL-LIM Limerick | Triathlon CS Tibial Insert - X3 Sz 3 19mm | 5531G319 | Standalone | DE0018575 | Active patients aged 65 years and younger
Orthopaedics | Total knee replacement (TKR) | TKR tibial insert | TKR tibial insert - Unconstrained - Crosslinked polyethylene | Stryker RHQ NL-LIM Limerick | Triathlon CS Tibial Insert - X3 Sz 3 22mm | 5531G322 | Standalone | DE0018575 | Active patients aged 65 years and younger
Orthopaedics | Total knee replacement (TKR) | TKR tibial insert | TKR tibial insert - Unconstrained - Crosslinked polyethylene | Stryker RHQ NL-LIM Limerick | Triathlon CS Tibial Insert - X3 Sz 3 25mm | 5531G325 | Standalone | DE0018575 | Active patients aged 65 years and younger
Orthopaedics | Total knee replacement (TKR) | TKR tibial insert | TKR tibial insert - Unconstrained - Crosslinked polyethylene | Stryker RHQ NL-LIM Limerick | Triathlon CS Tibial Insert - X3 Sz 4 9mm | 5531G409 | Standalone | DE0018575 | Active patients aged 65 years and younger
Orthopaedics | Total knee replacement (TKR) | TKR tibial insert | TKR tibial insert - Unconstrained - Crosslinked polyethylene | Stryker RHQ NL-LIM Limerick | Triathlon CS Tibial Insert - X3 Sz 4 11mm | 5531G411 | Standalone | DE0018575 | Active patients aged 65 years and younger
Orthopaedics | Total knee replacement (TKR) | TKR tibial insert | TKR tibial insert - Unconstrained - Crosslinked polyethylene | Stryker RHQ NL-LIM Limerick | Triathlon CS Tibial Insert - X3 Sz 4 13mm | 5531G413 | Standalone | DE0018575 | Active patients aged 65 years and younger
Orthopaedics | Total knee replacement (TKR) | TKR tibial insert | TKR tibial insert - Unconstrained - Crosslinked polyethylene | Stryker RHQ NL-LIM Limerick | Triathlon CS Tibial Insert - X3 Sz 4 16mm | 5531G416 | Standalone | DE0018575 | Active patients aged 65 years and younger
Orthopaedics | Total knee replacement (TKR) | TKR tibial insert | TKR tibial insert - Unconstrained - Crosslinked polyethylene | Stryker RHQ NL-LIM Limerick | Triathlon CS Tibial Insert - X3 Sz 4 19mm | 5531G419 | Standalone | DE0018575 | Active patients aged 65 years and younger
Orthopaedics | Total knee replacement (TKR) | TKR tibial insert | TKR tibial insert - Unconstrained - Crosslinked polyethylene | Stryker RHQ NL-LIM Limerick | Triathlon CS Tibial Insert - X3 Sz 4 22mm | 5531G422 | Standalone | DE0018575 | Active patients aged 65 years and younger
Orthopaedics | Total knee replacement (TKR) | TKR tibial insert | TKR tibial insert - Unconstrained - Crosslinked polyethylene | Stryker RHQ NL-LIM Limerick | Triathlon CS Tibial Insert - X3 Sz 4 25mm | 5531G425 | Standalone | DE0018575 | Active patients aged 65 years and younger
Orthopaedics | Total knee replacement (TKR) | TKR tibial insert | TKR tibial insert - Unconstrained - Crosslinked polyethylene | Stryker RHQ NL-LIM Limerick | Triathlon CS Tibial Insert - X3 Sz 5 9mm | 5531G509 | Standalone | DE0018575 | Active patients aged 65 years and younger
Orthopaedics | Total knee replacement (TKR) | TKR tibial insert | TKR tibial insert - Unconstrained - Crosslinked polyethylene | Stryker RHQ NL-LIM Limerick | Triathlon CS Tibial Insert - X3 Sz 5 11mm | 5531G511 | Standalone | DE0018575 | Active patients aged 65 years and younger
Orthopaedics | Total knee replacement (TKR) | TKR tibial insert | TKR tibial insert - Unconstrained - Crosslinked polyethylene | Stryker RHQ NL-LIM Limerick | Triathlon CS Tibial Insert - X3 Sz 5 13mm | 5531G513 | Standalone | DE0018575 | Active patients aged 65 years and younger
Orthopaedics | Total knee replacement (TKR) | TKR tibial insert | TKR tibial insert - Unconstrained - Crosslinked polyethylene | Stryker RHQ NL-LIM Limerick | Triathlon CS Tibial Insert - X3 Sz 5 16mm | 5531G516 | Standalone | DE0018575 | Active patients aged 65 years and younger
Orthopaedics | Total knee replacement (TKR) | TKR tibial insert | TKR tibial insert - Unconstrained - Crosslinked polyethylene | Stryker RHQ NL-LIM Limerick | Triathlon CS Tibial Insert - X3 Sz 5 19mm | 5531G519 | Standalone | DE0018575 | Active patients aged 65 years and younger
Orthopaedics | Total knee replacement (TKR) | TKR tibial insert | TKR tibial insert - Unconstrained - Crosslinked polyethylene | Stryker RHQ NL-LIM Limerick | Triathlon CS Tibial Insert - X3 Sz 5 22mm | 5531G522 | Standalone | DE0018575 | Active patients aged 65 years and younger
Orthopaedics | Total knee replacement (TKR) | TKR tibial insert | TKR tibial insert - Unconstrained - Crosslinked polyethylene | Stryker RHQ NL-LIM Limerick | Triathlon CS Tibial Insert - X3 Sz 5 25mm | 5531G525 | Standalone | DE0018575 | Active patients aged 65 years and younger
Orthopaedics | Total knee replacement (TKR) | TKR tibial insert | TKR tibial insert - Unconstrained - Crosslinked polyethylene | Stryker RHQ NL-LIM Limerick | Triathlon CS Tibial Insert - X3 Sz 6 9mm | 5531G609 | Standalone | DE0018575 | Active patients aged 65 years and younger
Orthopaedics | Total knee replacement (TKR) | TKR tibial insert | TKR tibial insert - Unconstrained - Crosslinked polyethylene | Stryker RHQ NL-LIM Limerick | Triathlon CS Tibial Insert - X3 Sz 6 11mm | 5531G611 | Standalone | DE0018575 | Active patients aged 65 years and younger
Orthopaedics | Total knee replacement (TKR) | TKR tibial insert | TKR tibial insert - Unconstrained - Crosslinked polyethylene | Stryker RHQ NL-LIM Limerick | Triathlon CS Tibial Insert - X3 Sz 6 13mm | 5531G613 | Standalone | DE0018575 | Active patients aged 65 years and younger
Orthopaedics | Total knee replacement (TKR) | TKR tibial insert | TKR tibial insert - Unconstrained - Crosslinked polyethylene | Stryker RHQ NL-LIM Limerick | Triathlon CS Tibial Insert - X3 Sz 6 16mm | 5531G616 | Standalone | DE0018575 | Active patients aged 65 years and younger
Orthopaedics | Total knee replacement (TKR) | TKR tibial insert | TKR tibial insert - Unconstrained - Crosslinked polyethylene | Stryker RHQ NL-LIM Limerick | Triathlon CS Tibial Insert - X3 Sz 6 19mm | 5531G619 | Standalone | DE0018575 | Active patients aged 65 years and younger
Orthopaedics | Total knee replacement (TKR) | TKR tibial insert | TKR tibial insert - Unconstrained - Crosslinked polyethylene | Stryker RHQ NL-LIM Limerick | Triathlon CS Tibial Insert - X3 Sz 6 22mm | 5531G622 | Standalone | DE0018575 | Active patients aged 65 years and younger
Orthopaedics | Total knee replacement (TKR) | TKR tibial insert | TKR tibial insert - Unconstrained - Crosslinked polyethylene | Stryker RHQ NL-LIM Limerick | Triathlon CS Tibial Insert - X3 Sz 6 25mm | 5531G625 | Standalone | DE0018575 | Active patients aged 65 years and younger
Orthopaedics | Total knee replacement (TKR) | TKR tibial insert | TKR tibial insert - Unconstrained - Crosslinked polyethylene | Stryker RHQ NL-LIM Limerick | Triathlon CS Tibial Insert - X3 Sz 7 9mm | 5531G709 | Standalone | DE0018575 | Active patients aged 65 years and younger
Orthopaedics | Total knee replacement (TKR) | TKR tibial insert | TKR tibial insert - Unconstrained - Crosslinked polyethylene | Stryker RHQ NL-LIM Limerick | Triathlon CS Tibial Insert - X3 Sz 7 11mm | 5531G711 | Standalone | DE0018575 | Active patients aged 65 years and younger
Orthopaedics | Total knee replacement (TKR) | TKR tibial insert | TKR tibial insert - Unconstrained - Crosslinked polyethylene | Stryker RHQ NL-LIM Limerick | Triathlon CS Tibial Insert - X3 Sz 7 13mm | 5531G713 | Standalone | DE0018575 | Active patients aged 65 years and younger
Orthopaedics | Total knee replacement (TKR) | TKR tibial insert | TKR tibial insert - Unconstrained - Crosslinked polyethylene | Stryker RHQ NL-LIM Limerick | Triathlon CS Tibial Insert - X3 Sz 7 16mm | 5531G716 | Standalone | DE0018575 | Active patients aged 65 years and younger
Orthopaedics | Total knee replacement (TKR) | TKR tibial insert | TKR tibial insert - Unconstrained - Crosslinked polyethylene | Stryker RHQ NL-LIM Limerick | Triathlon CS Tibial Insert - X3 Sz 7 19mm | 5531G719 | Standalone | DE0018575 | Active patients aged 65 years and younger
Orthopaedics | Total knee replacement (TKR) | TKR tibial insert | TKR tibial insert - Unconstrained - Crosslinked polyethylene | Stryker RHQ NL-LIM Limerick | Triathlon CS Tibial Insert - X3 Sz 7 22mm | 5531G722 | Standalone | DE0018575 | Active patients aged 65 years and younger
Orthopaedics | Total knee replacement (TKR) | TKR tibial insert | TKR tibial insert - Unconstrained - Crosslinked polyethylene | Stryker RHQ NL-LIM Limerick | Triathlon CS Tibial Insert - X3 Sz 7 25mm | 5531G725 | Standalone | DE0018575 | Active patients aged 65 years and younger
Orthopaedics | Total knee replacement (TKR) | TKR tibial insert | TKR tibial insert - Unconstrained - Crosslinked polyethylene | Stryker RHQ NL-LIM Limerick | Triathlon CS Tibial Insert - X3 Sz 8 9mm | 5531G809 | Standalone | DE0018575 | Active patients aged 65 years and younger
Orthopaedics | Total knee replacement (TKR) | TKR tibial insert | TKR tibial insert - Unconstrained - Crosslinked polyethylene | Stryker RHQ NL-LIM Limerick | Triathlon CS Tibial Insert - X3 Sz 8 11mm | 5531G811 | Standalone | DE0018575 | Active patients aged 65 years and younger
Orthopaedics | Total knee replacement (TKR) | TKR tibial insert | TKR tibial insert - Unconstrained - Crosslinked polyethylene | Stryker RHQ NL-LIM Limerick | Triathlon CS Tibial Insert - X3 Sz 8 13mm | 5531G813 | Standalone | DE0018575 | Active patients aged 65 years and younger
Orthopaedics | Total knee replacement (TKR) | TKR tibial insert | TKR tibial insert - Unconstrained - Crosslinked polyethylene | Stryker RHQ NL-LIM Limerick | Triathlon CS Tibial Insert - X3 Sz 8 16mm | 5531G816 | Standalone | DE0018575 | Active patients aged 65 years and younger
Orthopaedics | Total knee replacement (TKR) | TKR tibial insert | TKR tibial insert - Unconstrained - Crosslinked polyethylene | Stryker RHQ NL-LIM Limerick | Triathlon CS Tibial Insert - X3 Sz 8 19mm | 5531G819 | Standalone | DE0018575 | Active patients aged 65 years and younger
Orthopaedics | Total knee replacement (TKR) | TKR tibial insert | TKR tibial insert - Unconstrained - Crosslinked polyethylene | Stryker RHQ NL-LIM Limerick | Triathlon CS Tibial Insert - X3 Sz 8 22mm | 5531G822 | Standalone | DE0018575 | Active patients aged 65 years and younger
Orthopaedics | Total knee replacement (TKR) | TKR tibial insert | TKR tibial insert - Unconstrained - Crosslinked polyethylene | Stryker RHQ NL-LIM Limerick | Triathlon CS Tibial Insert - X3 Sz 8 25mm | 5531G825 | Standalone | DE0018575 | Active patients aged 65 years and younger
Orthopaedics | Total knee replacement (TKR) | TKR tibial insert | TKR tibial insert - Unconstrained - Crosslinked polyethylene | Stryker RHQ NL-LIM Limerick | TRIATHLON CR X3 INSERT #5 9MM | 5530G509E | Standalone | DE0018575 | Active patients aged 65 years and younger
Orthopaedics | Total knee replacement (TKR) | TKR tibial insert | TKR tibial insert - Unconstrained - Crosslinked polyethylene | Stryker RHQ NL-LIM Limerick | TRIATHLON PS X3 INSERT #4 9MM | 5532G409E | Standalone | DE0018575 | Active patients aged 65 years and younger
Orthopaedics | Total knee replacement (TKR) | TKR tibial insert | TKR tibial insert - Unconstrained - Crosslinked polyethylene | Stryker RHQ NL-LIM Limerick | TRIATHLON PS X3 INSERT #4 11MM | 5532G411E | Standalone | DE0018575 | Active patients aged 65 years and younger
Orthopaedics | Total knee replacement (TKR) | TKR tibial insert | TKR tibial insert - Unconstrained - Crosslinked polyethylene | Stryker RHQ NL-LIM Limerick | X3 TRIATHLON INSERT CS#1 11MME | 5531G111E | Standalone | DE0018575 | Active patients aged 65 years and younger
Orthopaedics | Total knee replacement (TKR) | TKR tibial insert | TKR tibial insert - Unconstrained - Crosslinked polyethylene | Stryker RHQ NL-LIM Limerick | X3 TRIATHLON INSERT CS#1 13MME | 5531G113E | Standalone | DE0018575 | Active patients aged 65 years and younger
Orthopaedics | Total knee replacement (TKR) | TKR tibial insert | TKR tibial insert - Unconstrained - Crosslinked polyethylene | Stryker RHQ NL-LIM Limerick | X3 TRIATHLON INSERT CS#1 16MME | 5531G116E | Standalone | DE0018575 | Active patients aged 65 years and younger
Orthopaedics | Total knee replacement (TKR) | TKR tibial insert | TKR tibial insert - Unconstrained - Crosslinked polyethylene | Stryker RHQ NL-LIM Limerick | X3 TRIATHLON INSERT CS#1 19MME | 5531G119E | Standalone | DE0018575 | Active patients aged 65 years and younger
Orthopaedics | Total knee replacement (TKR) | TKR tibial insert | TKR tibial insert - Unconstrained - Crosslinked polyethylene | Stryker RHQ NL-LIM Limerick | X3 TRIATHLON INSERT CS#1 22MME | 5531G122E | Standalone | DE0018575 | Active patients aged 65 years and younger
Orthopaedics | Total knee replacement (TKR) | TKR tibial insert | TKR tibial insert - Unconstrained - Crosslinked polyethylene | Stryker RHQ NL-LIM Limerick | X3 TRIATHLON INSERT CS#1 9MME | 5531G109E | Standalone | DE0018575 | Active patients aged 65 years and younger
Orthopaedics | Total knee replacement (TKR) | TKR tibial insert | TKR tibial insert - Unconstrained - Crosslinked polyethylene | Stryker RHQ NL-LIM Limerick | X3 TRIATHLON INSERT CS#2 11MME | 5531G211E | Standalone | DE0018575 | Active patients aged 65 years and younger
Orthopaedics | Total knee replacement (TKR) | TKR tibial insert | TKR tibial insert - Unconstrained - Crosslinked polyethylene | Stryker RHQ NL-LIM Limerick | X3 TRIATHLON INSERT CS#2 13MME | 5531G213E | Standalone | DE0018575 | Active patients aged 65 years and younger
Orthopaedics | Total knee replacement (TKR) | TKR tibial insert | TKR tibial insert - Unconstrained - Crosslinked polyethylene | Stryker RHQ NL-LIM Limerick | X3 TRIATHLON INSERT CS#2 16MME | 5531G216E | Standalone | DE0018575 | Active patients aged 65 years and younger
Orthopaedics | Total knee replacement (TKR) | TKR tibial insert | TKR tibial insert - Unconstrained - Crosslinked polyethylene | Stryker RHQ NL-LIM Limerick | X3 TRIATHLON INSERT CS#2 19MME | 5531G219E | Standalone | DE0018575 | Active patients aged 65 years and younger
Orthopaedics | Total knee replacement (TKR) | TKR tibial insert | TKR tibial insert - Unconstrained - Crosslinked polyethylene | Stryker RHQ NL-LIM Limerick | X3 TRIATHLON INSERT CS#2 22MME | 5531G222E | Standalone | DE0018575 | Active patients aged 65 years and younger
Orthopaedics | Total knee replacement (TKR) | TKR tibial insert | TKR tibial insert - Unconstrained - Crosslinked polyethylene | Stryker RHQ NL-LIM Limerick | X3 TRIATHLON INSERT CS#2 9MME | 5531G209E | Standalone | DE0018575 | Active patients aged 65 years and younger
Orthopaedics | Total knee replacement (TKR) | TKR tibial insert | TKR tibial insert - Unconstrained - Crosslinked polyethylene | Stryker RHQ NL-LIM Limerick | X3 TRIATHLON INSERT CS#3 11MME | 5531G311E | Standalone | DE0018575 | Active patients aged 65 years and younger
Orthopaedics | Total knee replacement (TKR) | TKR tibial insert | TKR tibial insert - Unconstrained - Crosslinked polyethylene | Stryker RHQ NL-LIM Limerick | X3 TRIATHLON INSERT CS#3 13MME | 5531G313E | Standalone | DE0018575 | Active patients aged 65 years and younger
Orthopaedics | Total knee replacement (TKR) | TKR tibial insert | TKR tibial insert - Unconstrained - Crosslinked polyethylene | Stryker RHQ NL-LIM Limerick | X3 TRIATHLON INSERT CS#3 16MME | 5531G316E | Standalone | DE0018575 | Active patients aged 65 years and younger
Orthopaedics | Total knee replacement (TKR) | TKR tibial insert | TKR tibial insert - Unconstrained - Crosslinked polyethylene | Stryker RHQ NL-LIM Limerick | X3 TRIATHLON INSERT CS#3 19MME | 5531G319E | Standalone | DE0018575 | Active patients aged 65 years and younger
Orthopaedics | Total knee replacement (TKR) | TKR tibial insert | TKR tibial insert - Unconstrained - Crosslinked polyethylene | Stryker RHQ NL-LIM Limerick | X3 TRIATHLON INSERT CS#3 22MME | 5531G322E | Standalone | DE0018575 | Active patients aged 65 years and younger
Orthopaedics | Total knee replacement (TKR) | TKR tibial insert | TKR tibial insert - Unconstrained - Crosslinked polyethylene | Stryker RHQ NL-LIM Limerick | X3 TRIATHLON INSERT CS#3 9MME | 5531G309E | Standalone | DE0018575 | Active patients aged 65 years and younger
Orthopaedics | Total knee replacement (TKR) | TKR tibial insert | TKR tibial insert - Unconstrained - Crosslinked polyethylene | Stryker RHQ NL-LIM Limerick | X3 TRIATHLON INSERT CS#4 11MME | 5531G411E | Standalone | DE0018575 | Active patients aged 65 years and younger
Orthopaedics | Total knee replacement (TKR) | TKR tibial insert | TKR tibial insert - Unconstrained - Crosslinked polyethylene | Stryker RHQ NL-LIM Limerick | X3 TRIATHLON INSERT CS#4 13MME | 5531G413E | Standalone | DE0018575 | Active patients aged 65 years and younger
Orthopaedics | Total knee replacement (TKR) | TKR tibial insert | TKR tibial insert - Unconstrained - Crosslinked polyethylene | Stryker RHQ NL-LIM Limerick | X3 TRIATHLON INSERT CS#4 16MME | 5531G416E | Standalone | DE0018575 | Active patients aged 65 years and younger
Orthopaedics | Total knee replacement (TKR) | TKR tibial insert | TKR tibial insert - Unconstrained - Crosslinked polyethylene | Stryker RHQ NL-LIM Limerick | X3 TRIATHLON INSERT CS#4 19MME | 5531G419E | Standalone | DE0018575 | Active patients aged 65 years and younger
Orthopaedics | Total knee replacement (TKR) | TKR tibial insert | TKR tibial insert - Unconstrained - Crosslinked polyethylene | Stryker RHQ NL-LIM Limerick | X3 TRIATHLON INSERT CS#4 22MME | 5531G422E | Standalone | DE0018575 | Active patients aged 65 years and younger
Orthopaedics | Total knee replacement (TKR) | TKR tibial insert | TKR tibial insert - Unconstrained - Crosslinked polyethylene | Stryker RHQ NL-LIM Limerick | X3 TRIATHLON INSERT CS#4 9MME | 5531G409E | Standalone | DE0018575 | Active patients aged 65 years and younger
Orthopaedics | Total knee replacement (TKR) | TKR tibial insert | TKR tibial insert - Unconstrained - Crosslinked polyethylene | Stryker RHQ NL-LIM Limerick | X3 TRIATHLON INSERT CS#5 11MME | 5531G511E | Standalone | DE0018575 | Active patients aged 65 years and younger
Orthopaedics | Total knee replacement (TKR) | TKR tibial insert | TKR tibial insert - Unconstrained - Crosslinked polyethylene | Stryker RHQ NL-LIM Limerick | X3 TRIATHLON INSERT CS#5 13MME | 5531G513E | Standalone | DE0018575 | Active patients aged 65 years and younger
Orthopaedics | Total knee replacement (TKR) | TKR tibial insert | TKR tibial insert - Unconstrained - Crosslinked polyethylene | Stryker RHQ NL-LIM Limerick | X3 TRIATHLON INSERT CS#5 16MME | 5531G516E | Standalone | DE0018575 | Active patients aged 65 years and younger
Orthopaedics | Total knee replacement (TKR) | TKR tibial insert | TKR tibial insert - Unconstrained - Crosslinked polyethylene | Stryker RHQ NL-LIM Limerick | X3 TRIATHLON INSERT CS#5 19MME | 5531G519E | Standalone | DE0018575 | Active patients aged 65 years and younger
Orthopaedics | Total knee replacement (TKR) | TKR tibial insert | TKR tibial insert - Unconstrained - Crosslinked polyethylene | Stryker RHQ NL-LIM Limerick | X3 TRIATHLON INSERT CS#5 22MME | 5531G522E | Standalone | DE0018575 | Active patients aged 65 years and younger
Orthopaedics | Total knee replacement (TKR) | TKR tibial insert | TKR tibial insert - Unconstrained - Crosslinked polyethylene | Stryker RHQ NL-LIM Limerick | X3 TRIATHLON INSERT CS#5 9MME | 5531G509E | Standalone | DE0018575 | Active patients aged 65 years and younger
Orthopaedics | Total knee replacement (TKR) | TKR tibial insert | TKR tibial insert - Unconstrained - Crosslinked polyethylene | Stryker RHQ NL-LIM Limerick | X3 TRIATHLON INSERT CS#6 11MME | 5531G611E | Standalone | DE0018575 | Active patients aged 65 years and younger
Orthopaedics | Total knee replacement (TKR) | TKR tibial insert | TKR tibial insert - Unconstrained - Crosslinked polyethylene | Stryker RHQ NL-LIM Limerick | X3 TRIATHLON INSERT CS#6 13MME | 5531G613E | Standalone | DE0018575 | Active patients aged 65 years and younger
Orthopaedics | Total knee replacement (TKR) | TKR tibial insert | TKR tibial insert - Unconstrained - Crosslinked polyethylene | Stryker RHQ NL-LIM Limerick | X3 TRIATHLON INSERT CS#6 16MME | 5531G616E | Standalone | DE0018575 | Active patients aged 65 years and younger
Orthopaedics | Total knee replacement (TKR) | TKR tibial insert | TKR tibial insert - Unconstrained - Crosslinked polyethylene | Stryker RHQ NL-LIM Limerick | X3 TRIATHLON INSERT CS#6 19MME | 5531G619E | Standalone | DE0018575 | Active patients aged 65 years and younger
Orthopaedics | Total knee replacement (TKR) | TKR tibial insert | TKR tibial insert - Unconstrained - Crosslinked polyethylene | Stryker RHQ NL-LIM Limerick | X3 TRIATHLON INSERT CS#6 22MME | 5531G622E | Standalone | DE0018575 | Active patients aged 65 years and younger
Orthopaedics | Total knee replacement (TKR) | TKR tibial insert | TKR tibial insert - Unconstrained - Crosslinked polyethylene | Stryker RHQ NL-LIM Limerick | X3 TRIATHLON INSERT CS#6 9MME | 5531G609E | Standalone | DE0018575 | Active patients aged 65 years and younger
Orthopaedics | Total knee replacement (TKR) | TKR tibial insert | TKR tibial insert - Unconstrained - Crosslinked polyethylene | Stryker RHQ NL-LIM Limerick | X3 TRIATHLON INSERT CS#7 11MME | 5531G711E | Standalone | DE0018575 | Active patients aged 65 years and younger
Orthopaedics | Total knee replacement (TKR) | TKR tibial insert | TKR tibial insert - Unconstrained - Crosslinked polyethylene | Stryker RHQ NL-LIM Limerick | X3 TRATHLON INSERT CS#7 13MME | 5531G713E | Standalone | DE0018575 | Active patients aged 65 years and younger
Orthopaedics | Total knee replacement (TKR) | TKR tibial insert | TKR tibial insert - Unconstrained - Crosslinked polyethylene | Stryker RHQ NL-LIM Limerick | X3 TRIATHLON INSERT CS#7 16MME | 5531G716E | Standalone | DE0018575 | Active patients aged 65 years and younger
Orthopaedics | Total knee replacement (TKR) | TKR tibial insert | TKR tibial insert - Unconstrained - Crosslinked polyethylene | Stryker RHQ NL-LIM Limerick | X3 TRIATHLON INSERT CS#7 19MME | 5531G719E | Standalone | DE0018575 | Active patients aged 65 years and younger
Orthopaedics | Total knee replacement (TKR) | TKR tibial insert | TKR tibial insert - Unconstrained - Crosslinked polyethylene | Stryker RHQ NL-LIM Limerick | X3 TRIATHLON INSERT CS#7 22MME | 5531G722E | Standalone | DE0018575 | Active patients aged 65 years and younger
Orthopaedics | Total knee replacement (TKR) | TKR tibial insert | TKR tibial insert - Unconstrained - Crosslinked polyethylene | Stryker RHQ NL-LIM Limerick | X3 TRIATHLON INSERT CS#7 9MME | 5531G709E | Standalone | DE0018575 | Active patients aged 65 years and younger
Orthopaedics | Total knee replacement (TKR) | TKR tibial insert | TKR tibial insert - Unconstrained - Crosslinked polyethylene | Stryker RHQ NL-LIM Limerick | X3 TRIATHLON INSERT CS#8 11MME | 5531G811E | Standalone | DE0018575 | Active patients aged 65 years and younger
Orthopaedics | Total knee replacement (TKR) | TKR tibial insert | TKR tibial insert - Unconstrained - Crosslinked polyethylene | Stryker RHQ NL-LIM Limerick | X3 TRIATHLON INSERT CS#8 13MME | 5531G813E | Standalone | DE0018575 | Active patients aged 65 years and younger
Orthopaedics | Total knee replacement (TKR) | TKR tibial insert | TKR tibial insert - Unconstrained - Crosslinked polyethylene | Stryker RHQ NL-LIM Limerick | X3 TRIATHLON INSERT CS#8 16MME | 5531G816E | Standalone | DE0018575 | Active patients aged 65 years and younger
Orthopaedics | Total knee replacement (TKR) | TKR tibial insert | TKR tibial insert - Unconstrained - Crosslinked polyethylene | Stryker RHQ NL-LIM Limerick | X3 TRIATHLON INSERT CS#8 19MME | 5531G819E | Standalone | DE0018575 | Active patients aged 65 years and younger
Orthopaedics | Total knee replacement (TKR) | TKR tibial insert | TKR tibial insert - Unconstrained - Crosslinked polyethylene | Stryker RHQ NL-LIM Limerick | X3 TRIATHLON INSERT CS#8 22MME | 5531G822E | Standalone | DE0018575 | Active patients aged 65 years and younger
Orthopaedics | Total knee replacement (TKR) | TKR tibial insert | TKR tibial insert - Unconstrained - Crosslinked polyethylene | Stryker RHQ NL-LIM Limerick | X3 TRIATHLON INSERT CS#8 9MME | 5531G809E | Standalone | DE0018575 | Active patients aged 65 years and younger
Orthopaedics | Total knee replacement (TKR) | TKR tibial insert | TKR tibial insert - Unconstrained - Crosslinked polyethylene | Zimmer Inc | PSN ASF PS 10MM VE L Fem 3-5, Tib CD | 42-5124-004-10 | Standalone | DE0018338 | Active patients aged 65 years and younger
Orthopaedics | Total knee replacement (TKR) | TKR tibial insert | TKR tibial insert - Unconstrained - Crosslinked polyethylene | Zimmer Inc | PSN ASF PS 11MM VE L Fem 3-5, Tib CD | 42-5124-004-11 | Standalone | DE0018338 | Active patients aged 65 years and younger
Orthopaedics | Total knee replacement (TKR) | TKR tibial insert | TKR tibial insert - Unconstrained - Crosslinked polyethylene | Zimmer Inc | PSN ASF PS 12MM VE L Fem 3-5, Tib CD | 42-5124-004-12 | Standalone | DE0018338 | Active patients aged 65 years and younger
Orthopaedics | Total knee replacement (TKR) | TKR tibial insert | TKR tibial insert - Unconstrained - Crosslinked polyethylene | Zimmer Inc | PSN ASF PS 13MM VE L Fem 3-5, Tib CD | 42-5124-004-13 | Standalone | DE0018338 | Active patients aged 65 years and younger
Orthopaedics | Total knee replacement (TKR) | TKR tibial insert | TKR tibial insert - Unconstrained - Crosslinked polyethylene | Zimmer Inc | PSN ASF PS 14MM VE L Fem 3-5, Tib CD | 42-5124-004-14 | Standalone | DE0018338 | Active patients aged 65 years and younger
Orthopaedics | Total knee replacement (TKR) | TKR tibial insert | TKR tibial insert - Unconstrained - Crosslinked polyethylene | Zimmer Inc | PSN ASF PS 16MM VE L Fem 3-5, Tib CD | 42-5124-004-16 | Standalone | DE0018338 | Active patients aged 65 years and younger
Orthopaedics | Total knee replacement (TKR) | TKR tibial insert | TKR tibial insert - Unconstrained - Crosslinked polyethylene | Zimmer Inc | PSN ASF PS 18MM VE L Fem 3-5, Tib CD | 42-5124-004-18 | Standalone | DE0018338 | Active patients aged 65 years and younger
Orthopaedics | Total knee replacement (TKR) | TKR tibial insert | TKR tibial insert - Unconstrained - Crosslinked polyethylene | Zimmer Inc | PSN ASF PS 20MM VE L Fem 3-5, Tib CD | 42-5124-004-20 | Standalone | DE0018338 | Active patients aged 65 years and younger
Orthopaedics | Total knee replacement (TKR) | TKR tibial insert | TKR tibial insert - Unconstrained - Crosslinked polyethylene | Zimmer Inc | PSN ASF PS 10MM VE L Fem 3-5, Tib EF | 42-5124-006-10 | Standalone | DE0018338 | Active patients aged 65 years and younger
Orthopaedics | Total knee replacement (TKR) | TKR tibial insert | TKR tibial insert - Unconstrained - Crosslinked polyethylene | Zimmer Inc | PSN ASF PS 11MM VE L Fem 3-5, Tib EF | 42-5124-006-11 | Standalone | DE0018338 | Active patients aged 65 years and younger
Orthopaedics | Total knee replacement (TKR) | TKR tibial insert | TKR tibial insert - Unconstrained - Crosslinked polyethylene | Zimmer Inc | PSN ASF PS 12MM VE L Fem 3-5, Tib EF | 42-5124-006-12 | Standalone | DE0018338 | Active patients aged 65 years and younger
Orthopaedics | Total knee replacement (TKR) | TKR tibial insert | TKR tibial insert - Unconstrained - Crosslinked polyethylene | Zimmer Inc | PSN ASF PS 13MM VE L Fem 3-5, Tib EF | 42-5124-006-13 | Standalone | DE0018338 | Active patients aged 65 years and younger
Orthopaedics | Total knee replacement (TKR) | TKR tibial insert | TKR tibial insert - Unconstrained - Crosslinked polyethylene | Zimmer Inc | PSN ASF PS 14MM VE L Fem 3-5, Tib EF | 42-5124-006-14 | Standalone | DE0018338 | Active patients aged 65 years and younger
Orthopaedics | Total knee replacement (TKR) | TKR tibial insert | TKR tibial insert - Unconstrained - Crosslinked polyethylene | Zimmer Inc | PSN ASF PS 16MM VE L Fem 3-5, Tib EF | 42-5124-006-16 | Standalone | DE0018338 | Active patients aged 65 years and younger
Orthopaedics | Total knee replacement (TKR) | TKR tibial insert | TKR tibial insert - Unconstrained - Crosslinked polyethylene | Zimmer Inc | PSN ASF PS 18MM VE L Fem 3-5, Tib EF | 42-5124-006-18 | Standalone | DE0018338 | Active patients aged 65 years and younger
Orthopaedics | Total knee replacement (TKR) | TKR tibial insert | TKR tibial insert - Unconstrained - Crosslinked polyethylene | Zimmer Inc | PSN ASF PS 20MM VE L Fem 3-5, Tib EF | 42-5124-006-20 | Standalone | DE0018338 | Active patients aged 65 years and younger
Orthopaedics | Total knee replacement (TKR) | TKR tibial insert | TKR tibial insert - Unconstrained - Crosslinked polyethylene | Zimmer Inc | PSN ASF PS 10MM VE L Fem 6-9, Tib CD | 42-5124-005-10 | Standalone | DE0018338 | Active patients aged 65 years and younger
Orthopaedics | Total knee replacement (TKR) | TKR tibial insert | TKR tibial insert - Unconstrained - Crosslinked polyethylene | Zimmer Inc | PSN ASF PS 11MM VE L Fem 6-9, Tib CD | 42-5124-005-11 | Standalone | DE0018338 | Active patients aged 65 years and younger
Orthopaedics | Total knee replacement (TKR) | TKR tibial insert | TKR tibial insert - Unconstrained - Crosslinked polyethylene | Zimmer Inc | PSN ASF PS 12MM VE L Fem 6-9, Tib CD | 42-5124-005-12 | Standalone | DE0018338 | Active patients aged 65 years and younger
Orthopaedics | Total knee replacement (TKR) | TKR tibial insert | TKR tibial insert - Unconstrained - Crosslinked polyethylene | Zimmer Inc | PSN ASF PS 13MM VE L Fem 6-9, Tib CD | 42-5124-005-13 | Standalone | DE0018338 | Active patients aged 65 years and younger
Orthopaedics | Total knee replacement (TKR) | TKR tibial insert | TKR tibial insert - Unconstrained - Crosslinked polyethylene | Zimmer Inc | PSN ASF PS 14MM VE L Fem 6-9, Tib CD | 42-5124-005-14 | Standalone | DE0018338 | Active patients aged 65 years and younger
Orthopaedics | Total knee replacement (TKR) | TKR tibial insert | TKR tibial insert - Unconstrained - Crosslinked polyethylene | Zimmer Inc | PSN ASF PS 16MM VE L Fem 6-9, Tib CD | 42-5124-005-16 | Standalone | DE0018338 | Active patients aged 65 years and younger
Orthopaedics | Total knee replacement (TKR) | TKR tibial insert | TKR tibial insert - Unconstrained - Crosslinked polyethylene | Zimmer Inc | PSN ASF PS 18MM VE L Fem 6-9, Tib CD | 42-5124-005-18 | Standalone | DE0018338 | Active patients aged 65 years and younger
Orthopaedics | Total knee replacement (TKR) | TKR tibial insert | TKR tibial insert - Unconstrained - Crosslinked polyethylene | Zimmer Inc | PSN ASF PS 20MM VE L Fem 6-9, Tib CD | 42-5124-005-20 | Standalone | DE0018338 | Active patients aged 65 years and younger
Orthopaedics | Total knee replacement (TKR) | TKR tibial insert | TKR tibial insert - Unconstrained - Crosslinked polyethylene | Zimmer Inc | PSN ASF PS 10MM VE L Fem 6-9, Tib EF | 42-5124-007-10 | Standalone | DE0018338 | Active patients aged 65 years and younger
Orthopaedics | Total knee replacement (TKR) | TKR tibial insert | TKR tibial insert - Unconstrained - Crosslinked polyethylene | Zimmer Inc | PSN ASF PS 11MM VE L Fem 6-9, Tib EF | 42-5124-007-11 | Standalone | DE0018338 | Active patients aged 65 years and younger
Orthopaedics | Total knee replacement (TKR) | TKR tibial insert | TKR tibial insert - Unconstrained - Crosslinked polyethylene | Zimmer Inc | PSN ASF PS 12MM VE L Fem 6-9, Tib EF | 42-5124-007-12 | Standalone | DE0018338 | Active patients aged 65 years and younger
Orthopaedics | Total knee replacement (TKR) | TKR tibial insert | TKR tibial insert - Unconstrained - Crosslinked polyethylene | Zimmer Inc | PSN ASF PS 13MM VE L Fem 6-9, Tib EF | 42-5124-007-13 | Standalone | DE0018338 | Active patients aged 65 years and younger
Orthopaedics | Total knee replacement (TKR) | TKR tibial insert | TKR tibial insert - Unconstrained - Crosslinked polyethylene | Zimmer Inc | PSN ASF PS 14MM VE L Fem 6-9, Tib EF | 42-5124-007-14 | Standalone | DE0018338 | Active patients aged 65 years and younger
Orthopaedics | Total knee replacement (TKR) | TKR tibial insert | TKR tibial insert - Unconstrained - Crosslinked polyethylene | Zimmer Inc | PSN ASF PS 16MM VE L Fem 6-9, Tib EF | 42-5124-007-16 | Standalone | DE0018338 | Active patients aged 65 years and younger
Orthopaedics | Total knee replacement (TKR) | TKR tibial insert | TKR tibial insert - Unconstrained - Crosslinked polyethylene | Zimmer Inc | PSN ASF PS 18MM VE L Fem 6-9, Tib EF | 42-5124-007-18 | Standalone | DE0018338 | Active patients aged 65 years and younger
Orthopaedics | Total knee replacement (TKR) | TKR tibial insert | TKR tibial insert - Unconstrained - Crosslinked polyethylene | Zimmer Inc | PSN ASF PS 20MM VE L Fem 6-9, Tib EF | 42-5124-007-20 | Standalone | DE0018338 | Active patients aged 65 years and younger
Orthopaedics | Total knee replacement (TKR) | TKR tibial insert | TKR tibial insert - Unconstrained - Crosslinked polyethylene | Zimmer Inc | PSN ASF PS 10MM VE L Fem 6-9, Tib GH | 42-5124-009-10 | Standalone | DE0018338 | Active patients aged 65 years and younger
Orthopaedics | Total knee replacement (TKR) | TKR tibial insert | TKR tibial insert - Unconstrained - Crosslinked polyethylene | Zimmer Inc | PSN ASF PS 11MM VE L Fem 6-9, Tib GH | 42-5124-009-11 | Standalone | DE0018338 | Active patients aged 65 years and younger
Orthopaedics | Total knee replacement (TKR) | TKR tibial insert | TKR tibial insert - Unconstrained - Crosslinked polyethylene | Zimmer Inc | PSN ASF PS 12MM VE L Fem 6-9, Tib GH | 42-5124-009-12 | Standalone | DE0018338 | Active patients aged 65 years and younger
Orthopaedics | Total knee replacement (TKR) | TKR tibial insert | TKR tibial insert - Unconstrained - Crosslinked polyethylene | Zimmer Inc | PSN ASF PS 13MM VE L Fem 6-9, Tib GH | 42-5124-009-13 | Standalone | DE0018338 | Active patients aged 65 years and younger
Orthopaedics | Total knee replacement (TKR) | TKR tibial insert | TKR tibial insert - Unconstrained - Crosslinked polyethylene | Zimmer Inc | PSN ASF PS 14MM VE L Fem 6-9, Tib GH | 42-5124-009-14 | Standalone | DE0018338 | Active patients aged 65 years and younger
Orthopaedics | Total knee replacement (TKR) | TKR tibial insert | TKR tibial insert - Unconstrained - Crosslinked polyethylene | Zimmer Inc | PSN ASF PS 16MM VE L Fem 6-9, Tib GH | 42-5124-009-16 | Standalone | DE0018338 | Active patients aged 65 years and younger
Orthopaedics | Total knee replacement (TKR) | TKR tibial insert | TKR tibial insert - Unconstrained - Crosslinked polyethylene | Zimmer Inc | PSN ASF PS 18MM VE L Fem 6-9, Tib GH | 42-5124-009-18 | Standalone | DE0018338 | Active patients aged 65 years and younger
Orthopaedics | Total knee replacement (TKR) | TKR tibial insert | TKR tibial insert - Unconstrained - Crosslinked polyethylene | Zimmer Inc | PSN ASF PS 20MM VE L Fem 6-9, Tib GH | 42-5124-009-20 | Standalone | DE0018338 | Active patients aged 65 years and younger
Orthopaedics | Total knee replacement (TKR) | TKR tibial insert | TKR tibial insert - Unconstrained - Crosslinked polyethylene | Zimmer Inc | PSN ASF PS 10MM VE L Fem 10-11, Tib EF | 42-5124-008-10 | Standalone | DE0018338 | Active patients aged 65 years and younger
Orthopaedics | Total knee replacement (TKR) | TKR tibial insert | TKR tibial insert - Unconstrained - Crosslinked polyethylene | Zimmer Inc | PSN ASF PS 11MM VE L Fem 10-11, Tib EF | 42-5124-008-11 | Standalone | DE0018338 | Active patients aged 65 years and younger
Orthopaedics | Total knee replacement (TKR) | TKR tibial insert | TKR tibial insert - Unconstrained - Crosslinked polyethylene | Zimmer Inc | PSN ASF PS 12MM VE L Fem 10-11, Tib EF | 42-5124-008-12 | Standalone | DE0018338 | Active patients aged 65 years and younger
Orthopaedics | Total knee replacement (TKR) | TKR tibial insert | TKR tibial insert - Unconstrained - Crosslinked polyethylene | Zimmer Inc | PSN ASF PS 13MM VE L Fem 10-11, Tib EF | 42-5124-008-13 | Standalone | DE0018338 | Active patients aged 65 years and younger
Orthopaedics | Total knee replacement (TKR) | TKR tibial insert | TKR tibial insert - Unconstrained - Crosslinked polyethylene | Zimmer Inc | PSN ASF PS 14MM VE L Fem 10-11, Tib EF | 42-5124-008-14 | Standalone | DE0018338 | Active patients aged 65 years and younger
Orthopaedics | Total knee replacement (TKR) | TKR tibial insert | TKR tibial insert - Unconstrained - Crosslinked polyethylene | Zimmer Inc | PSN ASF PS 16MM VE L Fem 10-11, Tib EF | 42-5124-008-16 | Standalone | DE0018338 | Active patients aged 65 years and younger
Orthopaedics | Total knee replacement (TKR) | TKR tibial insert | TKR tibial insert - Unconstrained - Crosslinked polyethylene | Zimmer Inc | PSN ASF PS 18MM VE L Fem 10-11, Tib EF | 42-5124-008-18 | Standalone | DE0018338 | Active patients aged 65 years and younger
Orthopaedics | Total knee replacement (TKR) | TKR tibial insert | TKR tibial insert - Unconstrained - Crosslinked polyethylene | Zimmer Inc | PSN ASF PS 20MM VE L Fem 10-11, Tib EF | 42-5124-008-20 | Standalone | DE0018338 | Active patients aged 65 years and younger
Orthopaedics | Total knee replacement (TKR) | TKR tibial insert | TKR tibial insert - Unconstrained - Crosslinked polyethylene | Zimmer Inc | PSN ASF PS 10MM VE L Fem 10-12, Tib GH | 42-5124-010-10 | Standalone | DE0018338 | Active patients aged 65 years and younger
Orthopaedics | Total knee replacement (TKR) | TKR tibial insert | TKR tibial insert - Unconstrained - Crosslinked polyethylene | Zimmer Inc | PSN ASF PS 11MM VE L Fem 10-12, Tib GH | 42-5124-010-11 | Standalone | DE0018338 | Active patients aged 65 years and younger
Orthopaedics | Total knee replacement (TKR) | TKR tibial insert | TKR tibial insert - Unconstrained - Crosslinked polyethylene | Zimmer Inc | PSN ASF PS 12MM VE L Fem 10-12, Tib GH | 42-5124-010-12 | Standalone | DE0018338 | Active patients aged 65 years and younger
Orthopaedics | Total knee replacement (TKR) | TKR tibial insert | TKR tibial insert - Unconstrained - Crosslinked polyethylene | Zimmer Inc | PSN ASF PS 13MM VE L Fem 10-12, Tib GH | 42-5124-010-13 | Standalone | DE0018338 | Active patients aged 65 years and younger
Orthopaedics | Total knee replacement (TKR) | TKR tibial insert | TKR tibial insert - Unconstrained - Crosslinked polyethylene | Zimmer Inc | PSN ASF PS 14MM VE L Fem 10-12, Tib GH | 42-5124-010-14 | Standalone | DE0018338 | Active patients aged 65 years and younger
Orthopaedics | Total knee replacement (TKR) | TKR tibial insert | TKR tibial insert - Unconstrained - Crosslinked polyethylene | Zimmer Inc | PSN ASF PS 16MM VE L Fem 10-12, Tib GH | 42-5124-010-16 | Standalone | DE0018338 | Active patients aged 65 years and younger
Orthopaedics | Total knee replacement (TKR) | TKR tibial insert | TKR tibial insert - Unconstrained - Crosslinked polyethylene | Zimmer Inc | PSN ASF PS 18MM VE L Fem 10-12, Tib GH | 42-5124-010-18 | Standalone | DE0018338 | Active patients aged 65 years and younger
Orthopaedics | Total knee replacement (TKR) | TKR tibial insert | TKR tibial insert - Unconstrained - Crosslinked polyethylene | Zimmer Inc | PSN ASF PS 20MM VE L Fem 10-12, Tib GH | 42-5124-010-20 | Standalone | DE0018338 | Active patients aged 65 years and younger
Orthopaedics | Total knee replacement (TKR) | TKR tibial insert | TKR tibial insert - Unconstrained - Crosslinked polyethylene | Zimmer Inc | PSN ASF PS 10MM VE R 3-5 CD | 42-5224-004-10 | Standalone | DE0018338 | Active patients aged 65 years and younger
Orthopaedics | Total knee replacement (TKR) | TKR tibial insert | TKR tibial insert - Unconstrained - Crosslinked polyethylene | Zimmer Inc | PSN ASF PS 11MM VE R 3-5 CD | 42-5224-004-11 | Standalone | DE0018338 | Active patients aged 65 years and younger
Orthopaedics | Total knee replacement (TKR) | TKR tibial insert | TKR tibial insert - Unconstrained - Crosslinked polyethylene | Zimmer Inc | PSN ASF PS 12MM VE R 3-5 CD | 42-5224-004-12 | Standalone | DE0018338 | Active patients aged 65 years and younger
Orthopaedics | Total knee replacement (TKR) | TKR tibial insert | TKR tibial insert - Unconstrained - Crosslinked polyethylene | Zimmer Inc | PSN ASF PS 13MM VE R 3-5 CD | 42-5224-004-13 | Standalone | DE0018338 | Active patients aged 65 years and younger
Orthopaedics | Total knee replacement (TKR) | TKR tibial insert | TKR tibial insert - Unconstrained - Crosslinked polyethylene | Zimmer Inc | PSN ASF PS 14MM VE R 3-5 CD | 42-5224-004-14 | Standalone | DE0018338 | Active patients aged 65 years and younger
Orthopaedics | Total knee replacement (TKR) | TKR tibial insert | TKR tibial insert - Unconstrained - Crosslinked polyethylene | Zimmer Inc | PSN ASF PS 16MM VE R 3-5 CD | 42-5224-004-16 | Standalone | DE0018338 | Active patients aged 65 years and younger
Orthopaedics | Total knee replacement (TKR) | TKR tibial insert | TKR tibial insert - Unconstrained - Crosslinked polyethylene | Zimmer Inc | PSN ASF PS 18MM VE R 3-5 CD | 42-5224-004-18 | Standalone | DE0018338 | Active patients aged 65 years and younger
Orthopaedics | Total knee replacement (TKR) | TKR tibial insert | TKR tibial insert - Unconstrained - Crosslinked polyethylene | Zimmer Inc | PSN ASF PS 20MM VE R 3-5 CD | 42-5224-004-20 | Standalone | DE0018338 | Active patients aged 65 years and younger
Orthopaedics | Total knee replacement (TKR) | TKR tibial insert | TKR tibial insert - Unconstrained - Crosslinked polyethylene | Zimmer Inc | PSN ASF PS 10MM VE R 6-9 CD | 42-5224-005-10 | Standalone | DE0018338 | Active patients aged 65 years and younger
Orthopaedics | Total knee replacement (TKR) | TKR tibial insert | TKR tibial insert - Unconstrained - Crosslinked polyethylene | Zimmer Inc | PSN ASF PS 11MM VE R 6-9 CD | 42-5224-005-11 | Standalone | DE0018338 | Active patients aged 65 years and younger
Orthopaedics | Total knee replacement (TKR) | TKR tibial insert | TKR tibial insert - Unconstrained - Crosslinked polyethylene | Zimmer Inc | PSN ASF PS 12MM VE R 6-9 CD | 42-5224-005-12 | Standalone | DE0018338 | Active patients aged 65 years and younger
Orthopaedics | Total knee replacement (TKR) | TKR tibial insert | TKR tibial insert - Unconstrained - Crosslinked polyethylene | Zimmer Inc | PSN ASF PS 13MM VE R 6-9 CD | 42-5224-005-13 | Standalone | DE0018338 | Active patients aged 65 years and younger
Orthopaedics | Total knee replacement (TKR) | TKR tibial insert | TKR tibial insert - Unconstrained - Crosslinked polyethylene | Zimmer Inc | PSN ASF PS 14MM VE R 6-9 CD | 42-5224-005-14 | Standalone | DE0018338 | Active patients aged 65 years and younger
Orthopaedics | Total knee replacement (TKR) | TKR tibial insert | TKR tibial insert - Unconstrained - Crosslinked polyethylene | Zimmer Inc | PSN ASF PS 16MM VE R 6-9 CD | 42-5224-005-16 | Standalone | DE0018338 | Active patients aged 65 years and younger
Orthopaedics | Total knee replacement (TKR) | TKR tibial insert | TKR tibial insert - Unconstrained - Crosslinked polyethylene | Zimmer Inc | PSN ASF PS 18MM VE R 6-9 CD | 42-5224-005-18 | Standalone | DE0018338 | Active patients aged 65 years and younger
Orthopaedics | Total knee replacement (TKR) | TKR tibial insert | TKR tibial insert - Unconstrained - Crosslinked polyethylene | Zimmer Inc | PSN ASF PS 20MM VE R 6-9 CD | 42-5224-005-20 | Standalone | DE0018338 | Active patients aged 65 years and younger
Orthopaedics | Total knee replacement (TKR) | TKR tibial insert | TKR tibial insert - Unconstrained - Crosslinked polyethylene | Zimmer Inc | PSN ASF PS 10MM VE R 3-5 EF | 42-5224-006-10 | Standalone | DE0018338 | Active patients aged 65 years and younger
Orthopaedics | Total knee replacement (TKR) | TKR tibial insert | TKR tibial insert - Unconstrained - Crosslinked polyethylene | Zimmer Inc | PSN ASF PS 11MM VE R 3-5 EF | 42-5224-006-11 | Standalone | DE0018338 | Active patients aged 65 years and younger
Orthopaedics | Total knee replacement (TKR) | TKR tibial insert | TKR tibial insert - Unconstrained - Crosslinked polyethylene | Zimmer Inc | PSN ASF PS 12MM VE R 3-5 EF | 42-5224-006-12 | Standalone | DE0018338 | Active patients aged 65 years and younger
Orthopaedics | Total knee replacement (TKR) | TKR tibial insert | TKR tibial insert - Unconstrained - Crosslinked polyethylene | Zimmer Inc | PSN ASF PS 13MM VE R 3-5 EF | 42-5224-006-13 | Standalone | DE0018338 | Active patients aged 65 years and younger
Orthopaedics | Total knee replacement (TKR) | TKR tibial insert | TKR tibial insert - Unconstrained - Crosslinked polyethylene | Zimmer Inc | PSN ASF PS 14MM VE R 3-5 EF | 42-5224-006-14 | Standalone | DE0018338 | Active patients aged 65 years and younger
Orthopaedics | Total knee replacement (TKR) | TKR tibial insert | TKR tibial insert - Unconstrained - Crosslinked polyethylene | Zimmer Inc | PSN ASF PS 16MM VE R 3-5 EF | 42-5224-006-16 | Standalone | DE0018338 | Active patients aged 65 years and younger
Orthopaedics | Total knee replacement (TKR) | TKR tibial insert | TKR tibial insert - Unconstrained - Crosslinked polyethylene | Zimmer Inc | PSN ASF PS 18MM VE R 3-5 EF | 42-5224-006-18 | Standalone | DE0018338 | Active patients aged 65 years and younger
Orthopaedics | Total knee replacement (TKR) | TKR tibial insert | TKR tibial insert - Unconstrained - Crosslinked polyethylene | Zimmer Inc | PSN ASF PS 20MM VE R 3-5 EF | 42-5224-006-20 | Standalone | DE0018338 | Active patients aged 65 years and younger
Orthopaedics | Total knee replacement (TKR) | TKR tibial insert | TKR tibial insert - Unconstrained - Crosslinked polyethylene | Zimmer Inc | PSN ASF PS 10MM VE R 6-9 EF | 42-5224-007-10 | Standalone | DE0018338 | Active patients aged 65 years and younger
Orthopaedics | Total knee replacement (TKR) | TKR tibial insert | TKR tibial insert - Unconstrained - Crosslinked polyethylene | Zimmer Inc | PSN ASF PS 11MM VE R 6-9 EF | 42-5224-007-11 | Standalone | DE0018338 | Active patients aged 65 years and younger
Orthopaedics | Total knee replacement (TKR) | TKR tibial insert | TKR tibial insert - Unconstrained - Crosslinked polyethylene | Zimmer Inc | PSN ASF PS 12MM VE R 6-9 EF | 42-5224-007-12 | Standalone | DE0018338 | Active patients aged 65 years and younger
Orthopaedics | Total knee replacement (TKR) | TKR tibial insert | TKR tibial insert - Unconstrained - Crosslinked polyethylene | Zimmer Inc | PSN ASF PS 13MM VE R 6-9 EF | 42-5224-007-13 | Standalone | DE0018338 | Active patients aged 65 years and younger
Orthopaedics | Total knee replacement (TKR) | TKR tibial insert | TKR tibial insert - Unconstrained - Crosslinked polyethylene | Zimmer Inc | PSN ASF PS 14MM VE R 6-9 EF | 42-5224-007-14 | Standalone | DE0018338 | Active patients aged 65 years and younger
Orthopaedics | Total knee replacement (TKR) | TKR tibial insert | TKR tibial insert - Unconstrained - Crosslinked polyethylene | Zimmer Inc | PSN ASF PS 16MM VE R 6-9 EF | 42-5224-007-16 | Standalone | DE0018338 | Active patients aged 65 years and younger
Orthopaedics | Total knee replacement (TKR) | TKR tibial insert | TKR tibial insert - Unconstrained - Crosslinked polyethylene | Zimmer Inc | PSN ASF PS 18MM VE R 6-9 EF | 42-5224-007-18 | Standalone | DE0018338 | Active patients aged 65 years and younger
Orthopaedics | Total knee replacement (TKR) | TKR tibial insert | TKR tibial insert - Unconstrained - Crosslinked polyethylene | Zimmer Inc | PSN ASF PS 20MM VE R 6-9 EF | 42-5224-007-20 | Standalone | DE0018338 | Active patients aged 65 years and younger
Orthopaedics | Total knee replacement (TKR) | TKR tibial insert | TKR tibial insert - Unconstrained - Crosslinked polyethylene | Zimmer Inc | PSN ASF PS 10MM VE R 10-11 EF | 42-5224-008-10 | Standalone | DE0018338 | Active patients aged 65 years and younger
Orthopaedics | Total knee replacement (TKR) | TKR tibial insert | TKR tibial insert - Unconstrained - Crosslinked polyethylene | Zimmer Inc | PSN ASF PS 11MM VE R 10-11 EF | 42-5224-008-11 | Standalone | DE0018338 | Active patients aged 65 years and younger
Orthopaedics | Total knee replacement (TKR) | TKR tibial insert | TKR tibial insert - Unconstrained - Crosslinked polyethylene | Zimmer Inc | PSN ASF PS 12MM VE R 10-11 EF | 42-5224-008-12 | Standalone | DE0018338 | Active patients aged 65 years and younger
Orthopaedics | Total knee replacement (TKR) | TKR tibial insert | TKR tibial insert - Unconstrained - Crosslinked polyethylene | Zimmer Inc | PSN ASF PS 13MM VE R 10-11 EF | 42-5224-008-13 | Standalone | DE0018338 | Active patients aged 65 years and younger
Orthopaedics | Total knee replacement (TKR) | TKR tibial insert | TKR tibial insert - Unconstrained - Crosslinked polyethylene | Zimmer Inc | PSN ASF PS 14MM VE R 10-11 EF | 42-5224-008-14 | Standalone | DE0018338 | Active patients aged 65 years and younger
Orthopaedics | Total knee replacement (TKR) | TKR tibial insert | TKR tibial insert - Unconstrained - Crosslinked polyethylene | Zimmer Inc | PSN ASF PS 16MM VE R 10-11 EF | 42-5224-008-16 | Standalone | DE0018338 | Active patients aged 65 years and younger
Orthopaedics | Total knee replacement (TKR) | TKR tibial insert | TKR tibial insert - Unconstrained - Crosslinked polyethylene | Zimmer Inc | PSN ASF PS 18MM VE R 10-11 EF | 42-5224-008-18 | Standalone | DE0018338 | Active patients aged 65 years and younger
Orthopaedics | Total knee replacement (TKR) | TKR tibial insert | TKR tibial insert - Unconstrained - Crosslinked polyethylene | Zimmer Inc | PSN ASF PS 20MM VE R 10-11 EF | 42-5224-008-20 | Standalone | DE0018338 | Active patients aged 65 years and younger
Orthopaedics | Total knee replacement (TKR) | TKR tibial insert | TKR tibial insert - Unconstrained - Crosslinked polyethylene | Zimmer Inc | PSN ASF PS 10MM VE R 6-9 GH | 42-5224-009-10 | Standalone | DE0018338 | Active patients aged 65 years and younger
Orthopaedics | Total knee replacement (TKR) | TKR tibial insert | TKR tibial insert - Unconstrained - Crosslinked polyethylene | Zimmer Inc | PSN ASF PS 11MM VE R 6-9 GH | 42-5224-009-11 | Standalone | DE0018338 | Active patients aged 65 years and younger
Orthopaedics | Total knee replacement (TKR) | TKR tibial insert | TKR tibial insert - Unconstrained - Crosslinked polyethylene | Zimmer Inc | PSN ASF PS 12MM VE R 6-9 GH | 42-5224-009-12 | Standalone | DE0018338 | Active patients aged 65 years and younger
Orthopaedics | Total knee replacement (TKR) | TKR tibial insert | TKR tibial insert - Unconstrained - Crosslinked polyethylene | Zimmer Inc | PSN ASF PS 13MM VE R 6-9 GH | 42-5224-009-13 | Standalone | DE0018338 | Active patients aged 65 years and younger
Orthopaedics | Total knee replacement (TKR) | TKR tibial insert | TKR tibial insert - Unconstrained - Crosslinked polyethylene | Zimmer Inc | PSN ASF PS 14MM VE R 6-9 GH | 42-5224-009-14 | Standalone | DE0018338 | Active patients aged 65 years and younger
Orthopaedics | Total knee replacement (TKR) | TKR tibial insert | TKR tibial insert - Unconstrained - Crosslinked polyethylene | Zimmer Inc | PSN ASF PS 16MM VE R 6-9 GH | 42-5224-009-16 | Standalone | DE0018338 | Active patients aged 65 years and younger
Orthopaedics | Total knee replacement (TKR) | TKR tibial insert | TKR tibial insert - Unconstrained - Crosslinked polyethylene | Zimmer Inc | PSN ASF PS 18MM VE R 6-9 GH | 42-5224-009-18 | Standalone | DE0018338 | Active patients aged 65 years and younger
Orthopaedics | Total knee replacement (TKR) | TKR tibial insert | TKR tibial insert - Unconstrained - Crosslinked polyethylene | Zimmer Inc | PSN ASF PS 20MM VE R 6-9 GH | 42-5224-009-20 | Standalone | DE0018338 | Active patients aged 65 years and younger
Orthopaedics | Total knee replacement (TKR) | TKR tibial insert | TKR tibial insert - Unconstrained - Crosslinked polyethylene | Zimmer Inc | PSN ASF PS 10MM VE R 10-12 GH | 42-5224-010-10 | Standalone | DE0018338 | Active patients aged 65 years and younger
Orthopaedics | Total knee replacement (TKR) | TKR tibial insert | TKR tibial insert - Unconstrained - Crosslinked polyethylene | Zimmer Inc | PSN ASF PS 11MM VE R 10-12 GH | 42-5224-010-11 | Standalone | DE0018338 | Active patients aged 65 years and younger
Orthopaedics | Total knee replacement (TKR) | TKR tibial insert | TKR tibial insert - Unconstrained - Crosslinked polyethylene | Zimmer Inc | PSN ASF PS 12MM VE R 10-12 GH | 42-5224-010-12 | Standalone | DE0018338 | Active patients aged 65 years and younger
Orthopaedics | Total knee replacement (TKR) | TKR tibial insert | TKR tibial insert - Unconstrained - Crosslinked polyethylene | Zimmer Inc | PSN ASF PS 13MM VE R 10-12 GH | 42-5224-010-13 | Standalone | DE0018338 | Active patients aged 65 years and younger
Orthopaedics | Total knee replacement (TKR) | TKR tibial insert | TKR tibial insert - Unconstrained - Crosslinked polyethylene | Zimmer Inc | PSN ASF PS 14MM VE R 10-12 GH | 42-5224-010-14 | Standalone | DE0018338 | Active patients aged 65 years and younger
Orthopaedics | Total knee replacement (TKR) | TKR tibial insert | TKR tibial insert - Unconstrained - Crosslinked polyethylene | Zimmer Inc | PSN ASF PS 16MM VE R 10-12 GH | 42-5224-010-16 | Standalone | DE0018338 | Active patients aged 65 years and younger
Orthopaedics | Total knee replacement (TKR) | TKR tibial insert | TKR tibial insert - Unconstrained - Crosslinked polyethylene | Zimmer Inc | PSN ASF PS 18MM VE R 10-12 GH | 42-5224-010-18 | Standalone | DE0018338 | Active patients aged 65 years and younger
Orthopaedics | Total knee replacement (TKR) | TKR tibial insert | TKR tibial insert - Unconstrained - Crosslinked polyethylene | Zimmer Inc | PSN ASF PS 20MM VE R 10-12 GH | 42-5224-010-20 | Standalone | DE0018338 | Active patients aged 65 years and younger
Orthopaedics | Total knee replacement (TKR) | TKR tibial insert | TKR tibial insert - Unconstrained - Crosslinked polyethylene | Zimmer Inc | PSN ASF CR 10MM VE L 3-9, Tib CD | 42-5120-004-10 | Standalone | DE0018338 | Active patients aged 65 years and younger
Orthopaedics | Total knee replacement (TKR) | TKR tibial insert | TKR tibial insert - Unconstrained - Crosslinked polyethylene | Zimmer Inc | PSN ASF CR 11MM VE L 3-9, Tib CD | 42-5120-004-11 | Standalone | DE0018338 | Active patients aged 65 years and younger
Orthopaedics | Total knee replacement (TKR) | TKR tibial insert | TKR tibial insert - Unconstrained - Crosslinked polyethylene | Zimmer Inc | PSN ASF CR 12MM VE L 3-9, Tib CD | 42-5120-004-12 | Standalone | DE0018338 | Active patients aged 65 years and younger
Orthopaedics | Total knee replacement (TKR) | TKR tibial insert | TKR tibial insert - Unconstrained - Crosslinked polyethylene | Zimmer Inc | PSN ASF CR 13MM VE L 3-9, Tib CD | 42-5120-004-13 | Standalone | DE0018338 | Active patients aged 65 years and younger
Orthopaedics | Total knee replacement (TKR) | TKR tibial insert | TKR tibial insert - Unconstrained - Crosslinked polyethylene | Zimmer Inc | PSN ASF CR 14MM VE L 3-9, Tib CD | 42-5120-004-14 | Standalone | DE0018338 | Active patients aged 65 years and younger
Orthopaedics | Total knee replacement (TKR) | TKR tibial insert | TKR tibial insert - Unconstrained - Crosslinked polyethylene | Zimmer Inc | PSN ASF CR 16MM VE L 3-9, Tib CD | 42-5120-004-16 | Standalone | DE0018338 | Active patients aged 65 years and younger
Orthopaedics | Total knee replacement (TKR) | TKR tibial insert | TKR tibial insert - Unconstrained - Crosslinked polyethylene | Zimmer Inc | PSN ASF CR 18MM VE L 3-9, Tib CD | 42-5120-004-18 | Standalone | DE0018338 | Active patients aged 65 years and younger
Orthopaedics | Total knee replacement (TKR) | TKR tibial insert | TKR tibial insert - Unconstrained - Crosslinked polyethylene | Zimmer Inc | PSN ASF CR 10MM VE L 3-11, Tib EF | 42-5120-005-10 | Standalone | DE0018338 | Active patients aged 65 years and younger
Orthopaedics | Total knee replacement (TKR) | TKR tibial insert | TKR tibial insert - Unconstrained - Crosslinked polyethylene | Zimmer Inc | PSN ASF CR 11MM VE L 3-11, Tib EF | 42-5120-005-11 | Standalone | DE0018338 | Active patients aged 65 years and younger
Orthopaedics | Total knee replacement (TKR) | TKR tibial insert | TKR tibial insert - Unconstrained - Crosslinked polyethylene | Zimmer Inc | PSN ASF CR 12MM VE L 3-11, Tib EF | 42-5120-005-12 | Standalone | DE0018338 | Active patients aged 65 years and younger
Orthopaedics | Total knee replacement (TKR) | TKR tibial insert | TKR tibial insert - Unconstrained - Crosslinked polyethylene | Zimmer Inc | PSN ASF CR 13MM VE L 3-11, Tib EF | 42-5120-005-13 | Standalone | DE0018338 | Active patients aged 65 years and younger
Orthopaedics | Total knee replacement (TKR) | TKR tibial insert | TKR tibial insert - Unconstrained - Crosslinked polyethylene | Zimmer Inc | PSN ASF CR 14MM VE L 3-11, Tib EF | 42-5120-005-14 | Standalone | DE0018338 | Active patients aged 65 years and younger
Orthopaedics | Total knee replacement (TKR) | TKR tibial insert | TKR tibial insert - Unconstrained - Crosslinked polyethylene | Zimmer Inc | PSN ASF CR 16MM VE L 3-11, Tib EF | 42-5120-005-16 | Standalone | DE0018338 | Active patients aged 65 years and younger
Orthopaedics | Total knee replacement (TKR) | TKR tibial insert | TKR tibial insert - Unconstrained - Crosslinked polyethylene | Zimmer Inc | PSN ASF CR 18MM VE L 3-11, Tib EF | 42-5120-005-18 | Standalone | DE0018338 | Active patients aged 65 years and younger
Orthopaedics | Total knee replacement (TKR) | TKR tibial insert | TKR tibial insert - Unconstrained - Crosslinked polyethylene | Zimmer Inc | PSN ASF CR 10MM VE L 7-12, Tib GH | 42-5120-006-10 | Standalone | DE0018338 | Active patients aged 65 years and younger
Orthopaedics | Total knee replacement (TKR) | TKR tibial insert | TKR tibial insert - Unconstrained - Crosslinked polyethylene | Zimmer Inc | PSN ASF CR 11MM VE L 7-12, Tib GH | 42-5120-006-11 | Standalone | DE0018338 | Active patients aged 65 years and younger
Orthopaedics | Total knee replacement (TKR) | TKR tibial insert | TKR tibial insert - Unconstrained - Crosslinked polyethylene | Zimmer Inc | PSN ASF CR 12MM VE L 7-12, Tib GH | 42-5120-006-12 | Standalone | DE0018338 | Active patients aged 65 years and younger
Orthopaedics | Total knee replacement (TKR) | TKR tibial insert | TKR tibial insert - Unconstrained - Crosslinked polyethylene | Zimmer Inc | PSN ASF CR 13MM VE L 7-12, Tib GH | 42-5120-006-13 | Standalone | DE0018338 | Active patients aged 65 years and younger
Orthopaedics | Total knee replacement (TKR) | TKR tibial insert | TKR tibial insert - Unconstrained - Crosslinked polyethylene | Zimmer Inc | PSN ASF CR 14MM VE L 7-12, Tib GH | 42-5120-006-14 | Standalone | DE0018338 | Active patients aged 65 years and younger
Orthopaedics | Total knee replacement (TKR) | TKR tibial insert | TKR tibial insert - Unconstrained - Crosslinked polyethylene | Zimmer Inc | PSN ASF CR 16MM VE L 7-12, Tib GH | 42-5120-006-16 | Standalone | DE0018338 | Active patients aged 65 years and younger
Orthopaedics | Total knee replacement (TKR) | TKR tibial insert | TKR tibial insert - Unconstrained - Crosslinked polyethylene | Zimmer Inc | PSN ASF CR 18MM VE L 7-12, Tib GH | 42-5120-006-18 | Standalone | DE0018338 | Active patients aged 65 years and younger
Orthopaedics | Total knee replacement (TKR) | TKR tibial insert | TKR tibial insert - Unconstrained - Crosslinked polyethylene | Zimmer Inc | PSN ASF CR 10MM VE R Fem 3-9, Tib CD | 42-5220-004-10 | Standalone | DE0018338 | Active patients aged 65 years and younger
Orthopaedics | Total knee replacement (TKR) | TKR tibial insert | TKR tibial insert - Unconstrained - Crosslinked polyethylene | Zimmer Inc | PSN ASF CR 11MM VE R Fem 3-9, Tib CD | 42-5220-004-11 | Standalone | DE0018338 | Active patients aged 65 years and younger
Orthopaedics | Total knee replacement (TKR) | TKR tibial insert | TKR tibial insert - Unconstrained - Crosslinked polyethylene | Zimmer Inc | PSN ASF CR 12MM VE R Fem 3-9, Tib CD | 42-5220-004-12 | Standalone | DE0018338 | Active patients aged 65 years and younger
Orthopaedics | Total knee replacement (TKR) | TKR tibial insert | TKR tibial insert - Unconstrained - Crosslinked polyethylene | Zimmer Inc | PSN ASF CR 13MM VE R Fem 3-9, Tib CD | 42-5220-004-13 | Standalone | DE0018338 | Active patients aged 65 years and younger
Orthopaedics | Total knee replacement (TKR) | TKR tibial insert | TKR tibial insert - Unconstrained - Crosslinked polyethylene | Zimmer Inc | PSN ASF CR 14MM VE R Fem 3-9, Tib CD | 42-5220-004-14 | Standalone | DE0018338 | Active patients aged 65 years and younger
Orthopaedics | Total knee replacement (TKR) | TKR tibial insert | TKR tibial insert - Unconstrained - Crosslinked polyethylene | Zimmer Inc | PSN ASF CR 16MM VE R Fem 3-9, Tib CD | 42-5220-004-16 | Standalone | DE0018338 | Active patients aged 65 years and younger
Orthopaedics | Total knee replacement (TKR) | TKR tibial insert | TKR tibial insert - Unconstrained - Crosslinked polyethylene | Zimmer Inc | PSN ASF CR 18MM VE R Fem 3-9, Tib CD | 42-5220-004-18 | Standalone | DE0018338 | Active patients aged 65 years and younger
Orthopaedics | Total knee replacement (TKR) | TKR tibial insert | TKR tibial insert - Unconstrained - Crosslinked polyethylene | Zimmer Inc | PSN ASF CR 10MM VE R Fem 3-11, Tib EF | 42-5220-005-10 | Standalone | DE0018338 | Active patients aged 65 years and younger
Orthopaedics | Total knee replacement (TKR) | TKR tibial insert | TKR tibial insert - Unconstrained - Crosslinked polyethylene | Zimmer Inc | PSN ASF CR 11MM VE R Fem 3-11, Tib EF | 42-5220-005-11 | Standalone | DE0018338 | Active patients aged 65 years and younger
Orthopaedics | Total knee replacement (TKR) | TKR tibial insert | TKR tibial insert - Unconstrained - Crosslinked polyethylene | Zimmer Inc | PSN ASF CR 12MM VE R Fem 3-11, Tib EF | 42-5220-005-12 | Standalone | DE0018338 | Active patients aged 65 years and younger
Orthopaedics | Total knee replacement (TKR) | TKR tibial insert | TKR tibial insert - Unconstrained - Crosslinked polyethylene | Zimmer Inc | PSN ASF CR 13MM VE R Fem 3-11, Tib EF | 42-5220-005-13 | Standalone | DE0018338 | Active patients aged 65 years and younger
Orthopaedics | Total knee replacement (TKR) | TKR tibial insert | TKR tibial insert - Unconstrained - Crosslinked polyethylene | Zimmer Inc | PSN ASF CR 14MM VE R Fem 3-11, Tib EF | 42-5220-005-14 | Standalone | DE0018338 | Active patients aged 65 years and younger
Orthopaedics | Total knee replacement (TKR) | TKR tibial insert | TKR tibial insert - Unconstrained - Crosslinked polyethylene | Zimmer Inc | PSN ASF CR 16MM VE R Fem 3-11, Tib EF | 42-5220-005-16 | Standalone | DE0018338 | Active patients aged 65 years and younger
Orthopaedics | Total knee replacement (TKR) | TKR tibial insert | TKR tibial insert - Unconstrained - Crosslinked polyethylene | Zimmer Inc | PSN ASF CR 18MM VE R Fem 3-11, Tib EF | 42-5220-005-18 | Standalone | DE0018338 | Active patients aged 65 years and younger
Orthopaedics | Total knee replacement (TKR) | TKR tibial insert | TKR tibial insert - Unconstrained - Crosslinked polyethylene | Zimmer Inc | PSN ASF CR 10MM VE R Fem 7-12, Tib GH | 42-5220-006-10 | Standalone | DE0018338 | Active patients aged 65 years and younger
Orthopaedics | Total knee replacement (TKR) | TKR tibial insert | TKR tibial insert - Unconstrained - Crosslinked polyethylene | Zimmer Inc | PSN ASF CR 11MM VE R Fem 7-12, Tib GH | 42-5220-006-11 | Standalone | DE0018338 | Active patients aged 65 years and younger
Orthopaedics | Total knee replacement (TKR) | TKR tibial insert | TKR tibial insert - Unconstrained - Crosslinked polyethylene | Zimmer Inc | PSN ASF CR 12MM VE R Fem 7-12, Tib GH | 42-5220-006-12 | Standalone | DE0018338 | Active patients aged 65 years and younger
Orthopaedics | Total knee replacement (TKR) | TKR tibial insert | TKR tibial insert - Unconstrained - Crosslinked polyethylene | Zimmer Inc | PSN ASF CR 13MM VE R Fem 7-12, Tib GH | 42-5220-006-13 | Standalone | DE0018338 | Active patients aged 65 years and younger
Orthopaedics | Total knee replacement (TKR) | TKR tibial insert | TKR tibial insert - Unconstrained - Crosslinked polyethylene | Zimmer Inc | PSN ASF CR 14MM VE R Fem 7-12, Tib GH | 42-5220-006-14 | Standalone | DE0018338 | Active patients aged 65 years and younger
Orthopaedics | Total knee replacement (TKR) | TKR tibial insert | TKR tibial insert - Unconstrained - Crosslinked polyethylene | Zimmer Inc | PSN ASF CR 16MM VE R Fem 7-12, Tib GH | 42-5220-006-16 | Standalone | DE0018338 | Active patients aged 65 years and younger
Orthopaedics | Total knee replacement (TKR) | TKR tibial insert | TKR tibial insert - Unconstrained - Crosslinked polyethylene | Zimmer Inc | PSN ASF CR 18MM VE R Fem 7-12, Tib GH | 42-5220-006-18 | Standalone | DE0018338 | Active patients aged 65 years and younger
Orthopaedics | Total knee replacement (TKR) | TKR tibial insert | TKR tibial insert - Unconstrained - Crosslinked polyethylene | Zimmer Inc | PSN ASF CR 10MM VE L 1-2 AB | 42-5120-001-10 | Standalone | DE0018338 | Active patients aged 65 years and younger
Orthopaedics | Total knee replacement (TKR) | TKR tibial insert | TKR tibial insert - Unconstrained - Crosslinked polyethylene | Zimmer Inc | PSN ASF CR 11MM VE L 1-2 AB | 42-5120-001-11 | Standalone | DE0018338 | Active patients aged 65 years and younger
Orthopaedics | Total knee replacement (TKR) | TKR tibial insert | TKR tibial insert - Unconstrained - Crosslinked polyethylene | Zimmer Inc | PSN ASF CR 12MM VE L 1-2 AB | 42-5120-001-12 | Standalone | DE0018338 | Active patients aged 65 years and younger
Orthopaedics | Total knee replacement (TKR) | TKR tibial insert | TKR tibial insert - Unconstrained - Crosslinked polyethylene | Zimmer Inc | PSN ASF CR 13MM VE L 1-2 AB | 42-5120-001-13 | Standalone | DE0018338 | Active patients aged 65 years and younger
Orthopaedics | Total knee replacement (TKR) | TKR tibial insert | TKR tibial insert - Unconstrained - Crosslinked polyethylene | Zimmer Inc | PSN ASF CR 14MM VE L 1-2 AB | 42-5120-001-14 | Standalone | DE0018338 | Active patients aged 65 years and younger
Orthopaedics | Total knee replacement (TKR) | TKR tibial insert | TKR tibial insert - Unconstrained - Crosslinked polyethylene | Zimmer Inc | PSN ASF CR 16MM VE L 1-2 AB | 42-5120-001-16 | Standalone | DE0018338 | Active patients aged 65 years and younger
Orthopaedics | Total knee replacement (TKR) | TKR tibial insert | TKR tibial insert - Unconstrained - Crosslinked polyethylene | Zimmer Inc | PSN ASF CR 18MM VE L 1-2 AB | 42-5120-001-18 | Standalone | DE0018338 | Active patients aged 65 years and younger
Orthopaedics | Total knee replacement (TKR) | TKR tibial insert | TKR tibial insert - Unconstrained - Crosslinked polyethylene | Zimmer Inc | PSN ASF CR 10MM VE L 3-6 AB | 42-5120-002-10 | Standalone | DE0018338 | Active patients aged 65 years and younger
Orthopaedics | Total knee replacement (TKR) | TKR tibial insert | TKR tibial insert - Unconstrained - Crosslinked polyethylene | Zimmer Inc | PSN ASF CR 11MM VE L 3-6 AB | 42-5120-002-11 | Standalone | DE0018338 | Active patients aged 65 years and younger
Orthopaedics | Total knee replacement (TKR) | TKR tibial insert | TKR tibial insert - Unconstrained - Crosslinked polyethylene | Zimmer Inc | PSN ASF CR 12MM VE L 3-6 AB | 42-5120-002-12 | Standalone | DE0018338 | Active patients aged 65 years and younger
Orthopaedics | Total knee replacement (TKR) | TKR tibial insert | TKR tibial insert - Unconstrained - Crosslinked polyethylene | Zimmer Inc | PSN ASF CR 13MM VE L 3-6 AB | 42-5120-002-13 | Standalone | DE0018338 | Active patients aged 65 years and younger
Orthopaedics | Total knee replacement (TKR) | TKR tibial insert | TKR tibial insert - Unconstrained - Crosslinked polyethylene | Zimmer Inc | PSN ASF CR 14MM VE L 3-6 AB | 42-5120-002-14 | Standalone | DE0018338 | Active patients aged 65 years and younger
Orthopaedics | Total knee replacement (TKR) | TKR tibial insert | TKR tibial insert - Unconstrained - Crosslinked polyethylene | Zimmer Inc | PSN ASF CR 16MM VE L 3-6 AB | 42-5120-002-16 | Standalone | DE0018338 | Active patients aged 65 years and younger
Orthopaedics | Total knee replacement (TKR) | TKR tibial insert | TKR tibial insert - Unconstrained - Crosslinked polyethylene | Zimmer Inc | PSN ASF CR 18MM VE L 3-6 AB | 42-5120-002-18 | Standalone | DE0018338 | Active patients aged 65 years and younger
Orthopaedics | Total knee replacement (TKR) | TKR tibial insert | TKR tibial insert - Unconstrained - Crosslinked polyethylene | Zimmer Inc | PSN ASF CR 10MM VE L 1-2 CD | 42-5120-003-10 | Standalone | DE0018338 | Active patients aged 65 years and younger
Orthopaedics | Total knee replacement (TKR) | TKR tibial insert | TKR tibial insert - Unconstrained - Crosslinked polyethylene | Zimmer Inc | PSN ASF CR 11MM VE L 1-2 CD | 42-5120-003-11 | Standalone | DE0018338 | Active patients aged 65 years and younger
Orthopaedics | Total knee replacement (TKR) | TKR tibial insert | TKR tibial insert - Unconstrained - Crosslinked polyethylene | Zimmer Inc | PSN ASF CR 12MM VE L 1-2 CD | 42-5120-003-12 | Standalone | DE0018338 | Active patients aged 65 years and younger
Orthopaedics | Total knee replacement (TKR) | TKR tibial insert | TKR tibial insert - Unconstrained - Crosslinked polyethylene | Zimmer Inc | PSN ASF CR 13MM VE L 1-2 CD | 42-5120-003-13 | Standalone | DE0018338 | Active patients aged 65 years and younger
Orthopaedics | Total knee replacement (TKR) | TKR tibial insert | TKR tibial insert - Unconstrained - Crosslinked polyethylene | Zimmer Inc | PSN ASF CR 14MM VE L 1-2 CD | 42-5120-003-14 | Standalone | DE0018338 | Active patients aged 65 years and younger
Orthopaedics | Total knee replacement (TKR) | TKR tibial insert | TKR tibial insert - Unconstrained - Crosslinked polyethylene | Zimmer Inc | PSN ASF CR 16MM VE L 1-2 CD | 42-5120-003-16 | Standalone | DE0018338 | Active patients aged 65 years and younger
Orthopaedics | Total knee replacement (TKR) | TKR tibial insert | TKR tibial insert - Unconstrained - Crosslinked polyethylene | Zimmer Inc | PSN ASF CR 18MM VE L 1-2 CD | 42-5120-003-18 | Standalone | DE0018338 | Active patients aged 65 years and younger
Orthopaedics | Total knee replacement (TKR) | TKR tibial insert | TKR tibial insert - Unconstrained - Crosslinked polyethylene | Zimmer Inc | PSN ASF CR 10MM VE R 1-2 AB | 42-5220-001-10 | Standalone | DE0018338 | Active patients aged 65 years and younger
Orthopaedics | Total knee replacement (TKR) | TKR tibial insert | TKR tibial insert - Unconstrained - Crosslinked polyethylene | Zimmer Inc | PSN ASF CR 11MM VE R 1-2 AB | 42-5220-001-11 | Standalone | DE0018338 | Active patients aged 65 years and younger
Orthopaedics | Total knee replacement (TKR) | TKR tibial insert | TKR tibial insert - Unconstrained - Crosslinked polyethylene | Zimmer Inc | PSN ASF CR 12MM VE R 1-2 AB | 42-5220-001-12 | Standalone | DE0018338 | Active patients aged 65 years and younger
Orthopaedics | Total knee replacement (TKR) | TKR tibial insert | TKR tibial insert - Unconstrained - Crosslinked polyethylene | Zimmer Inc | PSN ASF CR 13MM VE R 1-2 AB | 42-5220-001-13 | Standalone | DE0018338 | Active patients aged 65 years and younger
Orthopaedics | Total knee replacement (TKR) | TKR tibial insert | TKR tibial insert - Unconstrained - Crosslinked polyethylene | Zimmer Inc | PSN ASF CR 14MM VE R 1-2 AB | 42-5220-001-14 | Standalone | DE0018338 | Active patients aged 65 years and younger
Orthopaedics | Total knee replacement (TKR) | TKR tibial insert | TKR tibial insert - Unconstrained - Crosslinked polyethylene | Zimmer Inc | PSN ASF CR 16MM VE R 1-2 AB | 42-5220-001-16 | Standalone | DE0018338 | Active patients aged 65 years and younger
Orthopaedics | Total knee replacement (TKR) | TKR tibial insert | TKR tibial insert - Unconstrained - Crosslinked polyethylene | Zimmer Inc | PSN ASF CR 18MM VE R 1-2 AB | 42-5220-001-18 | Standalone | DE0018338 | Active patients aged 65 years and younger
Orthopaedics | Total knee replacement (TKR) | TKR tibial insert | TKR tibial insert - Unconstrained - Crosslinked polyethylene | Zimmer Inc | PSN ASF CR 10MM VE R 3-6 AB | 42-5220-002-10 | Standalone | DE0018338 | Active patients aged 65 years and younger
Orthopaedics | Total knee replacement (TKR) | TKR tibial insert | TKR tibial insert - Unconstrained - Crosslinked polyethylene | Zimmer Inc | PSN ASF CR 11MM VE R 3-6 AB | 42-5220-002-11 | Standalone | DE0018338 | Active patients aged 65 years and younger
Orthopaedics | Total knee replacement (TKR) | TKR tibial insert | TKR tibial insert - Unconstrained - Crosslinked polyethylene | Zimmer Inc | PSN ASF CR 12MM VE R 3-6 AB | 42-5220-002-12 | Standalone | DE0018338 | Active patients aged 65 years and younger
Orthopaedics | Total knee replacement (TKR) | TKR tibial insert | TKR tibial insert - Unconstrained - Crosslinked polyethylene | Zimmer Inc | PSN ASF CR 13MM VE R 3-6 AB | 42-5220-002-13 | Standalone | DE0018338 | Active patients aged 65 years and younger
Orthopaedics | Total knee replacement (TKR) | TKR tibial insert | TKR tibial insert - Unconstrained - Crosslinked polyethylene | Zimmer Inc | PSN ASF CR 14MM VE R 3-6 AB | 42-5220-002-14 | Standalone | DE0018338 | Active patients aged 65 years and younger
Orthopaedics | Total knee replacement (TKR) | TKR tibial insert | TKR tibial insert - Unconstrained - Crosslinked polyethylene | Zimmer Inc | PSN ASF CR 16MM VE R 3-6 AB | 42-5220-002-16 | Standalone | DE0018338 | Active patients aged 65 years and younger
Orthopaedics | Total knee replacement (TKR) | TKR tibial insert | TKR tibial insert - Unconstrained - Crosslinked polyethylene | Zimmer Inc | PSN ASF CR 18MM VE R 3-6 AB | 42-5220-002-18 | Standalone | DE0018338 | Active patients aged 65 years and younger
Orthopaedics | Total knee replacement (TKR) | TKR tibial insert | TKR tibial insert - Unconstrained - Crosslinked polyethylene | Zimmer Inc | PSN ASF CR 10MM VE R 1-2 CD | 42-5220-003-10 | Standalone | DE0018338 | Active patients aged 65 years and younger
Orthopaedics | Total knee replacement (TKR) | TKR tibial insert | TKR tibial insert - Unconstrained - Crosslinked polyethylene | Zimmer Inc | PSN ASF CR 11MM VE R 1-2 CD | 42-5220-003-11 | Standalone | DE0018338 | Active patients aged 65 years and younger
Orthopaedics | Total knee replacement (TKR) | TKR tibial insert | TKR tibial insert - Unconstrained - Crosslinked polyethylene | Zimmer Inc | PSN ASF CR 12MM VE R 1-2 CD | 42-5220-003-12 | Standalone | DE0018338 | Active patients aged 65 years and younger
Orthopaedics | Total knee replacement (TKR) | TKR tibial insert | TKR tibial insert - Unconstrained - Crosslinked polyethylene | Zimmer Inc | PSN ASF CR 13MM VE R 1-2 CD | 42-5220-003-13 | Standalone | DE0018338 | Active patients aged 65 years and younger
Orthopaedics | Total knee replacement (TKR) | TKR tibial insert | TKR tibial insert - Unconstrained - Crosslinked polyethylene | Zimmer Inc | PSN ASF CR 14MM VE R 1-2 CD | 42-5220-003-14 | Standalone | DE0018338 | Active patients aged 65 years and younger
Orthopaedics | Total knee replacement (TKR) | TKR tibial insert | TKR tibial insert - Unconstrained - Crosslinked polyethylene | Zimmer Inc | PSN ASF CR 16MM VE R 1-2 CD | 42-5220-003-16 | Standalone | DE0018338 | Active patients aged 65 years and younger
Orthopaedics | Total knee replacement (TKR) | TKR tibial insert | TKR tibial insert - Unconstrained - Crosslinked polyethylene | Zimmer Inc | PSN ASF CR 18MM VE R 1-2 CD | 42-5220-003-18 | Standalone | DE0018338 | Active patients aged 65 years and younger
Orthopaedics | Total knee replacement (TKR) | TKR tibial insert | TKR tibial insert - Unconstrained - Crosslinked polyethylene | Zimmer Inc | PSN ASF PS 10MM VE L 1-2 AB | 42-5124-001-10 | Standalone | DE0018338 | Active patients aged 65 years and younger
Orthopaedics | Total knee replacement (TKR) | TKR tibial insert | TKR tibial insert - Unconstrained - Crosslinked polyethylene | Zimmer Inc | PSN ASF PS 11MM VE L 1-2 AB | 42-5124-001-11 | Standalone | DE0018338 | Active patients aged 65 years and younger
Orthopaedics | Total knee replacement (TKR) | TKR tibial insert | TKR tibial insert - Unconstrained - Crosslinked polyethylene | Zimmer Inc | PSN ASF PS 12MM VE L 1-2 AB | 42-5124-001-12 | Standalone | DE0018338 | Active patients aged 65 years and younger
Orthopaedics | Total knee replacement (TKR) | TKR tibial insert | TKR tibial insert - Unconstrained - Crosslinked polyethylene | Zimmer Inc | PSN ASF PS 13MM VE L 1-2 AB | 42-5124-001-13 | Standalone | DE0018338 | Active patients aged 65 years and younger
Orthopaedics | Total knee replacement (TKR) | TKR tibial insert | TKR tibial insert - Unconstrained - Crosslinked polyethylene | Zimmer Inc | PSN ASF PS 14MM VE L 1-2 AB | 42-5124-001-14 | Standalone | DE0018338 | Active patients aged 65 years and younger
Orthopaedics | Total knee replacement (TKR) | TKR tibial insert | TKR tibial insert - Unconstrained - Crosslinked polyethylene | Zimmer Inc | PSN ASF PS 16MM VE L 1-2 AB | 42-5124-001-16 | Standalone | DE0018338 | Active patients aged 65 years and younger
Orthopaedics | Total knee replacement (TKR) | TKR tibial insert | TKR tibial insert - Unconstrained - Crosslinked polyethylene | Zimmer Inc | PSN ASF PS 18MM VE L 1-2 AB | 42-5124-001-18 | Standalone | DE0018338 | Active patients aged 65 years and younger
Orthopaedics | Total knee replacement (TKR) | TKR tibial insert | TKR tibial insert - Unconstrained - Crosslinked polyethylene | Zimmer Inc | PSN ASF PS 20MM VE L 1-2 AB | 42-5124-001-20 | Standalone | DE0018338 | Active patients aged 65 years and younger
Orthopaedics | Total knee replacement (TKR) | TKR tibial insert | TKR tibial insert - Unconstrained - Crosslinked polyethylene | Zimmer Inc | PSN ASF PS 10MM VE L 3-5 AB | 42-5124-002-10 | Standalone | DE0018338 | Active patients aged 65 years and younger
Orthopaedics | Total knee replacement (TKR) | TKR tibial insert | TKR tibial insert - Unconstrained - Crosslinked polyethylene | Zimmer Inc | PSN ASF PS 11MM VE L 3-5 AB | 42-5124-002-11 | Standalone | DE0018338 | Active patients aged 65 years and younger
Orthopaedics | Total knee replacement (TKR) | TKR tibial insert | TKR tibial insert - Unconstrained - Crosslinked polyethylene | Zimmer Inc | PSN ASF PS 12MM VE L 3-5 AB | 42-5124-002-12 | Standalone | DE0018338 | Active patients aged 65 years and younger
Orthopaedics | Total knee replacement (TKR) | TKR tibial insert | TKR tibial insert - Unconstrained - Crosslinked polyethylene | Zimmer Inc | PSN ASF PS 13MM VE L 3-5 AB | 42-5124-002-13 | Standalone | DE0018338 | Active patients aged 65 years and younger
Orthopaedics | Total knee replacement (TKR) | TKR tibial insert | TKR tibial insert - Unconstrained - Crosslinked polyethylene | Zimmer Inc | PSN ASF PS 14MM VE L 3-5 AB | 42-5124-002-14 | Standalone | DE0018338 | Active patients aged 65 years and younger
Orthopaedics | Total knee replacement (TKR) | TKR tibial insert | TKR tibial insert - Unconstrained - Crosslinked polyethylene | Zimmer Inc | PSN ASF PS 16MM VE L 3-5 AB | 42-5124-002-16 | Standalone | DE0018338 | Active patients aged 65 years and younger
Orthopaedics | Total knee replacement (TKR) | TKR tibial insert | TKR tibial insert - Unconstrained - Crosslinked polyethylene | Zimmer Inc | PSN ASF PS 18MM VE L 3-5 AB | 42-5124-002-18 | Standalone | DE0018338 | Active patients aged 65 years and younger
Orthopaedics | Total knee replacement (TKR) | TKR tibial insert | TKR tibial insert - Unconstrained - Crosslinked polyethylene | Zimmer Inc | PSN ASF PS 20MM VE L 3-5 AB | 42-5124-002-20 | Standalone | DE0018338 | Active patients aged 65 years and younger
Orthopaedics | Total knee replacement (TKR) | TKR tibial insert | TKR tibial insert - Unconstrained - Crosslinked polyethylene | Zimmer Inc | PSN ASF PS 10MM VE L 1-2 CD | 42-5124-003-10 | Standalone | DE0018338 | Active patients aged 65 years and younger
Orthopaedics | Total knee replacement (TKR) | TKR tibial insert | TKR tibial insert - Unconstrained - Crosslinked polyethylene | Zimmer Inc | PSN ASF PS 11MM VE L 1-2 CD | 42-5124-003-11 | Standalone | DE0018338 | Active patients aged 65 years and younger
Orthopaedics | Total knee replacement (TKR) | TKR tibial insert | TKR tibial insert - Unconstrained - Crosslinked polyethylene | Zimmer Inc | PSN ASF PS 12MM VE L 1-2 CD | 42-5124-003-12 | Standalone | DE0018338 | Active patients aged 65 years and younger
Orthopaedics | Total knee replacement (TKR) | TKR tibial insert | TKR tibial insert - Unconstrained - Crosslinked polyethylene | Zimmer Inc | PSN ASF PS 13MM VE L 1-2 CD | 42-5124-003-13 | Standalone | DE0018338 | Active patients aged 65 years and younger
Orthopaedics | Total knee replacement (TKR) | TKR tibial insert | TKR tibial insert - Unconstrained - Crosslinked polyethylene | Zimmer Inc | PSN ASF PS 14MM VE L 1-2 CD | 42-5124-003-14 | Standalone | DE0018338 | Active patients aged 65 years and younger
Orthopaedics | Total knee replacement (TKR) | TKR tibial insert | TKR tibial insert - Unconstrained - Crosslinked polyethylene | Zimmer Inc | PSN ASF PS 16MM VE L 1-2 CD | 42-5124-003-16 | Standalone | DE0018338 | Active patients aged 65 years and younger
Orthopaedics | Total knee replacement (TKR) | TKR tibial insert | TKR tibial insert - Unconstrained - Crosslinked polyethylene | Zimmer Inc | PSN ASF PS 18MM VE L 1-2 CD | 42-5124-003-18 | Standalone | DE0018338 | Active patients aged 65 years and younger
Orthopaedics | Total knee replacement (TKR) | TKR tibial insert | TKR tibial insert - Unconstrained - Crosslinked polyethylene | Zimmer Inc | PSN ASF PS 20MM VE L 1-2 CD | 42-5124-003-20 | Standalone | DE0018338 | Active patients aged 65 years and younger
Orthopaedics | Total knee replacement (TKR) | TKR tibial insert | TKR tibial insert - Unconstrained - Crosslinked polyethylene | Zimmer Inc | PSN ASF PS 10MM VE R 1-2 AB | 42-5224-001-10 | Standalone | DE0018338 | Active patients aged 65 years and younger
Orthopaedics | Total knee replacement (TKR) | TKR tibial insert | TKR tibial insert - Unconstrained - Crosslinked polyethylene | Zimmer Inc | PSN ASF PS 11MM VE R 1-2 AB | 42-5224-001-11 | Standalone | DE0018338 | Active patients aged 65 years and younger
Orthopaedics | Total knee replacement (TKR) | TKR tibial insert | TKR tibial insert - Unconstrained - Crosslinked polyethylene | Zimmer Inc | PSN ASF PS 12MM VE R 1-2 AB | 42-5224-001-12 | Standalone | DE0018338 | Active patients aged 65 years and younger
Orthopaedics | Total knee replacement (TKR) | TKR tibial insert | TKR tibial insert - Unconstrained - Crosslinked polyethylene | Zimmer Inc | PSN ASF PS 13MM VE R 1-2 AB | 42-5224-001-13 | Standalone | DE0018338 | Active patients aged 65 years and younger
Orthopaedics | Total knee replacement (TKR) | TKR tibial insert | TKR tibial insert - Unconstrained - Crosslinked polyethylene | Zimmer Inc | PSN ASF PS 14MM VE R 1-2 AB | 42-5224-001-14 | Standalone | DE0018338 | Active patients aged 65 years and younger
Orthopaedics | Total knee replacement (TKR) | TKR tibial insert | TKR tibial insert - Unconstrained - Crosslinked polyethylene | Zimmer Inc | PSN ASF PS 16MM VE R 1-2 AB | 42-5224-001-16 | Standalone | DE0018338 | Active patients aged 65 years and younger
Orthopaedics | Total knee replacement (TKR) | TKR tibial insert | TKR tibial insert - Unconstrained - Crosslinked polyethylene | Zimmer Inc | PSN ASF PS 18MM VE R 1-2 AB | 42-5224-001-18 | Standalone | DE0018338 | Active patients aged 65 years and younger
Orthopaedics | Total knee replacement (TKR) | TKR tibial insert | TKR tibial insert - Unconstrained - Crosslinked polyethylene | Zimmer Inc | PSN ASF PS 20MM VE R 1-2 AB | 42-5224-001-20 | Standalone | DE0018338 | Active patients aged 65 years and younger
Orthopaedics | Total knee replacement (TKR) | TKR tibial insert | TKR tibial insert - Unconstrained - Crosslinked polyethylene | Zimmer Inc | PSN ASF PS 10MM VE R 3-5 AB | 42-5224-002-10 | Standalone | DE0018338 | Active patients aged 65 years and younger
Orthopaedics | Total knee replacement (TKR) | TKR tibial insert | TKR tibial insert - Unconstrained - Crosslinked polyethylene | Zimmer Inc | PSN ASF PS 11MM VE R 3-5 AB | 42-5224-002-11 | Standalone | DE0018338 | Active patients aged 65 years and younger
Orthopaedics | Total knee replacement (TKR) | TKR tibial insert | TKR tibial insert - Unconstrained - Crosslinked polyethylene | Zimmer Inc | PSN ASF PS 12MM VE R 3-5 AB | 42-5224-002-12 | Standalone | DE0018338 | Active patients aged 65 years and younger
Orthopaedics | Total knee replacement (TKR) | TKR tibial insert | TKR tibial insert - Unconstrained - Crosslinked polyethylene | Zimmer Inc | PSN ASF PS 13MM VE R 3-5 AB | 42-5224-002-13 | Standalone | DE0018338 | Active patients aged 65 years and younger
Orthopaedics | Total knee replacement (TKR) | TKR tibial insert | TKR tibial insert - Unconstrained - Crosslinked polyethylene | Zimmer Inc | PSN ASF PS 14MM VE R 3-5 AB | 42-5224-002-14 | Standalone | DE0018338 | Active patients aged 65 years and younger
Orthopaedics | Total knee replacement (TKR) | TKR tibial insert | TKR tibial insert - Unconstrained - Crosslinked polyethylene | Zimmer Inc | PSN ASF PS 16MM VE R 3-5 AB | 42-5224-002-16 | Standalone | DE0018338 | Active patients aged 65 years and younger
Orthopaedics | Total knee replacement (TKR) | TKR tibial insert | TKR tibial insert - Unconstrained - Crosslinked polyethylene | Zimmer Inc | PSN ASF PS 18MM VE R 3-5 AB | 42-5224-002-18 | Standalone | DE0018338 | Active patients aged 65 years and younger
Orthopaedics | Total knee replacement (TKR) | TKR tibial insert | TKR tibial insert - Unconstrained - Crosslinked polyethylene | Zimmer Inc | PSN ASF PS 20MM VE R 3-5 AB | 42-5224-002-20 | Standalone | DE0018338 | Active patients aged 65 years and younger
Orthopaedics | Total knee replacement (TKR) | TKR tibial insert | TKR tibial insert - Unconstrained - Crosslinked polyethylene | Zimmer Inc | PSN ASF PS 10MM VE R 1-2 CD | 42-5224-003-10 | Standalone | DE0018338 | Active patients aged 65 years and younger
Orthopaedics | Total knee replacement (TKR) | TKR tibial insert | TKR tibial insert - Unconstrained - Crosslinked polyethylene | Zimmer Inc | PSN ASF PS 11MM VE R 1-2 CD | 42-5224-003-11 | Standalone | DE0018338 | Active patients aged 65 years and younger
Orthopaedics | Total knee replacement (TKR) | TKR tibial insert | TKR tibial insert - Unconstrained - Crosslinked polyethylene | Zimmer Inc | PSN ASF PS 12MM VE R 1-2 CD | 42-5224-003-12 | Standalone | DE0018338 | Active patients aged 65 years and younger
Orthopaedics | Total knee replacement (TKR) | TKR tibial insert | TKR tibial insert - Unconstrained - Crosslinked polyethylene | Zimmer Inc | PSN ASF PS 13MM VE R 1-2 CD | 42-5224-003-13 | Standalone | DE0018338 | Active patients aged 65 years and younger
Orthopaedics | Total knee replacement (TKR) | TKR tibial insert | TKR tibial insert - Unconstrained - Crosslinked polyethylene | Zimmer Inc | PSN ASF PS 14MM VE R 1-2 CD | 42-5224-003-14 | Standalone | DE0018338 | Active patients aged 65 years and younger
Orthopaedics | Total knee replacement (TKR) | TKR tibial insert | TKR tibial insert - Unconstrained - Crosslinked polyethylene | Zimmer Inc | PSN ASF PS 16MM VE R 1-2 CD | 42-5224-003-16 | Standalone | DE0018338 | Active patients aged 65 years and younger
Orthopaedics | Total knee replacement (TKR) | TKR tibial insert | TKR tibial insert - Unconstrained - Crosslinked polyethylene | Zimmer Inc | PSN ASF PS 18MM VE R 1-2 CD | 42-5224-003-18 | Standalone | DE0018338 | Active patients aged 65 years and younger
Orthopaedics | Total knee replacement (TKR) | TKR tibial insert | TKR tibial insert - Unconstrained - Crosslinked polyethylene | Zimmer Inc | PSN ASF PS 20MM VE R 1-2 CD | 42-5224-003-20 | Standalone | DE0018338 | Active patients aged 65 years and younger
Orthopaedics | Total knee replacement (TKR) | TKR tibial insert | TKR tibial insert - Unconstrained - Crosslinked polyethylene | Zimmer Inc | PSN MC VE ASF L 10MM 1-2/AB | 42-5121-001-10 | Standalone | DE0018338 | Active patients aged 65 years and younger
Orthopaedics | Total knee replacement (TKR) | TKR tibial insert | TKR tibial insert - Unconstrained - Crosslinked polyethylene | Zimmer Inc | PSN MC VE ASF L 11MM 1-2/AB | 42-5121-001-11 | Standalone | DE0018338 | Active patients aged 65 years and younger
Orthopaedics | Total knee replacement (TKR) | TKR tibial insert | TKR tibial insert - Unconstrained - Crosslinked polyethylene | Zimmer Inc | PSN MC VE ASF L 12MM 1-2/AB | 42-5121-001-12 | Standalone | DE0018338 | Active patients aged 65 years and younger
Orthopaedics | Total knee replacement (TKR) | TKR tibial insert | TKR tibial insert - Unconstrained - Crosslinked polyethylene | Zimmer Inc | PSN MC VE ASF L 13MM 1-2/AB | 42-5121-001-13 | Standalone | DE0018338 | Active patients aged 65 years and younger
Orthopaedics | Total knee replacement (TKR) | TKR tibial insert | TKR tibial insert - Unconstrained - Crosslinked polyethylene | Zimmer Inc | PSN MC VE ASF L 14MM 1-2/AB | 42-5121-001-14 | Standalone | DE0018338 | Active patients aged 65 years and younger
Orthopaedics | Total knee replacement (TKR) | TKR tibial insert | TKR tibial insert - Unconstrained - Crosslinked polyethylene | Zimmer Inc | PSN MC VE ASF L 16MM 1-2/AB | 42-5121-001-16 | Standalone | DE0018338 | Active patients aged 65 years and younger
Orthopaedics | Total knee replacement (TKR) | TKR tibial insert | TKR tibial insert - Unconstrained - Crosslinked polyethylene | Zimmer Inc | PSN MC VE ASF L 18MM 1-2/AB | 42-5121-001-18 | Standalone | DE0018338 | Active patients aged 65 years and younger
Orthopaedics | Total knee replacement (TKR) | TKR tibial insert | TKR tibial insert - Unconstrained - Crosslinked polyethylene | Zimmer Inc | PSN MC VE ASF L 20MM 1-2/AB | 42-5121-001-20 | Standalone | DE0018338 | Active patients aged 65 years and younger
Orthopaedics | Total knee replacement (TKR) | TKR tibial insert | TKR tibial insert - Unconstrained - Crosslinked polyethylene | Zimmer Inc | PSN MC VE ASF L 10MM 3-4/AB | 42-5121-002-10 | Standalone | DE0018338 | Active patients aged 65 years and younger
Orthopaedics | Total knee replacement (TKR) | TKR tibial insert | TKR tibial insert - Unconstrained - Crosslinked polyethylene | Zimmer Inc | PSN MC VE ASF L 11MM 3-4/AB | 42-5121-002-11 | Standalone | DE0018338 | Active patients aged 65 years and younger
Orthopaedics | Total knee replacement (TKR) | TKR tibial insert | TKR tibial insert - Unconstrained - Crosslinked polyethylene | Zimmer Inc | PSN MC VE ASF L 12MM 3-4/AB | 42-5121-002-12 | Standalone | DE0018338 | Active patients aged 65 years and younger
Orthopaedics | Total knee replacement (TKR) | TKR tibial insert | TKR tibial insert - Unconstrained - Crosslinked polyethylene | Zimmer Inc | PSN MC VE ASF L 13MM 3-4/AB | 42-5121-002-13 | Standalone | DE0018338 | Active patients aged 65 years and younger
Orthopaedics | Total knee replacement (TKR) | TKR tibial insert | TKR tibial insert - Unconstrained - Crosslinked polyethylene | Zimmer Inc | PSN MC VE ASF L 14MM 3-4/AB | 42-5121-002-14 | Standalone | DE0018338 | Active patients aged 65 years and younger
Orthopaedics | Total knee replacement (TKR) | TKR tibial insert | TKR tibial insert - Unconstrained - Crosslinked polyethylene | Zimmer Inc | PSN MC VE ASF L 16MM 3-4/AB | 42-5121-002-16 | Standalone | DE0018338 | Active patients aged 65 years and younger
Orthopaedics | Total knee replacement (TKR) | TKR tibial insert | TKR tibial insert - Unconstrained - Crosslinked polyethylene | Zimmer Inc | PSN MC VE ASF L 18MM 3-4/AB | 42-5121-002-18 | Standalone | DE0018338 | Active patients aged 65 years and younger
Orthopaedics | Total knee replacement (TKR) | TKR tibial insert | TKR tibial insert - Unconstrained - Crosslinked polyethylene | Zimmer Inc | PSN MC VE ASF L 20MM 3-4/AB | 42-5121-002-20 | Standalone | DE0018338 | Active patients aged 65 years and younger
Orthopaedics | Total knee replacement (TKR) | TKR tibial insert | TKR tibial insert - Unconstrained - Crosslinked polyethylene | Zimmer Inc | PSN MC VE ASF R 10MM 1-2/AB | 42-5221-001-10 | Standalone | DE0018338 | Active patients aged 65 years and younger
Orthopaedics | Total knee replacement (TKR) | TKR tibial insert | TKR tibial insert - Unconstrained - Crosslinked polyethylene | Zimmer Inc | PSN MC VE ASF R 11MM 1-2/AB | 42-5221-001-11 | Standalone | DE0018338 | Active patients aged 65 years and younger
Orthopaedics | Total knee replacement (TKR) | TKR tibial insert | TKR tibial insert - Unconstrained - Crosslinked polyethylene | Zimmer Inc | PSN MC VE ASF R 12MM 1-2/AB | 42-5221-001-12 | Standalone | DE0018338 | Active patients aged 65 years and younger
Orthopaedics | Total knee replacement (TKR) | TKR tibial insert | TKR tibial insert - Unconstrained - Crosslinked polyethylene | Zimmer Inc | PSN MC VE ASF R 13MM 1-2/AB | 42-5221-001-13 | Standalone | DE0018338 | Active patients aged 65 years and younger
Orthopaedics | Total knee replacement (TKR) | TKR tibial insert | TKR tibial insert - Unconstrained - Crosslinked polyethylene | Zimmer Inc | PSN MC VE ASF R 14MM 1-2/AB | 42-5221-001-14 | Standalone | DE0018338 | Active patients aged 65 years and younger
Orthopaedics | Total knee replacement (TKR) | TKR tibial insert | TKR tibial insert - Unconstrained - Crosslinked polyethylene | Zimmer Inc | PSN MC VE ASF R 16MM 1-2/AB | 42-5221-001-16 | Standalone | DE0018338 | Active patients aged 65 years and younger
Orthopaedics | Total knee replacement (TKR) | TKR tibial insert | TKR tibial insert - Unconstrained - Crosslinked polyethylene | Zimmer Inc | PSN MC VE ASF R 18MM 1-2/AB | 42-5221-001-18 | Standalone | DE0018338 | Active patients aged 65 years and younger
Orthopaedics | Total knee replacement (TKR) | TKR tibial insert | TKR tibial insert - Unconstrained - Crosslinked polyethylene | Zimmer Inc | PSN MC VE ASF R 20MM 1-2/AB | 42-5221-001-20 | Standalone | DE0018338 | Active patients aged 65 years and younger
Orthopaedics | Total knee replacement (TKR) | TKR tibial insert | TKR tibial insert - Unconstrained - Crosslinked polyethylene | Zimmer Inc | PSN MC VE ASF R 10MM 3-4/AB | 42-5221-002-10 | Standalone | DE0018338 | Active patients aged 65 years and younger
Orthopaedics | Total knee replacement (TKR) | TKR tibial insert | TKR tibial insert - Unconstrained - Crosslinked polyethylene | Zimmer Inc | PSN MC VE ASF R 11MM 3-4/AB | 42-5221-002-11 | Standalone | DE0018338 | Active patients aged 65 years and younger
Orthopaedics | Total knee replacement (TKR) | TKR tibial insert | TKR tibial insert - Unconstrained - Crosslinked polyethylene | Zimmer Inc | PSN MC VE ASF R 12MM 3-4/AB | 42-5221-002-12 | Standalone | DE0018338 | Active patients aged 65 years and younger
Orthopaedics | Total knee replacement (TKR) | TKR tibial insert | TKR tibial insert - Unconstrained - Crosslinked polyethylene | Zimmer Inc | PSN MC VE ASF R 13MM 3-4/AB | 42-5221-002-13 | Standalone | DE0018338 | Active patients aged 65 years and younger
Orthopaedics | Total knee replacement (TKR) | TKR tibial insert | TKR tibial insert - Unconstrained - Crosslinked polyethylene | Zimmer Inc | PSN MC VE ASF R 14MM 3-4/AB | 42-5221-002-14 | Standalone | DE0018338 | Active patients aged 65 years and younger
Orthopaedics | Total knee replacement (TKR) | TKR tibial insert | TKR tibial insert - Unconstrained - Crosslinked polyethylene | Zimmer Inc | PSN MC VE ASF R 16MM 3-4/AB | 42-5221-002-16 | Standalone | DE0018338 | Active patients aged 65 years and younger
Orthopaedics | Total knee replacement (TKR) | TKR tibial insert | TKR tibial insert - Unconstrained - Crosslinked polyethylene | Zimmer Inc | PSN MC VE ASF R 18MM 3-4/AB | 42-5221-002-18 | Standalone | DE0018338 | Active patients aged 65 years and younger
Orthopaedics | Total knee replacement (TKR) | TKR tibial insert | TKR tibial insert - Unconstrained - Crosslinked polyethylene | Zimmer Inc | PSN MC VE ASF R 20MM 3-4/AB | 42-5221-002-20 | Standalone | DE0018338 | Active patients aged 65 years and younger
Orthopaedics | Total knee replacement (TKR) | TKR tibial insert | TKR tibial insert - Unconstrained - Crosslinked polyethylene | Zimmer Inc | PSN MC VE ASF L 10MM 4-5/CD | 42-5121-003-10 | Standalone | DE0018338 | Active patients aged 65 years and younger
Orthopaedics | Total knee replacement (TKR) | TKR tibial insert | TKR tibial insert - Unconstrained - Crosslinked polyethylene | Zimmer Inc | PSN MC VE ASF L 11MM 4-5/CD | 42-5121-003-11 | Standalone | DE0018338 | Active patients aged 65 years and younger
Orthopaedics | Total knee replacement (TKR) | TKR tibial insert | TKR tibial insert - Unconstrained - Crosslinked polyethylene | Zimmer Inc | PSN MC VE ASF L 12MM 4-5/CD | 42-5121-003-12 | Standalone | DE0018338 | Active patients aged 65 years and younger
Orthopaedics | Total knee replacement (TKR) | TKR tibial insert | TKR tibial insert - Unconstrained - Crosslinked polyethylene | Zimmer Inc | PSN MC VE ASF L 13MM 4-5/CD | 42-5121-003-13 | Standalone | DE0018338 | Active patients aged 65 years and younger
Orthopaedics | Total knee replacement (TKR) | TKR tibial insert | TKR tibial insert - Unconstrained - Crosslinked polyethylene | Zimmer Inc | PSN MC VE ASF L 14MM 4-5/CD | 42-5121-003-14 | Standalone | DE0018338 | Active patients aged 65 years and younger
Orthopaedics | Total knee replacement (TKR) | TKR tibial insert | TKR tibial insert - Unconstrained - Crosslinked polyethylene | Zimmer Inc | PSN MC VE ASF L 16MM 4-5/CD | 42-5121-003-16 | Standalone | DE0018338 | Active patients aged 65 years and younger
Orthopaedics | Total knee replacement (TKR) | TKR tibial insert | TKR tibial insert - Unconstrained - Crosslinked polyethylene | Zimmer Inc | PSN MC VE ASF L 18MM 4-5/CD | 42-5121-003-18 | Standalone | DE0018338 | Active patients aged 65 years and younger
Orthopaedics | Total knee replacement (TKR) | TKR tibial insert | TKR tibial insert - Unconstrained - Crosslinked polyethylene | Zimmer Inc | PSN MC VE ASF L 20MM 4-5/CD | 42-5121-003-20 | Standalone | DE0018338 | Active patients aged 65 years and younger
Orthopaedics | Total knee replacement (TKR) | TKR tibial insert | TKR tibial insert - Unconstrained - Crosslinked polyethylene | Zimmer Inc | PSN MC VE ASF L 10MM 6-7/CD | 42-5121-004-10 | Standalone | DE0018338 | Active patients aged 65 years and younger
Orthopaedics | Total knee replacement (TKR) | TKR tibial insert | TKR tibial insert - Unconstrained - Crosslinked polyethylene | Zimmer Inc | PSN MC VE ASF L 11MM 6-7/CD | 42-5121-004-11 | Standalone | DE0018338 | Active patients aged 65 years and younger
Orthopaedics | Total knee replacement (TKR) | TKR tibial insert | TKR tibial insert - Unconstrained - Crosslinked polyethylene | Zimmer Inc | PSN MC VE ASF L 12MM 6-7/CD | 42-5121-004-12 | Standalone | DE0018338 | Active patients aged 65 years and younger
Orthopaedics | Total knee replacement (TKR) | TKR tibial insert | TKR tibial insert - Unconstrained - Crosslinked polyethylene | Zimmer Inc | PSN MC VE ASF L 13MM 6-7/CD | 42-5121-004-13 | Standalone | DE0018338 | Active patients aged 65 years and younger
Orthopaedics | Total knee replacement (TKR) | TKR tibial insert | TKR tibial insert - Unconstrained - Crosslinked polyethylene | Zimmer Inc | PSN MC VE ASF L 14MM 6-7/CD | 42-5121-004-14 | Standalone | DE0018338 | Active patients aged 65 years and younger
Orthopaedics | Total knee replacement (TKR) | TKR tibial insert | TKR tibial insert - Unconstrained - Crosslinked polyethylene | Zimmer Inc | PSN MC VE ASF L 16MM 6-7/CD | 42-5121-004-16 | Standalone | DE0018338 | Active patients aged 65 years and younger
Orthopaedics | Total knee replacement (TKR) | TKR tibial insert | TKR tibial insert - Unconstrained - Crosslinked polyethylene | Zimmer Inc | PSN MC VE ASF L 18MM 6-7/CD | 42-5121-004-18 | Standalone | DE0018338 | Active patients aged 65 years and younger
Orthopaedics | Total knee replacement (TKR) | TKR tibial insert | TKR tibial insert - Unconstrained - Crosslinked polyethylene | Zimmer Inc | PSN MC VE ASF L 20MM 6-7/CD | 42-5121-004-20 | Standalone | DE0018338 | Active patients aged 65 years and younger
Orthopaedics | Total knee replacement (TKR) | TKR tibial insert | TKR tibial insert - Unconstrained - Crosslinked polyethylene | Zimmer Inc | PSN MC VE ASF L 10MM 8-9/CD | 42-5121-005-10 | Standalone | DE0018338 | Active patients aged 65 years and younger
Orthopaedics | Total knee replacement (TKR) | TKR tibial insert | TKR tibial insert - Unconstrained - Crosslinked polyethylene | Zimmer Inc | PSN MC VE ASF L 11MM 8-9/CD | 42-5121-005-11 | Standalone | DE0018338 | Active patients aged 65 years and younger
Orthopaedics | Total knee replacement (TKR) | TKR tibial insert | TKR tibial insert - Unconstrained - Crosslinked polyethylene | Zimmer Inc | PSN MC VE ASF L 12MM 8-9/CD | 42-5121-005-12 | Standalone | DE0018338 | Active patients aged 65 years and younger
Orthopaedics | Total knee replacement (TKR) | TKR tibial insert | TKR tibial insert - Unconstrained - Crosslinked polyethylene | Zimmer Inc | PSN MC VE ASF L 13MM 8-9/CD | 42-5121-005-13 | Standalone | DE0018338 | Active patients aged 65 years and younger
Orthopaedics | Total knee replacement (TKR) | TKR tibial insert | TKR tibial insert - Unconstrained - Crosslinked polyethylene | Zimmer Inc | PSN MC VE ASF L 14MM 8-9/CD | 42-5121-005-14 | Standalone | DE0018338 | Active patients aged 65 years and younger
Orthopaedics | Total knee replacement (TKR) | TKR tibial insert | TKR tibial insert - Unconstrained - Crosslinked polyethylene | Zimmer Inc | PSN MC VE ASF L 16MM 8-9/CD | 42-5121-005-16 | Standalone | DE0018338 | Active patients aged 65 years and younger
Orthopaedics | Total knee replacement (TKR) | TKR tibial insert | TKR tibial insert - Unconstrained - Crosslinked polyethylene | Zimmer Inc | PSN MC VE ASF L 18MM 8-9/CD | 42-5121-005-18 | Standalone | DE0018338 | Active patients aged 65 years and younger
Orthopaedics | Total knee replacement (TKR) | TKR tibial insert | TKR tibial insert - Unconstrained - Crosslinked polyethylene | Zimmer Inc | PSN MC VE ASF L 20MM 8-9/CD | 42-5121-005-20 | Standalone | DE0018338 | Active patients aged 65 years and younger
Orthopaedics | Total knee replacement (TKR) | TKR tibial insert | TKR tibial insert - Unconstrained - Crosslinked polyethylene | Zimmer Inc | PSN MC VE ASF L 10MM 4-5/EF | 42-5121-006-10 | Standalone | DE0018338 | Active patients aged 65 years and younger
Orthopaedics | Total knee replacement (TKR) | TKR tibial insert | TKR tibial insert - Unconstrained - Crosslinked polyethylene | Zimmer Inc | PSN MC VE ASF L 11MM 4-5/EF | 42-5121-006-11 | Standalone | DE0018338 | Active patients aged 65 years and younger
Orthopaedics | Total knee replacement (TKR) | TKR tibial insert | TKR tibial insert - Unconstrained - Crosslinked polyethylene | Zimmer Inc | PSN MC VE ASF L 12MM 4-5/EF | 42-5121-006-12 | Standalone | DE0018338 | Active patients aged 65 years and younger
Orthopaedics | Total knee replacement (TKR) | TKR tibial insert | TKR tibial insert - Unconstrained - Crosslinked polyethylene | Zimmer Inc | PSN MC VE ASF L 13MM 4-5/EF | 42-5121-006-13 | Standalone | DE0018338 | Active patients aged 65 years and younger
Orthopaedics | Total knee replacement (TKR) | TKR tibial insert | TKR tibial insert - Unconstrained - Crosslinked polyethylene | Zimmer Inc | PSN MC VE ASF L 14MM 4-5/EF | 42-5121-006-14 | Standalone | DE0018338 | Active patients aged 65 years and younger
Orthopaedics | Total knee replacement (TKR) | TKR tibial insert | TKR tibial insert - Unconstrained - Crosslinked polyethylene | Zimmer Inc | PSN MC VE ASF L 16MM 4-5/EF | 42-5121-006-16 | Standalone | DE0018338 | Active patients aged 65 years and younger
Orthopaedics | Total knee replacement (TKR) | TKR tibial insert | TKR tibial insert - Unconstrained - Crosslinked polyethylene | Zimmer Inc | PSN MC VE ASF L 18MM 4-5/EF | 42-5121-006-18 | Standalone | DE0018338 | Active patients aged 65 years and younger
Orthopaedics | Total knee replacement (TKR) | TKR tibial insert | TKR tibial insert - Unconstrained - Crosslinked polyethylene | Zimmer Inc | PSN MC VE ASF L 20MM 4-5/EF | 42-5121-006-20 | Standalone | DE0018338 | Active patients aged 65 years and younger
Orthopaedics | Total knee replacement (TKR) | TKR tibial insert | TKR tibial insert - Unconstrained - Crosslinked polyethylene | Zimmer Inc | PSN MC VE ASF L 10MM 6-7/EF | 42-5121-007-10 | Standalone | DE0018338 | Active patients aged 65 years and younger
Orthopaedics | Total knee replacement (TKR) | TKR tibial insert | TKR tibial insert - Unconstrained - Crosslinked polyethylene | Zimmer Inc | PSN MC VE ASF L 11MM 6-7/EF | 42-5121-007-11 | Standalone | DE0018338 | Active patients aged 65 years and younger
Orthopaedics | Total knee replacement (TKR) | TKR tibial insert | TKR tibial insert - Unconstrained - Crosslinked polyethylene | Zimmer Inc | PSN MC VE ASF L 12MM 6-7/EF | 42-5121-007-12 | Standalone | DE0018338 | Active patients aged 65 years and younger
Orthopaedics | Total knee replacement (TKR) | TKR tibial insert | TKR tibial insert - Unconstrained - Crosslinked polyethylene | Zimmer Inc | PSN MC VE ASF L 13MM 6-7/EF | 42-5121-007-13 | Standalone | DE0018338 | Active patients aged 65 years and younger
Orthopaedics | Total knee replacement (TKR) | TKR tibial insert | TKR tibial insert - Unconstrained - Crosslinked polyethylene | Zimmer Inc | PSN MC VE ASF L 14MM 6-7/EF | 42-5121-007-14 | Standalone | DE0018338 | Active patients aged 65 years and younger
Orthopaedics | Total knee replacement (TKR) | TKR tibial insert | TKR tibial insert - Unconstrained - Crosslinked polyethylene | Zimmer Inc | PSN MC VE ASF L 16MM 6-7/EF | 42-5121-007-16 | Standalone | DE0018338 | Active patients aged 65 years and younger
Orthopaedics | Total knee replacement (TKR) | TKR tibial insert | TKR tibial insert - Unconstrained - Crosslinked polyethylene | Zimmer Inc | PSN MC VE ASF L 18MM 6-7/EF | 42-5121-007-18 | Standalone | DE0018338 | Active patients aged 65 years and younger
Orthopaedics | Total knee replacement (TKR) | TKR tibial insert | TKR tibial insert - Unconstrained - Crosslinked polyethylene | Zimmer Inc | PSN MC VE ASF L 20MM 6-7/EF | 42-5121-007-20 | Standalone | DE0018338 | Active patients aged 65 years and younger
Orthopaedics | Total knee replacement (TKR) | TKR tibial insert | TKR tibial insert - Unconstrained - Crosslinked polyethylene | Zimmer Inc | PSN MC VE ASF L 10MM 8-11/EF | 42-5121-008-10 | Standalone | DE0018338 | Active patients aged 65 years and younger
Orthopaedics | Total knee replacement (TKR) | TKR tibial insert | TKR tibial insert - Unconstrained - Crosslinked polyethylene | Zimmer Inc | PSN MC VE ASF L 11MM 8-11/EF | 42-5121-008-11 | Standalone | DE0018338 | Active patients aged 65 years and younger
Orthopaedics | Total knee replacement (TKR) | TKR tibial insert | TKR tibial insert - Unconstrained - Crosslinked polyethylene | Zimmer Inc | PSN MC VE ASF L 12MM 8-11/EF | 42-5121-008-12 | Standalone | DE0018338 | Active patients aged 65 years and younger
Orthopaedics | Total knee replacement (TKR) | TKR tibial insert | TKR tibial insert - Unconstrained - Crosslinked polyethylene | Zimmer Inc | PSN MC VE ASF L 13MM 8-11/EF | 42-5121-008-13 | Standalone | DE0018338 | Active patients aged 65 years and younger
Orthopaedics | Total knee replacement (TKR) | TKR tibial insert | TKR tibial insert - Unconstrained - Crosslinked polyethylene | Zimmer Inc | PSN MC VE ASF L 14MM 8-11/EF | 42-5121-008-14 | Standalone | DE0018338 | Active patients aged 65 years and younger
Orthopaedics | Total knee replacement (TKR) | TKR tibial insert | TKR tibial insert - Unconstrained - Crosslinked polyethylene | Zimmer Inc | PSN MC VE ASF L 16MM 8-11/EF | 42-5121-008-16 | Standalone | DE0018338 | Active patients aged 65 years and younger
Orthopaedics | Total knee replacement (TKR) | TKR tibial insert | TKR tibial insert - Unconstrained - Crosslinked polyethylene | Zimmer Inc | PSN MC VE ASF L 18MM 8-11/EF | 42-5121-008-18 | Standalone | DE0018338 | Active patients aged 65 years and younger
Orthopaedics | Total knee replacement (TKR) | TKR tibial insert | TKR tibial insert - Unconstrained - Crosslinked polyethylene | Zimmer Inc | PSN MC VE ASF L 20MM 8-11/EF | 42-5121-008-20 | Standalone | DE0018338 | Active patients aged 65 years and younger
Orthopaedics | Total knee replacement (TKR) | TKR tibial insert | TKR tibial insert - Unconstrained - Crosslinked polyethylene | Zimmer Inc | PSN MC VE ASF L 10MM 8-11/GH | 42-5121-009-10 | Standalone | DE0018338 | Active patients aged 65 years and younger
Orthopaedics | Total knee replacement (TKR) | TKR tibial insert | TKR tibial insert - Unconstrained - Crosslinked polyethylene | Zimmer Inc | PSN MC VE ASF L 11MM 8-11/GH | 42-5121-009-11 | Standalone | DE0018338 | Active patients aged 65 years and younger
Orthopaedics | Total knee replacement (TKR) | TKR tibial insert | TKR tibial insert - Unconstrained - Crosslinked polyethylene | Zimmer Inc | PSN MC VE ASF L 12MM 8-11/GH | 42-5121-009-12 | Standalone | DE0018338 | Active patients aged 65 years and younger
Orthopaedics | Total knee replacement (TKR) | TKR tibial insert | TKR tibial insert - Unconstrained - Crosslinked polyethylene | Zimmer Inc | PSN MC VE ASF L 13MM 8-11/GH | 42-5121-009-13 | Standalone | DE0018338 | Active patients aged 65 years and younger
Orthopaedics | Total knee replacement (TKR) | TKR tibial insert | TKR tibial insert - Unconstrained - Crosslinked polyethylene | Zimmer Inc | PSN MC VE ASF L 14MM 8-11/GH | 42-5121-009-14 | Standalone | DE0018338 | Active patients aged 65 years and younger
Orthopaedics | Total knee replacement (TKR) | TKR tibial insert | TKR tibial insert - Unconstrained - Crosslinked polyethylene | Zimmer Inc | PSN MC VE ASF L 16MM 8-11/GH | 42-5121-009-16 | Standalone | DE0018338 | Active patients aged 65 years and younger
Orthopaedics | Total knee replacement (TKR) | TKR tibial insert | TKR tibial insert - Unconstrained - Crosslinked polyethylene | Zimmer Inc | PSN MC VE ASF L 18MM 8-11/GH | 42-5121-009-18 | Standalone | DE0018338 | Active patients aged 65 years and younger
Orthopaedics | Total knee replacement (TKR) | TKR tibial insert | TKR tibial insert - Unconstrained - Crosslinked polyethylene | Zimmer Inc | PSN MC VE ASF L 20MM 8-11/GH | 42-5121-009-20 | Standalone | DE0018338 | Active patients aged 65 years and younger
Orthopaedics | Total knee replacement (TKR) | TKR tibial insert | TKR tibial insert - Unconstrained - Crosslinked polyethylene | Zimmer Inc | PSN MC VE ASF L 10MM 12/GH | 42-5121-010-10 | Standalone | DE0018338 | Active patients aged 65 years and younger
Orthopaedics | Total knee replacement (TKR) | TKR tibial insert | TKR tibial insert - Unconstrained - Crosslinked polyethylene | Zimmer Inc | PSN MC VE ASF L 11MM 12/GH | 42-5121-010-11 | Standalone | DE0018338 | Active patients aged 65 years and younger
Orthopaedics | Total knee replacement (TKR) | TKR tibial insert | TKR tibial insert - Unconstrained - Crosslinked polyethylene | Zimmer Inc | PSN MC VE ASF L 12MM 12/GH | 42-5121-010-12 | Standalone | DE0018338 | Active patients aged 65 years and younger
Orthopaedics | Total knee replacement (TKR) | TKR tibial insert | TKR tibial insert - Unconstrained - Crosslinked polyethylene | Zimmer Inc | PSN MC VE ASF L 13MM 12/GH | 42-5121-010-13 | Standalone | DE0018338 | Active patients aged 65 years and younger
Orthopaedics | Total knee replacement (TKR) | TKR tibial insert | TKR tibial insert - Unconstrained - Crosslinked polyethylene | Zimmer Inc | PSN MC VE ASF L 14MM 12/GH | 42-5121-010-14 | Standalone | DE0018338 | Active patients aged 65 years and younger
Orthopaedics | Total knee replacement (TKR) | TKR tibial insert | TKR tibial insert - Unconstrained - Crosslinked polyethylene | Zimmer Inc | PSN MC VE ASF L 16MM 12/GH | 42-5121-010-16 | Standalone | DE0018338 | Active patients aged 65 years and younger
Orthopaedics | Total knee replacement (TKR) | TKR tibial insert | TKR tibial insert - Unconstrained - Crosslinked polyethylene | Zimmer Inc | PSN MC VE ASF L 18MM 12/GH | 42-5121-010-18 | Standalone | DE0018338 | Active patients aged 65 years and younger
Orthopaedics | Total knee replacement (TKR) | TKR tibial insert | TKR tibial insert - Unconstrained - Crosslinked polyethylene | Zimmer Inc | PSN MC VE ASF L 20MM 12/GH | 42-5121-010-20 | Standalone | DE0018338 | Active patients aged 65 years and younger
Orthopaedics | Total knee replacement (TKR) | TKR tibial insert | TKR tibial insert - Unconstrained - Crosslinked polyethylene | Zimmer Inc | PSN MC VE ASF R 10MM 4-5/CD | 42-5221-003-10 | Standalone | DE0018338 | Active patients aged 65 years and younger
Orthopaedics | Total knee replacement (TKR) | TKR tibial insert | TKR tibial insert - Unconstrained - Crosslinked polyethylene | Zimmer Inc | PSN MC VE ASF R 11MM 4-5/CD | 42-5221-003-11 | Standalone | DE0018338 | Active patients aged 65 years and younger
Orthopaedics | Total knee replacement (TKR) | TKR tibial insert | TKR tibial insert - Unconstrained - Crosslinked polyethylene | Zimmer Inc | PSN MC VE ASF R 12MM 4-5/CD | 42-5221-003-12 | Standalone | DE0018338 | Active patients aged 65 years and younger
Orthopaedics | Total knee replacement (TKR) | TKR tibial insert | TKR tibial insert - Unconstrained - Crosslinked polyethylene | Zimmer Inc | PSN MC VE ASF R 13MM 4-5/CD | 42-5221-003-13 | Standalone | DE0018338 | Active patients aged 65 years and younger
Orthopaedics | Total knee replacement (TKR) | TKR tibial insert | TKR tibial insert - Unconstrained - Crosslinked polyethylene | Zimmer Inc | PSN MC VE ASF R 14MM 4-5/CD | 42-5221-003-14 | Standalone | DE0018338 | Active patients aged 65 years and younger
Orthopaedics | Total knee replacement (TKR) | TKR tibial insert | TKR tibial insert - Unconstrained - Crosslinked polyethylene | Zimmer Inc | PSN MC VE ASF R 16MM 4-5/CD | 42-5221-003-16 | Standalone | DE0018338 | Active patients aged 65 years and younger
Orthopaedics | Total knee replacement (TKR) | TKR tibial insert | TKR tibial insert - Unconstrained - Crosslinked polyethylene | Zimmer Inc | PSN MC VE ASF R 18MM 4-5/CD | 42-5221-003-18 | Standalone | DE0018338 | Active patients aged 65 years and younger
Orthopaedics | Total knee replacement (TKR) | TKR tibial insert | TKR tibial insert - Unconstrained - Crosslinked polyethylene | Zimmer Inc | PSN MC VE ASF R 20MM 4-5/CD | 42-5221-003-20 | Standalone | DE0018338 | Active patients aged 65 years and younger
Orthopaedics | Total knee replacement (TKR) | TKR tibial insert | TKR tibial insert - Unconstrained - Crosslinked polyethylene | Zimmer Inc | PSN MC VE ASF R 10MM 6-7/CD | 42-5221-004-10 | Standalone | DE0018338 | Active patients aged 65 years and younger
Orthopaedics | Total knee replacement (TKR) | TKR tibial insert | TKR tibial insert - Unconstrained - Crosslinked polyethylene | Zimmer Inc | PSN MC VE ASF R 11MM 6-7/CD | 42-5221-004-11 | Standalone | DE0018338 | Active patients aged 65 years and younger
Orthopaedics | Total knee replacement (TKR) | TKR tibial insert | TKR tibial insert - Unconstrained - Crosslinked polyethylene | Zimmer Inc | PSN MC VE ASF R 12MM 6-7/CD | 42-5221-004-12 | Standalone | DE0018338 | Active patients aged 65 years and younger
Orthopaedics | Total knee replacement (TKR) | TKR tibial insert | TKR tibial insert - Unconstrained - Crosslinked polyethylene | Zimmer Inc | PSN MC VE ASF R 13MM 6-7/CD | 42-5221-004-13 | Standalone | DE0018338 | Active patients aged 65 years and younger
Orthopaedics | Total knee replacement (TKR) | TKR tibial insert | TKR tibial insert - Unconstrained - Crosslinked polyethylene | Zimmer Inc | PSN MC VE ASF R 14MM 6-7/CD | 42-5221-004-14 | Standalone | DE0018338 | Active patients aged 65 years and younger
Orthopaedics | Total knee replacement (TKR) | TKR tibial insert | TKR tibial insert - Unconstrained - Crosslinked polyethylene | Zimmer Inc | PSN MC VE ASF R 16MM 6-7/CD | 42-5221-004-16 | Standalone | DE0018338 | Active patients aged 65 years and younger
Orthopaedics | Total knee replacement (TKR) | TKR tibial insert | TKR tibial insert - Unconstrained - Crosslinked polyethylene | Zimmer Inc | PSN MC VE ASF R 18MM 6-7/CD | 42-5221-004-18 | Standalone | DE0018338 | Active patients aged 65 years and younger
Orthopaedics | Total knee replacement (TKR) | TKR tibial insert | TKR tibial insert - Unconstrained - Crosslinked polyethylene | Zimmer Inc | PSN MC VE ASF R 20MM 6-7/CD | 42-5221-004-20 | Standalone | DE0018338 | Active patients aged 65 years and younger
Orthopaedics | Total knee replacement (TKR) | TKR tibial insert | TKR tibial insert - Unconstrained - Crosslinked polyethylene | Zimmer Inc | PSN MC VE ASF R 10MM 8-9/CD | 42-5221-005-10 | Standalone | DE0018338 | Active patients aged 65 years and younger
Orthopaedics | Total knee replacement (TKR) | TKR tibial insert | TKR tibial insert - Unconstrained - Crosslinked polyethylene | Zimmer Inc | PSN MC VE ASF R 11MM 8-9/CD | 42-5221-005-11 | Standalone | DE0018338 | Active patients aged 65 years and younger
Orthopaedics | Total knee replacement (TKR) | TKR tibial insert | TKR tibial insert - Unconstrained - Crosslinked polyethylene | Zimmer Inc | PSN MC VE ASF R 12MM 8-9/CD | 42-5221-005-12 | Standalone | DE0018338 | Active patients aged 65 years and younger
Orthopaedics | Total knee replacement (TKR) | TKR tibial insert | TKR tibial insert - Unconstrained - Crosslinked polyethylene | Zimmer Inc | PSN MC VE ASF R 13MM 8-9/CD | 42-5221-005-13 | Standalone | DE0018338 | Active patients aged 65 years and younger
Orthopaedics | Total knee replacement (TKR) | TKR tibial insert | TKR tibial insert - Unconstrained - Crosslinked polyethylene | Zimmer Inc | PSN MC VE ASF R 14MM 8-9/CD | 42-5221-005-14 | Standalone | DE0018338 | Active patients aged 65 years and younger
Orthopaedics | Total knee replacement (TKR) | TKR tibial insert | TKR tibial insert - Unconstrained - Crosslinked polyethylene | Zimmer Inc | PSN MC VE ASF R 16MM 8-9/CD | 42-5221-005-16 | Standalone | DE0018338 | Active patients aged 65 years and younger
Orthopaedics | Total knee replacement (TKR) | TKR tibial insert | TKR tibial insert - Unconstrained - Crosslinked polyethylene | Zimmer Inc | PSN MC VE ASF R 18MM 8-9/CD | 42-5221-005-18 | Standalone | DE0018338 | Active patients aged 65 years and younger
Orthopaedics | Total knee replacement (TKR) | TKR tibial insert | TKR tibial insert - Unconstrained - Crosslinked polyethylene | Zimmer Inc | PSN MC VE ASF R 20MM 8-9/CD | 42-5221-005-20 | Standalone | DE0018338 | Active patients aged 65 years and younger
Orthopaedics | Total knee replacement (TKR) | TKR tibial insert | TKR tibial insert - Unconstrained - Crosslinked polyethylene | Zimmer Inc | PSN MC VE ASF R 10MM 4-5/EF | 42-5221-006-10 | Standalone | DE0018338 | Active patients aged 65 years and younger
Orthopaedics | Total knee replacement (TKR) | TKR tibial insert | TKR tibial insert - Unconstrained - Crosslinked polyethylene | Zimmer Inc | PSN MC VE ASF R 11MM 4-5/EF | 42-5221-006-11 | Standalone | DE0018338 | Active patients aged 65 years and younger
Orthopaedics | Total knee replacement (TKR) | TKR tibial insert | TKR tibial insert - Unconstrained - Crosslinked polyethylene | Zimmer Inc | PSN MC VE ASF R 12MM 4-5/EF | 42-5221-006-12 | Standalone | DE0018338 | Active patients aged 65 years and younger
Orthopaedics | Total knee replacement (TKR) | TKR tibial insert | TKR tibial insert - Unconstrained - Crosslinked polyethylene | Zimmer Inc | PSN MC VE ASF R 13MM 4-5/EF | 42-5221-006-13 | Standalone | DE0018338 | Active patients aged 65 years and younger
Orthopaedics | Total knee replacement (TKR) | TKR tibial insert | TKR tibial insert - Unconstrained - Crosslinked polyethylene | Zimmer Inc | PSN MC VE ASF R 14MM 4-5/EF | 42-5221-006-14 | Standalone | DE0018338 | Active patients aged 65 years and younger
Orthopaedics | Total knee replacement (TKR) | TKR tibial insert | TKR tibial insert - Unconstrained - Crosslinked polyethylene | Zimmer Inc | PSN MC VE ASF R 16MM 4-5/EF | 42-5221-006-16 | Standalone | DE0018338 | Active patients aged 65 years and younger
Orthopaedics | Total knee replacement (TKR) | TKR tibial insert | TKR tibial insert - Unconstrained - Crosslinked polyethylene | Zimmer Inc | PSN MC VE ASF R 18MM 4-5/EF | 42-5221-006-18 | Standalone | DE0018338 | Active patients aged 65 years and younger
Orthopaedics | Total knee replacement (TKR) | TKR tibial insert | TKR tibial insert - Unconstrained - Crosslinked polyethylene | Zimmer Inc | PSN MC VE ASF R 20MM 4-5/EF | 42-5221-006-20 | Standalone | DE0018338 | Active patients aged 65 years and younger
Orthopaedics | Total knee replacement (TKR) | TKR tibial insert | TKR tibial insert - Unconstrained - Crosslinked polyethylene | Zimmer Inc | PSN MC VE ASF R 10MM 6-7/EF | 42-5221-007-10 | Standalone | DE0018338 | Active patients aged 65 years and younger
Orthopaedics | Total knee replacement (TKR) | TKR tibial insert | TKR tibial insert - Unconstrained - Crosslinked polyethylene | Zimmer Inc | PSN MC VE ASF R 11MM 6-7/EF | 42-5221-007-11 | Standalone | DE0018338 | Active patients aged 65 years and younger
Orthopaedics | Total knee replacement (TKR) | TKR tibial insert | TKR tibial insert - Unconstrained - Crosslinked polyethylene | Zimmer Inc | PSN MC VE ASF R 12MM 6-7/EF | 42-5221-007-12 | Standalone | DE0018338 | Active patients aged 65 years and younger
Orthopaedics | Total knee replacement (TKR) | TKR tibial insert | TKR tibial insert - Unconstrained - Crosslinked polyethylene | Zimmer Inc | PSN MC VE ASF R 13MM 6-7/EF | 42-5221-007-13 | Standalone | DE0018338 | Active patients aged 65 years and younger
Orthopaedics | Total knee replacement (TKR) | TKR tibial insert | TKR tibial insert - Unconstrained - Crosslinked polyethylene | Zimmer Inc | PSN MC VE ASF R 14MM 6-7/EF | 42-5221-007-14 | Standalone | DE0018338 | Active patients aged 65 years and younger
Orthopaedics | Total knee replacement (TKR) | TKR tibial insert | TKR tibial insert - Unconstrained - Crosslinked polyethylene | Zimmer Inc | PSN MC VE ASF R 16MM 6-7/EF | 42-5221-007-16 | Standalone | DE0018338 | Active patients aged 65 years and younger
Orthopaedics | Total knee replacement (TKR) | TKR tibial insert | TKR tibial insert - Unconstrained - Crosslinked polyethylene | Zimmer Inc | PSN MC VE ASF R 18MM 6-7/EF | 42-5221-007-18 | Standalone | DE0018338 | Active patients aged 65 years and younger
Orthopaedics | Total knee replacement (TKR) | TKR tibial insert | TKR tibial insert - Unconstrained - Crosslinked polyethylene | Zimmer Inc | PSN MC VE ASF R 20MM 6-7/EF | 42-5221-007-20 | Standalone | DE0018338 | Active patients aged 65 years and younger
Orthopaedics | Total knee replacement (TKR) | TKR tibial insert | TKR tibial insert - Unconstrained - Crosslinked polyethylene | Zimmer Inc | PSN MC VE ASF R 10MM 8-11/EF | 42-5221-008-10 | Standalone | DE0018338 | Active patients aged 65 years and younger
Orthopaedics | Total knee replacement (TKR) | TKR tibial insert | TKR tibial insert - Unconstrained - Crosslinked polyethylene | Zimmer Inc | PSN MC VE ASF R 11MM 8-11/EF | 42-5221-008-11 | Standalone | DE0018338 | Active patients aged 65 years and younger
Orthopaedics | Total knee replacement (TKR) | TKR tibial insert | TKR tibial insert - Unconstrained - Crosslinked polyethylene | Zimmer Inc | PSN MC VE ASF R 12MM 8-11/EF | 42-5221-008-12 | Standalone | DE0018338 | Active patients aged 65 years and younger
Orthopaedics | Total knee replacement (TKR) | TKR tibial insert | TKR tibial insert - Unconstrained - Crosslinked polyethylene | Zimmer Inc | PSN MC VE ASF R 13MM 8-11/EF | 42-5221-008-13 | Standalone | DE0018338 | Active patients aged 65 years and younger
Orthopaedics | Total knee replacement (TKR) | TKR tibial insert | TKR tibial insert - Unconstrained - Crosslinked polyethylene | Zimmer Inc | PSN MC VE ASF R 14MM 8-11/EF | 42-5221-008-14 | Standalone | DE0018338 | Active patients aged 65 years and younger
Orthopaedics | Total knee replacement (TKR) | TKR tibial insert | TKR tibial insert - Unconstrained - Crosslinked polyethylene | Zimmer Inc | PSN MC VE ASF R 16MM 8-11/EF | 42-5221-008-16 | Standalone | DE0018338 | Active patients aged 65 years and younger
Orthopaedics | Total knee replacement (TKR) | TKR tibial insert | TKR tibial insert - Unconstrained - Crosslinked polyethylene | Zimmer Inc | PSN MC VE ASF R 18MM 8-11/EF | 42-5221-008-18 | Standalone | DE0018338 | Active patients aged 65 years and younger
Orthopaedics | Total knee replacement (TKR) | TKR tibial insert | TKR tibial insert - Unconstrained - Crosslinked polyethylene | Zimmer Inc | PSN MC VE ASF R 20MM 8-11/EF | 42-5221-008-20 | Standalone | DE0018338 | Active patients aged 65 years and younger
Orthopaedics | Total knee replacement (TKR) | TKR tibial insert | TKR tibial insert - Unconstrained - Crosslinked polyethylene | Zimmer Inc | PSN MC VE ASF R 10MM 8-11/GH | 42-5221-009-10 | Standalone | DE0018338 | Active patients aged 65 years and younger
Orthopaedics | Total knee replacement (TKR) | TKR tibial insert | TKR tibial insert - Unconstrained - Crosslinked polyethylene | Zimmer Inc | PSN MC VE ASF R 11MM 8-11/GH | 42-5221-009-11 | Standalone | DE0018338 | Active patients aged 65 years and younger
Orthopaedics | Total knee replacement (TKR) | TKR tibial insert | TKR tibial insert - Unconstrained - Crosslinked polyethylene | Zimmer Inc | PSN MC VE ASF R 12MM 8-11/GH | 42-5221-009-12 | Standalone | DE0018338 | Active patients aged 65 years and younger
Orthopaedics | Total knee replacement (TKR) | TKR tibial insert | TKR tibial insert - Unconstrained - Crosslinked polyethylene | Zimmer Inc | PSN MC VE ASF R 13MM 8-11/GH | 42-5221-009-13 | Standalone | DE0018338 | Active patients aged 65 years and younger
Orthopaedics | Total knee replacement (TKR) | TKR tibial insert | TKR tibial insert - Unconstrained - Crosslinked polyethylene | Zimmer Inc | PSN MC VE ASF R 14MM 8-11/GH | 42-5221-009-14 | Standalone | DE0018338 | Active patients aged 65 years and younger
Orthopaedics | Total knee replacement (TKR) | TKR tibial insert | TKR tibial insert - Unconstrained - Crosslinked polyethylene | Zimmer Inc | PSN MC VE ASF R 16MM 8-11/GH | 42-5221-009-16 | Standalone | DE0018338 | Active patients aged 65 years and younger
Orthopaedics | Total knee replacement (TKR) | TKR tibial insert | TKR tibial insert - Unconstrained - Crosslinked polyethylene | Zimmer Inc | PSN MC VE ASF R 18MM 8-11/GH | 42-5221-009-18 | Standalone | DE0018338 | Active patients aged 65 years and younger
Orthopaedics | Total knee replacement (TKR) | TKR tibial insert | TKR tibial insert - Unconstrained - Crosslinked polyethylene | Zimmer Inc | PSN MC VE ASF R 20MM 8-11/GH | 42-5221-009-20 | Standalone | DE0018338 | Active patients aged 65 years and younger
Orthopaedics | Total knee replacement (TKR) | TKR tibial insert | TKR tibial insert - Unconstrained - Crosslinked polyethylene | Zimmer Inc | PSN MC VE ASF R 10MM 12/GH | 42-5221-010-10 | Standalone | DE0018338 | Active patients aged 65 years and younger
Orthopaedics | Total knee replacement (TKR) | TKR tibial insert | TKR tibial insert - Unconstrained - Crosslinked polyethylene | Zimmer Inc | PSN MC VE ASF R 11MM 12/GH | 42-5221-010-11 | Standalone | DE0018338 | Active patients aged 65 years and younger
Orthopaedics | Total knee replacement (TKR) | TKR tibial insert | TKR tibial insert - Unconstrained - Crosslinked polyethylene | Zimmer Inc | PSN MC VE ASF R 12MM 12/GH | 42-5221-010-12 | Standalone | DE0018338 | Active patients aged 65 years and younger
Orthopaedics | Total knee replacement (TKR) | TKR tibial insert | TKR tibial insert - Unconstrained - Crosslinked polyethylene | Zimmer Inc | PSN MC VE ASF R 13MM 12/GH | 42-5221-010-13 | Standalone | DE0018338 | Active patients aged 65 years and younger
Orthopaedics | Total knee replacement (TKR) | TKR tibial insert | TKR tibial insert - Unconstrained - Crosslinked polyethylene | Zimmer Inc | PSN MC VE ASF R 14MM 12/GH | 42-5221-010-14 | Standalone | DE0018338 | Active patients aged 65 years and younger
Orthopaedics | Total knee replacement (TKR) | TKR tibial insert | TKR tibial insert - Unconstrained - Crosslinked polyethylene | Zimmer Inc | PSN MC VE ASF R 16MM 12/GH | 42-5221-010-16 | Standalone | DE0018338 | Active patients aged 65 years and younger
Orthopaedics | Total knee replacement (TKR) | TKR tibial insert | TKR tibial insert - Unconstrained - Crosslinked polyethylene | Zimmer Inc | PSN MC VE ASF R 18MM 12/GH | 42-5221-010-18 | Standalone | DE0018338 | Active patients aged 65 years and younger
Orthopaedics | Total knee replacement (TKR) | TKR tibial insert | TKR tibial insert - Unconstrained - Crosslinked polyethylene | Zimmer Inc | PSN MC VE ASF R 20MM 12/GH | 42-5221-010-20 | Standalone | DE0018338 | Active patients aged 65 years and younger
Orthopaedics | Total knee replacement (TKR) | TKR tibial insert | TKR tibial insert - Unconstrained - Crosslinked polyethylene | Zimmer Inc | PSN ASF CPS 10MM VE L 1-2 AB | 42-5126-001-10 | Standalone | DE0018338 | Active patients aged 65 years and younger
Orthopaedics | Total knee replacement (TKR) | TKR tibial insert | TKR tibial insert - Unconstrained - Crosslinked polyethylene | Zimmer Inc | PSN ASF CPS 12MM VE L 1-2 AB | 42-5126-001-12 | Standalone | DE0018338 | Active patients aged 65 years and younger
Orthopaedics | Total knee replacement (TKR) | TKR tibial insert | TKR tibial insert - Unconstrained - Crosslinked polyethylene | Zimmer Inc | PSN ASF CPS 14MM VE L 1-2 AB | 42-5126-001-14 | Standalone | DE0018338 | Active patients aged 65 years and younger
Orthopaedics | Total knee replacement (TKR) | TKR tibial insert | TKR tibial insert - Unconstrained - Crosslinked polyethylene | Zimmer Inc | PSN ASF CPS 16MM VE L 1-2 AB | 42-5126-001-16 | Standalone | DE0018338 | Active patients aged 65 years and younger
Orthopaedics | Total knee replacement (TKR) | TKR tibial insert | TKR tibial insert - Unconstrained - Crosslinked polyethylene | Zimmer Inc | PSN ASF CPS 18MM VE L 1-2 AB | 42-5126-001-18 | Standalone | DE0018338 | Active patients aged 65 years and younger
Orthopaedics | Total knee replacement (TKR) | TKR tibial insert | TKR tibial insert - Unconstrained - Crosslinked polyethylene | Zimmer Inc | PSN ASF CPS 20MM VE L 1-2 AB | 42-5126-001-20 | Standalone | DE0018338 | Active patients aged 65 years and younger
Orthopaedics | Total knee replacement (TKR) | TKR tibial insert | TKR tibial insert - Unconstrained - Crosslinked polyethylene | Zimmer Inc | PSN ASF CPS 10MM VE L 3-5 AB | 42-5126-002-10 | Standalone | DE0018338 | Active patients aged 65 years and younger
Orthopaedics | Total knee replacement (TKR) | TKR tibial insert | TKR tibial insert - Unconstrained - Crosslinked polyethylene | Zimmer Inc | PSN ASF CPS 12MM VE L 3-5 AB | 42-5126-002-12 | Standalone | DE0018338 | Active patients aged 65 years and younger
Orthopaedics | Total knee replacement (TKR) | TKR tibial insert | TKR tibial insert - Unconstrained - Crosslinked polyethylene | Zimmer Inc | PSN ASF CPS 14MM VE L 3-5 AB | 42-5126-002-14 | Standalone | DE0018338 | Active patients aged 65 years and younger
Orthopaedics | Total knee replacement (TKR) | TKR tibial insert | TKR tibial insert - Unconstrained - Crosslinked polyethylene | Zimmer Inc | PSN ASF CPS 16MM VE L 3-5 AB | 42-5126-002-16 | Standalone | DE0018338 | Active patients aged 65 years and younger
Orthopaedics | Total knee replacement (TKR) | TKR tibial insert | TKR tibial insert - Unconstrained - Crosslinked polyethylene | Zimmer Inc | PSN ASF CPS 18MM VE L 3-5 AB | 42-5126-002-18 | Standalone | DE0018338 | Active patients aged 65 years and younger
Orthopaedics | Total knee replacement (TKR) | TKR tibial insert | TKR tibial insert - Unconstrained - Crosslinked polyethylene | Zimmer Inc | PSN ASF CPS 20MM VE L 3-5 AB | 42-5126-002-20 | Standalone | DE0018338 | Active patients aged 65 years and younger
Orthopaedics | Total knee replacement (TKR) | TKR tibial insert | TKR tibial insert - Unconstrained - Crosslinked polyethylene | Zimmer Inc | PSN ASF CPS 10MM VE L 1-2 CD | 42-5126-003-10 | Standalone | DE0018338 | Active patients aged 65 years and younger
Orthopaedics | Total knee replacement (TKR) | TKR tibial insert | TKR tibial insert - Unconstrained - Crosslinked polyethylene | Zimmer Inc | PSN ASF CPS 12MM VE L 1-2 CD | 42-5126-003-12 | Standalone | DE0018338 | Active patients aged 65 years and younger
Orthopaedics | Total knee replacement (TKR) | TKR tibial insert | TKR tibial insert - Unconstrained - Crosslinked polyethylene | Zimmer Inc | PSN ASF CPS 14MM VE L 1-2 CD | 42-5126-003-14 | Standalone | DE0018338 | Active patients aged 65 years and younger
Orthopaedics | Total knee replacement (TKR) | TKR tibial insert | TKR tibial insert - Unconstrained - Crosslinked polyethylene | Zimmer Inc | PSN ASF CPS 16MM VE L 1-2 CD | 42-5126-003-16 | Standalone | DE0018338 | Active patients aged 65 years and younger
Orthopaedics | Total knee replacement (TKR) | TKR tibial insert | TKR tibial insert - Unconstrained - Crosslinked polyethylene | Zimmer Inc | PSN ASF CPS 18MM VE L 1-2 CD | 42-5126-003-18 | Standalone | DE0018338 | Active patients aged 65 years and younger
Orthopaedics | Total knee replacement (TKR) | TKR tibial insert | TKR tibial insert - Unconstrained - Crosslinked polyethylene | Zimmer Inc | PSN ASF CPS 20MM VE L 1-2 CD | 42-5126-003-20 | Standalone | DE0018338 | Active patients aged 65 years and younger
Orthopaedics | Total knee replacement (TKR) | TKR tibial insert | TKR tibial insert - Unconstrained - Crosslinked polyethylene | Zimmer Inc | PSN ASF CPS 10MM VE R 1-2 AB | 42-5226-001-10 | Standalone | DE0018338 | Active patients aged 65 years and younger
Orthopaedics | Total knee replacement (TKR) | TKR tibial insert | TKR tibial insert - Unconstrained - Crosslinked polyethylene | Zimmer Inc | PSN ASF CPS 12MM VE R 1-2 AB | 42-5226-001-12 | Standalone | DE0018338 | Active patients aged 65 years and younger
Orthopaedics | Total knee replacement (TKR) | TKR tibial insert | TKR tibial insert - Unconstrained - Crosslinked polyethylene | Zimmer Inc | PSN ASF CPS 14MM VE R 1-2 AB | 42-5226-001-14 | Standalone | DE0018338 | Active patients aged 65 years and younger
Orthopaedics | Total knee replacement (TKR) | TKR tibial insert | TKR tibial insert - Unconstrained - Crosslinked polyethylene | Zimmer Inc | PSN ASF CPS 16MM VE R 1-2 AB | 42-5226-001-16 | Standalone | DE0018338 | Active patients aged 65 years and younger
Orthopaedics | Total knee replacement (TKR) | TKR tibial insert | TKR tibial insert - Unconstrained - Crosslinked polyethylene | Zimmer Inc | PSN ASF CPS 18MM VE R 1-2 AB | 42-5226-001-18 | Standalone | DE0018338 | Active patients aged 65 years and younger
Orthopaedics | Total knee replacement (TKR) | TKR tibial insert | TKR tibial insert - Unconstrained - Crosslinked polyethylene | Zimmer Inc | PSN ASF CPS 20MM VE R 1-2 AB | 42-5226-001-20 | Standalone | DE0018338 | Active patients aged 65 years and younger
Orthopaedics | Total knee replacement (TKR) | TKR tibial insert | TKR tibial insert - Unconstrained - Crosslinked polyethylene | Zimmer Inc | PSN ASF CPS 10MM VE R 3-5 AB | 42-5226-002-10 | Standalone | DE0018338 | Active patients aged 65 years and younger
Orthopaedics | Total knee replacement (TKR) | TKR tibial insert | TKR tibial insert - Unconstrained - Crosslinked polyethylene | Zimmer Inc | PSN ASF CPS 12MM VE R 3-5 AB | 42-5226-002-12 | Standalone | DE0018338 | Active patients aged 65 years and younger
Orthopaedics | Total knee replacement (TKR) | TKR tibial insert | TKR tibial insert - Unconstrained - Crosslinked polyethylene | Zimmer Inc | PSN ASF CPS 14MM VE R 3-5 AB | 42-5226-002-14 | Standalone | DE0018338 | Active patients aged 65 years and younger
Orthopaedics | Total knee replacement (TKR) | TKR tibial insert | TKR tibial insert - Unconstrained - Crosslinked polyethylene | Zimmer Inc | PSN ASF CPS 16MM VE R 3-5 AB | 42-5226-002-16 | Standalone | DE0018338 | Active patients aged 65 years and younger
Orthopaedics | Total knee replacement (TKR) | TKR tibial insert | TKR tibial insert - Unconstrained - Crosslinked polyethylene | Zimmer Inc | PSN ASF CPS 18MM VE R 3-5 AB | 42-5226-002-18 | Standalone | DE0018338 | Active patients aged 65 years and younger
Orthopaedics | Total knee replacement (TKR) | TKR tibial insert | TKR tibial insert - Unconstrained - Crosslinked polyethylene | Zimmer Inc | PSN ASF CPS 20MM VE R 3-5 AB | 42-5226-002-20 | Standalone | DE0018338 | Active patients aged 65 years and younger
Orthopaedics | Total knee replacement (TKR) | TKR tibial insert | TKR tibial insert - Unconstrained - Crosslinked polyethylene | Zimmer Inc | PSN ASF CPS 10MM VE R 1-2 CD | 42-5226-003-10 | Standalone | DE0018338 | Active patients aged 65 years and younger
Orthopaedics | Total knee replacement (TKR) | TKR tibial insert | TKR tibial insert - Unconstrained - Crosslinked polyethylene | Zimmer Inc | PSN ASF CPS 12MM VE R 1-2 CD | 42-5226-003-12 | Standalone | DE0018338 | Active patients aged 65 years and younger
Orthopaedics | Total knee replacement (TKR) | TKR tibial insert | TKR tibial insert - Unconstrained - Crosslinked polyethylene | Zimmer Inc | PSN ASF CPS 14MM VE R 1-2 CD | 42-5226-003-14 | Standalone | DE0018338 | Active patients aged 65 years and younger
Orthopaedics | Total knee replacement (TKR) | TKR tibial insert | TKR tibial insert - Unconstrained - Crosslinked polyethylene | Zimmer Inc | PSN ASF CPS 16MM VE R 1-2 CD | 42-5226-003-16 | Standalone | DE0018338 | Active patients aged 65 years and younger
Orthopaedics | Total knee replacement (TKR) | TKR tibial insert | TKR tibial insert - Unconstrained - Crosslinked polyethylene | Zimmer Inc | PSN ASF CPS 18MM VE R 1-2 CD | 42-5226-003-18 | Standalone | DE0018338 | Active patients aged 65 years and younger
Orthopaedics | Total knee replacement (TKR) | TKR tibial insert | TKR tibial insert - Unconstrained - Crosslinked polyethylene | Zimmer Inc | PSN ASF CPS 20MM VE R 1-2 CD | 42-5226-003-20 | Standalone | DE0018338 | Active patients aged 65 years and younger
Orthopaedics | Total knee replacement (TKR) | TKR tibial insert | TKR tibial insert - Unconstrained - Crosslinked polyethylene | Zimmer Inc | PSN ASF CPS 10MM VE R 3-5 CD | 42-5226-004-10 | Standalone | DE0018338 | Active patients aged 65 years and younger
Orthopaedics | Total knee replacement (TKR) | TKR tibial insert | TKR tibial insert - Unconstrained - Crosslinked polyethylene | Zimmer Inc | PSN ASF CPS 12MM VE R 3-5 CD | 42-5226-004-12 | Standalone | DE0018338 | Active patients aged 65 years and younger
Orthopaedics | Total knee replacement (TKR) | TKR tibial insert | TKR tibial insert - Unconstrained - Crosslinked polyethylene | Zimmer Inc | PSN ASF CPS 14MM VE R 3-5 CD | 42-5226-004-14 | Standalone | DE0018338 | Active patients aged 65 years and younger
Orthopaedics | Total knee replacement (TKR) | TKR tibial insert | TKR tibial insert - Unconstrained - Crosslinked polyethylene | Zimmer Inc | PSN ASF CPS 16MM VE R 3-5 CD | 42-5226-004-16 | Standalone | DE0018338 | Active patients aged 65 years and younger
Orthopaedics | Total knee replacement (TKR) | TKR tibial insert | TKR tibial insert - Unconstrained - Crosslinked polyethylene | Zimmer Inc | PSN ASF CPS 18MM VE R 3-5 CD | 42-5226-004-18 | Standalone | DE0018338 | Active patients aged 65 years and younger
Orthopaedics | Total knee replacement (TKR) | TKR tibial insert | TKR tibial insert - Unconstrained - Crosslinked polyethylene | Zimmer Inc | PSN ASF CPS 20MM VE R 3-5 CD | 42-5226-004-20 | Standalone | DE0018338 | Active patients aged 65 years and younger
Orthopaedics | Total knee replacement (TKR) | TKR tibial insert | TKR tibial insert - Unconstrained - Crosslinked polyethylene | Zimmer Inc | PSN ASF CPS 10MM VE R 6-9 CD | 42-5226-005-10 | Standalone | DE0018338 | Active patients aged 65 years and younger
Orthopaedics | Total knee replacement (TKR) | TKR tibial insert | TKR tibial insert - Unconstrained - Crosslinked polyethylene | Zimmer Inc | PSN ASF CPS 12MM VE R 6-9 CD | 42-5226-005-12 | Standalone | DE0018338 | Active patients aged 65 years and younger
Orthopaedics | Total knee replacement (TKR) | TKR tibial insert | TKR tibial insert - Unconstrained - Crosslinked polyethylene | Zimmer Inc | PSN ASF CPS 14MM VE R 6-9 CD | 42-5226-005-14 | Standalone | DE0018338 | Active patients aged 65 years and younger
Orthopaedics | Total knee replacement (TKR) | TKR tibial insert | TKR tibial insert - Unconstrained - Crosslinked polyethylene | Zimmer Inc | PSN ASF CPS 16MM VE R 6-9 CD | 42-5226-005-16 | Standalone | DE0018338 | Active patients aged 65 years and younger
Orthopaedics | Total knee replacement (TKR) | TKR tibial insert | TKR tibial insert - Unconstrained - Crosslinked polyethylene | Zimmer Inc | PSN ASF CPS 18MM VE R 6-9 CD | 42-5226-005-18 | Standalone | DE0018338 | Active patients aged 65 years and younger
Orthopaedics | Total knee replacement (TKR) | TKR tibial insert | TKR tibial insert - Unconstrained - Crosslinked polyethylene | Zimmer Inc | PSN ASF CPS 20MM VE R 6-9 CD | 42-5226-005-20 | Standalone | DE0018338 | Active patients aged 65 years and younger
Orthopaedics | Total knee replacement (TKR) | TKR tibial insert | TKR tibial insert - Unconstrained - Crosslinked polyethylene | Zimmer Inc | PSN ASF CPS 10MM VE R 3-5 EF | 42-5226-006-10 | Standalone | DE0018338 | Active patients aged 65 years and younger
Orthopaedics | Total knee replacement (TKR) | TKR tibial insert | TKR tibial insert - Unconstrained - Crosslinked polyethylene | Zimmer Inc | PSN ASF CPS 12MM VE R 3-5 EF | 42-5226-006-12 | Standalone | DE0018338 | Active patients aged 65 years and younger
Orthopaedics | Total knee replacement (TKR) | TKR tibial insert | TKR tibial insert - Unconstrained - Crosslinked polyethylene | Zimmer Inc | PSN ASF CPS 14MM VE R 3-5 EF | 42-5226-006-14 | Standalone | DE0018338 | Active patients aged 65 years and younger
Orthopaedics | Total knee replacement (TKR) | TKR tibial insert | TKR tibial insert - Unconstrained - Crosslinked polyethylene | Zimmer Inc | PSN ASF CPS 16MM VE R 3-5 EF | 42-5226-006-16 | Standalone | DE0018338 | Active patients aged 65 years and younger
Orthopaedics | Total knee replacement (TKR) | TKR tibial insert | TKR tibial insert - Unconstrained - Crosslinked polyethylene | Zimmer Inc | PSN ASF CPS 18MM VE R 3-5 EF | 42-5226-006-18 | Standalone | DE0018338 | Active patients aged 65 years and younger
Orthopaedics | Total knee replacement (TKR) | TKR tibial insert | TKR tibial insert - Unconstrained - Crosslinked polyethylene | Zimmer Inc | PSN ASF CPS 20MM VE R 3-5 EF | 42-5226-006-20 | Standalone | DE0018338 | Active patients aged 65 years and younger
Orthopaedics | Total knee replacement (TKR) | TKR tibial insert | TKR tibial insert - Unconstrained - Crosslinked polyethylene | Zimmer Inc | PSN ASF CPS 10MM VE R 6-9 EF | 42-5226-007-10 | Standalone | DE0018338 | Active patients aged 65 years and younger
Orthopaedics | Total knee replacement (TKR) | TKR tibial insert | TKR tibial insert - Unconstrained - Crosslinked polyethylene | Zimmer Inc | PSN ASF CPS 12MM VE R 6-9 EF | 42-5226-007-12 | Standalone | DE0018338 | Active patients aged 65 years and younger
Orthopaedics | Total knee replacement (TKR) | TKR tibial insert | TKR tibial insert - Unconstrained - Crosslinked polyethylene | Zimmer Inc | PSN ASF CPS 14MM VE R 6-9 EF | 42-5226-007-14 | Standalone | DE0018338 | Active patients aged 65 years and younger
Orthopaedics | Total knee replacement (TKR) | TKR tibial insert | TKR tibial insert - Unconstrained - Crosslinked polyethylene | Zimmer Inc | PSN ASF CPS 16MM VE R 6-9 EF | 42-5226-007-16 | Standalone | DE0018338 | Active patients aged 65 years and younger
Orthopaedics | Total knee replacement (TKR) | TKR tibial insert | TKR tibial insert - Unconstrained - Crosslinked polyethylene | Zimmer Inc | PSN ASF CPS 18MM VE R 6-9 EF | 42-5226-007-18 | Standalone | DE0018338 | Active patients aged 65 years and younger
Orthopaedics | Total knee replacement (TKR) | TKR tibial insert | TKR tibial insert - Unconstrained - Crosslinked polyethylene | Zimmer Inc | PSN ASF CPS 20MM VE R 6-9 EF | 42-5226-007-20 | Standalone | DE0018338 | Active patients aged 65 years and younger
Orthopaedics | Total knee replacement (TKR) | TKR tibial insert | TKR tibial insert - Unconstrained - Crosslinked polyethylene | Zimmer Inc | PSN ASF CPS 10MM VE R 10-11 EF | 42-5226-008-10 | Standalone | DE0018338 | Active patients aged 65 years and younger
Orthopaedics | Total knee replacement (TKR) | TKR tibial insert | TKR tibial insert - Unconstrained - Crosslinked polyethylene | Zimmer Inc | PSN ASF CPS 12MM VE R 10-11 EF | 42-5226-008-12 | Standalone | DE0018338 | Active patients aged 65 years and younger
Orthopaedics | Total knee replacement (TKR) | TKR tibial insert | TKR tibial insert - Unconstrained - Crosslinked polyethylene | Zimmer Inc | PSN ASF CPS 14MM VE R 10-11 EF | 42-5226-008-14 | Standalone | DE0018338 | Active patients aged 65 years and younger
Orthopaedics | Total knee replacement (TKR) | TKR tibial insert | TKR tibial insert - Unconstrained - Crosslinked polyethylene | Zimmer Inc | PSN ASF CPS 16MM VE R 10-11 EF | 42-5226-008-16 | Standalone | DE0018338 | Active patients aged 65 years and younger
Orthopaedics | Total knee replacement (TKR) | TKR tibial insert | TKR tibial insert - Unconstrained - Crosslinked polyethylene | Zimmer Inc | PSN ASF CPS 18MM VE R 10-11 EF | 42-5226-008-18 | Standalone | DE0018338 | Active patients aged 65 years and younger
Orthopaedics | Total knee replacement (TKR) | TKR tibial insert | TKR tibial insert - Unconstrained - Crosslinked polyethylene | Zimmer Inc | PSN ASF CPS 20MM VE R 10-11 EF | 42-5226-008-20 | Standalone | DE0018338 | Active patients aged 65 years and younger
Orthopaedics | Total knee replacement (TKR) | TKR tibial insert | TKR tibial insert - Unconstrained - Crosslinked polyethylene | Zimmer Inc | PSN ASF CPS 10MM VE R 6-9 GH | 42-5226-009-10 | Standalone | DE0018338 | Active patients aged 65 years and younger
Orthopaedics | Total knee replacement (TKR) | TKR tibial insert | TKR tibial insert - Unconstrained - Crosslinked polyethylene | Zimmer Inc | PSN ASF CPS 12MM VE R 6-9 GH | 42-5226-009-12 | Standalone | DE0018338 | Active patients aged 65 years and younger
Orthopaedics | Total knee replacement (TKR) | TKR tibial insert | TKR tibial insert - Unconstrained - Crosslinked polyethylene | Zimmer Inc | PSN ASF CPS 14MM VE R 6-9 GH | 42-5226-009-14 | Standalone | DE0018338 | Active patients aged 65 years and younger
Orthopaedics | Total knee replacement (TKR) | TKR tibial insert | TKR tibial insert - Unconstrained - Crosslinked polyethylene | Zimmer Inc | PSN ASF CPS 16MM VE R 6-9 GH | 42-5226-009-16 | Standalone | DE0018338 | Active patients aged 65 years and younger
Orthopaedics | Total knee replacement (TKR) | TKR tibial insert | TKR tibial insert - Unconstrained - Crosslinked polyethylene | Zimmer Inc | PSN ASF CPS 18MM VE R 6-9 GH | 42-5226-009-18 | Standalone | DE0018338 | Active patients aged 65 years and younger
Orthopaedics | Total knee replacement (TKR) | TKR tibial insert | TKR tibial insert - Unconstrained - Crosslinked polyethylene | Zimmer Inc | PSN ASF CPS 20MM VE R 6-9 GH | 42-5226-009-20 | Standalone | DE0018338 | Active patients aged 65 years and younger
Orthopaedics | Total knee replacement (TKR) | TKR tibial insert | TKR tibial insert - Unconstrained - Crosslinked polyethylene | Zimmer Inc | PSN ASF CPS 10MM VE R 10-12 GH | 42-5226-010-10 | Standalone | DE0018338 | Active patients aged 65 years and younger
Orthopaedics | Total knee replacement (TKR) | TKR tibial insert | TKR tibial insert - Unconstrained - Crosslinked polyethylene | Zimmer Inc | PSN ASF CPS 12MM VE R 10-12 GH | 42-5226-010-12 | Standalone | DE0018338 | Active patients aged 65 years and younger
Orthopaedics | Total knee replacement (TKR) | TKR tibial insert | TKR tibial insert - Unconstrained - Crosslinked polyethylene | Zimmer Inc | PSN ASF CPS 14MM VE R 10-12 GH | 42-5226-010-14 | Standalone | DE0018338 | Active patients aged 65 years and younger
Orthopaedics | Total knee replacement (TKR) | TKR tibial insert | TKR tibial insert - Unconstrained - Crosslinked polyethylene | Zimmer Inc | PSN ASF CPS 16MM VE R 10-12 GH | 42-5226-010-16 | Standalone | DE0018338 | Active patients aged 65 years and younger
Orthopaedics | Total knee replacement (TKR) | TKR tibial insert | TKR tibial insert - Unconstrained - Crosslinked polyethylene | Zimmer Inc | PSN ASF CPS 18MM VE R 10-12 GH | 42-5226-010-18 | Standalone | DE0018338 | Active patients aged 65 years and younger
Orthopaedics | Total knee replacement (TKR) | TKR tibial insert | TKR tibial insert - Unconstrained - Crosslinked polyethylene | Zimmer Inc | PSN ASF CPS 20MM VE R 10-12 GH | 42-5226-010-20 | Standalone | DE0018338 | Active patients aged 65 years and younger
Orthopaedics | Total knee replacement (TKR) | TKR tibial insert | TKR tibial insert - Unconstrained - Crosslinked polyethylene | Zimmer Inc | PSN ASF CPS 10MM VE L 3-5 CD | 42-5126-004-10 | Standalone | DE0018338 | Active patients aged 65 years and younger
Orthopaedics | Total knee replacement (TKR) | TKR tibial insert | TKR tibial insert - Unconstrained - Crosslinked polyethylene | Zimmer Inc | PSN ASF CPS 12MM VE L 3-5 CD | 42-5126-004-12 | Standalone | DE0018338 | Active patients aged 65 years and younger
Orthopaedics | Total knee replacement (TKR) | TKR tibial insert | TKR tibial insert - Unconstrained - Crosslinked polyethylene | Zimmer Inc | PSN ASF CPS 14MM VE L 3-5 CD | 42-5126-004-14 | Standalone | DE0018338 | Active patients aged 65 years and younger
Orthopaedics | Total knee replacement (TKR) | TKR tibial insert | TKR tibial insert - Unconstrained - Crosslinked polyethylene | Zimmer Inc | PSN ASF CPS 16MM VE L 3-5 CD | 42-5126-004-16 | Standalone | DE0018338 | Active patients aged 65 years and younger
Orthopaedics | Total knee replacement (TKR) | TKR tibial insert | TKR tibial insert - Unconstrained - Crosslinked polyethylene | Zimmer Inc | PSN ASF CPS 18MM VE L 3-5 CD | 42-5126-004-18 | Standalone | DE0018338 | Active patients aged 65 years and younger
Orthopaedics | Total knee replacement (TKR) | TKR tibial insert | TKR tibial insert - Unconstrained - Crosslinked polyethylene | Zimmer Inc | PSN ASF CPS 20MM VE L 3-5 CD | 42-5126-004-20 | Standalone | DE0018338 | Active patients aged 65 years and younger
Orthopaedics | Total knee replacement (TKR) | TKR tibial insert | TKR tibial insert - Unconstrained - Crosslinked polyethylene | Zimmer Inc | PSN ASF CPS 10MM VE L 6-9 CD | 42-5126-005-10 | Standalone | DE0018338 | Active patients aged 65 years and younger
Orthopaedics | Total knee replacement (TKR) | TKR tibial insert | TKR tibial insert - Unconstrained - Crosslinked polyethylene | Zimmer Inc | PSN ASF CPS 12MM VE L 6-9 CD | 42-5126-005-12 | Standalone | DE0018338 | Active patients aged 65 years and younger
Orthopaedics | Total knee replacement (TKR) | TKR tibial insert | TKR tibial insert - Unconstrained - Crosslinked polyethylene | Zimmer Inc | PSN ASF CPS 14MM VE L 6-9 CD | 42-5126-005-14 | Standalone | DE0018338 | Active patients aged 65 years and younger
Orthopaedics | Total knee replacement (TKR) | TKR tibial insert | TKR tibial insert - Unconstrained - Crosslinked polyethylene | Zimmer Inc | PSN ASF CPS 16MM VE L 6-9 CD | 42-5126-005-16 | Standalone | DE0018338 | Active patients aged 65 years and younger
Orthopaedics | Total knee replacement (TKR) | TKR tibial insert | TKR tibial insert - Unconstrained - Crosslinked polyethylene | Zimmer Inc | PSN ASF CPS 18MM VE L 6-9 CD | 42-5126-005-18 | Standalone | DE0018338 | Active patients aged 65 years and younger
Orthopaedics | Total knee replacement (TKR) | TKR tibial insert | TKR tibial insert - Unconstrained - Crosslinked polyethylene | Zimmer Inc | PSN ASF CPS 20MM VE L 6-9 CD | 42-5126-005-20 | Standalone | DE0018338 | Active patients aged 65 years and younger
Orthopaedics | Total knee replacement (TKR) | TKR tibial insert | TKR tibial insert - Unconstrained - Crosslinked polyethylene | Zimmer Inc | PSN ASF CPS 10MM VE L 3-5 EF | 42-5126-006-10 | Standalone | DE0018338 | Active patients aged 65 years and younger
Orthopaedics | Total knee replacement (TKR) | TKR tibial insert | TKR tibial insert - Unconstrained - Crosslinked polyethylene | Zimmer Inc | PSN ASF CPS 12MM VE L 3-5 EF | 42-5126-006-12 | Standalone | DE0018338 | Active patients aged 65 years and younger
Orthopaedics | Total knee replacement (TKR) | TKR tibial insert | TKR tibial insert - Unconstrained - Crosslinked polyethylene | Zimmer Inc | PSN ASF CPS 14MM VE L 3-5 EF | 42-5126-006-14 | Standalone | DE0018338 | Active patients aged 65 years and younger
Orthopaedics | Total knee replacement (TKR) | TKR tibial insert | TKR tibial insert - Unconstrained - Crosslinked polyethylene | Zimmer Inc | PSN ASF CPS 16MM VE L 3-5 EF | 42-5126-006-16 | Standalone | DE0018338 | Active patients aged 65 years and younger
Orthopaedics | Total knee replacement (TKR) | TKR tibial insert | TKR tibial insert - Unconstrained - Crosslinked polyethylene | Zimmer Inc | PSN ASF CPS 18MM VE L 3-5 EF | 42-5126-006-18 | Standalone | DE0018338 | Active patients aged 65 years and younger
Orthopaedics | Total knee replacement (TKR) | TKR tibial insert | TKR tibial insert - Unconstrained - Crosslinked polyethylene | Zimmer Inc | PSN ASF CPS 20MM VE L 3-5 EF | 42-5126-006-20 | Standalone | DE0018338 | Active patients aged 65 years and younger
Orthopaedics | Total knee replacement (TKR) | TKR tibial insert | TKR tibial insert - Unconstrained - Crosslinked polyethylene | Zimmer Inc | PSN ASF CPS 10MM VE L 6-9 EF | 42-5126-007-10 | Standalone | DE0018338 | Active patients aged 65 years and younger
Orthopaedics | Total knee replacement (TKR) | TKR tibial insert | TKR tibial insert - Unconstrained - Crosslinked polyethylene | Zimmer Inc | PSN ASF CPS 12MM VE L 6-9 EF | 42-5126-007-12 | Standalone | DE0018338 | Active patients aged 65 years and younger
Orthopaedics | Total knee replacement (TKR) | TKR tibial insert | TKR tibial insert - Unconstrained - Crosslinked polyethylene | Zimmer Inc | PSN ASF CPS 14MM VE L 6-9 EF | 42-5126-007-14 | Standalone | DE0018338 | Active patients aged 65 years and younger
Orthopaedics | Total knee replacement (TKR) | TKR tibial insert | TKR tibial insert - Unconstrained - Crosslinked polyethylene | Zimmer Inc | PSN ASF CPS 16MM VE L 6-9 EF | 42-5126-007-16 | Standalone | DE0018338 | Active patients aged 65 years and younger
Orthopaedics | Total knee replacement (TKR) | TKR tibial insert | TKR tibial insert - Unconstrained - Crosslinked polyethylene | Zimmer Inc | PSN ASF CPS 18MM VE L 6-9 EF | 42-5126-007-18 | Standalone | DE0018338 | Active patients aged 65 years and younger
Orthopaedics | Total knee replacement (TKR) | TKR tibial insert | TKR tibial insert - Unconstrained - Crosslinked polyethylene | Zimmer Inc | PSN ASF CPS 20MM VE L 6-9 EF | 42-5126-007-20 | Standalone | DE0018338 | Active patients aged 65 years and younger
Orthopaedics | Total knee replacement (TKR) | TKR tibial insert | TKR tibial insert - Unconstrained - Crosslinked polyethylene | Zimmer Inc | PSN ASF CPS 10MM VE L 10-11 EF | 42-5126-008-10 | Standalone | DE0018338 | Active patients aged 65 years and younger
Orthopaedics | Total knee replacement (TKR) | TKR tibial insert | TKR tibial insert - Unconstrained - Crosslinked polyethylene | Zimmer Inc | PSN ASF CPS 12MM VE L 10-11 EF | 42-5126-008-12 | Standalone | DE0018338 | Active patients aged 65 years and younger
Orthopaedics | Total knee replacement (TKR) | TKR tibial insert | TKR tibial insert - Unconstrained - Crosslinked polyethylene | Zimmer Inc | PSN ASF CPS 14MM VE L 10-11 EF | 42-5126-008-14 | Standalone | DE0018338 | Active patients aged 65 years and younger
Orthopaedics | Total knee replacement (TKR) | TKR tibial insert | TKR tibial insert - Unconstrained - Crosslinked polyethylene | Zimmer Inc | PSN ASF CPS 16MM VE L 10-11 EF | 42-5126-008-16 | Standalone | DE0018338 | Active patients aged 65 years and younger
Orthopaedics | Total knee replacement (TKR) | TKR tibial insert | TKR tibial insert - Unconstrained - Crosslinked polyethylene | Zimmer Inc | PSN ASF CPS 10MM VE L 6-9 GH | 42-5126-009-10 | Standalone | DE0018338 | Active patients aged 65 years and younger
Orthopaedics | Total knee replacement (TKR) | TKR tibial insert | TKR tibial insert - Unconstrained - Crosslinked polyethylene | Zimmer Inc | PSN ASF CPS 12MM VE L 6-9 GH | 42-5126-009-12 | Standalone | DE0018338 | Active patients aged 65 years and younger
Orthopaedics | Total knee replacement (TKR) | TKR tibial insert | TKR tibial insert - Unconstrained - Crosslinked polyethylene | Zimmer Inc | PSN ASF CPS 14MM VE L 6-9 GH | 42-5126-009-14 | Standalone | DE0018338 | Active patients aged 65 years and younger
Orthopaedics | Total knee replacement (TKR) | TKR tibial insert | TKR tibial insert - Unconstrained - Crosslinked polyethylene | Zimmer Inc | PSN ASF CPS 16MM VE L 6-9 GH | 42-5126-009-16 | Standalone | DE0018338 | Active patients aged 65 years and younger
Orthopaedics | Total knee replacement (TKR) | TKR tibial insert | TKR tibial insert - Unconstrained - Crosslinked polyethylene | Zimmer Inc | PSN ASF CPS 18MM VE L 6-9 GH | 42-5126-009-18 | Standalone | DE0018338 | Active patients aged 65 years and younger
Orthopaedics | Total knee replacement (TKR) | TKR tibial insert | TKR tibial insert - Unconstrained - Crosslinked polyethylene | Zimmer Inc | PSN ASF CPS 20MM VE L 6-9 GH | 42-5126-009-20 | Standalone | DE0018338 | Active patients aged 65 years and younger
Orthopaedics | Total knee replacement (TKR) | TKR tibial insert | TKR tibial insert - Unconstrained - Crosslinked polyethylene | Zimmer Inc | PSN ASF CPS 10MM VE L 10-12 GH | 42-5126-010-10 | Standalone | DE0018338 | Active patients aged 65 years and younger
Orthopaedics | Total knee replacement (TKR) | TKR tibial insert | TKR tibial insert - Unconstrained - Crosslinked polyethylene | Zimmer Inc | PSN ASF CPS 12MM VE L 10-12 GH | 42-5126-010-12 | Standalone | DE0018338 | Active patients aged 65 years and younger
Orthopaedics | Total knee replacement (TKR) | TKR tibial insert | TKR tibial insert - Unconstrained - Crosslinked polyethylene | Zimmer Inc | PSN ASF CPS 14MM VE L 10-12 GH | 42-5126-010-14 | Standalone | DE0018338 | Active patients aged 65 years and younger
Orthopaedics | Total knee replacement (TKR) | TKR tibial insert | TKR tibial insert - Unconstrained - Crosslinked polyethylene | Zimmer Inc | PSN ASF CPS 16MM VE L 10-12 GH | 42-5126-010-16 | Standalone | DE0018338 | Active patients aged 65 years and younger
Orthopaedics | Total knee replacement (TKR) | TKR tibial insert | TKR tibial insert - Unconstrained - Crosslinked polyethylene | Zimmer Inc | XLPE CR FLEX ART SURF CH 12/SPUR 10 | 00-5952-021-10 | Standalone | DE0004641 | Active patients aged 65 years and younger
Orthopaedics | Total knee replacement (TKR) | TKR tibial insert | TKR tibial insert - Unconstrained - Crosslinked polyethylene | Zimmer Inc | XLPE CR FLEX ART SURF CH 12/SPUR 12 | 00-5952-021-12 | Standalone | DE0004641 | Active patients aged 65 years and younger
Orthopaedics | Total knee replacement (TKR) | TKR tibial insert | TKR tibial insert - Unconstrained - Crosslinked polyethylene | Zimmer Inc | XLPE CR FLEX ART SURF CH 12/SPUR 14 | 00-5952-021-14 | Standalone | DE0004641 | Active patients aged 65 years and younger
Orthopaedics | Total knee replacement (TKR) | TKR tibial insert | TKR tibial insert - Unconstrained - Crosslinked polyethylene | Zimmer Inc | XLPE CR FLEX ART SURF CH 12/SPUR 17 | 00-5952-021-17 | Standalone | DE0004641 | Active patients aged 65 years and younger
Orthopaedics | Total knee replacement (TKR) | TKR tibial insert | TKR tibial insert - Unconstrained - Crosslinked polyethylene | Zimmer Inc | XLPE CR FLEX ART SURF CH 12/SPUR 20 | 00-5952-021-20 | Standalone | DE0004641 | Active patients aged 65 years and younger
Orthopaedics | Total knee replacement (TKR) | TKR tibial insert | TKR tibial insert - Unconstrained - Crosslinked polyethylene | Zimmer Inc | XLPE CR FLEX ART SURF CH 34/YEL 10 | 00-5952-030-10 | Standalone | DE0004641 | Active patients aged 65 years and younger
Orthopaedics | Total knee replacement (TKR) | TKR tibial insert | TKR tibial insert - Unconstrained - Crosslinked polyethylene | Zimmer Inc | XLPE CR FLEX ART SURF CH 34/YEL 12 | 00-5952-030-12 | Standalone | DE0004641 | Active patients aged 65 years and younger
Orthopaedics | Total knee replacement (TKR) | TKR tibial insert | TKR tibial insert - Unconstrained - Crosslinked polyethylene | Zimmer Inc | XLPE CR FLEX ART SURF CH 34/YEL 14 | 00-5952-030-14 | Standalone | DE0004641 | Active patients aged 65 years and younger
Orthopaedics | Total knee replacement (TKR) | TKR tibial insert | TKR tibial insert - Unconstrained - Crosslinked polyethylene | Zimmer Inc | XLPE CR FLEX ART SURF CH 34/YEL 17 | 00-5952-030-17 | Standalone | DE0004641 | Active patients aged 65 years and younger
Orthopaedics | Total knee replacement (TKR) | TKR tibial insert | TKR tibial insert - Unconstrained - Crosslinked polyethylene | Zimmer Inc | XLPE CR FLEX ART SURF CH 34/YEL 20 | 00-5952-030-20 | Standalone | DE0004641 | Active patients aged 65 years and younger
Orthopaedics | Total knee replacement (TKR) | TKR tibial insert | TKR tibial insert - Unconstrained - Crosslinked polyethylene | Zimmer Inc | XLPE CR FLEX ART SURF CH 56/GRN 10 | 00-5952-040-10 | Standalone | DE0004641 | Active patients aged 65 years and younger
Orthopaedics | Total knee replacement (TKR) | TKR tibial insert | TKR tibial insert - Unconstrained - Crosslinked polyethylene | Zimmer Inc | XLPE CR FLEX ART SURF CH 56/GRN 12 | 00-5952-040-12 | Standalone | DE0004641 | Active patients aged 65 years and younger
Orthopaedics | Total knee replacement (TKR) | TKR tibial insert | TKR tibial insert - Unconstrained - Crosslinked polyethylene | Zimmer Inc | XLPE CR FLEX ART SURF CH 56/GRN 14 | 00-5952-040-14 | Standalone | DE0004641 | Active patients aged 65 years and younger
Orthopaedics | Total knee replacement (TKR) | TKR tibial insert | TKR tibial insert - Unconstrained - Crosslinked polyethylene | Zimmer Inc | XLPE CR FLEX ART SURF CH 56/GRN 17 | 00-5952-040-17 | Standalone | DE0004641 | Active patients aged 65 years and younger
Orthopaedics | Total knee replacement (TKR) | TKR tibial insert | TKR tibial insert - Unconstrained - Crosslinked polyethylene | Zimmer Inc | XLPE CR FLEX ART SURF CH 56/GRN 20 | 00-5952-040-20 | Standalone | DE0004641 | Active patients aged 65 years and younger
Orthopaedics | Total knee replacement (TKR) | TKR tibial insert | TKR tibial insert - Unconstrained - Crosslinked polyethylene | Zimmer Inc | XLPE CR FLEX ART SURF CH 56/BLUE 10 | 00-5952-050-10 | Standalone | DE0004641 | Active patients aged 65 years and younger
Orthopaedics | Total knee replacement (TKR) | TKR tibial insert | TKR tibial insert - Unconstrained - Crosslinked polyethylene | Zimmer Inc | XLPE CR FLEX ART SURF CH 56/BLUE 12 | 00-5952-050-12 | Standalone | DE0004641 | Active patients aged 65 years and younger
Orthopaedics | Total knee replacement (TKR) | TKR tibial insert | TKR tibial insert - Unconstrained - Crosslinked polyethylene | Zimmer Inc | XLPE CR FLEX ART SURF CH 56/BLUE 14 | 00-5952-050-14 | Standalone | DE0004641 | Active patients aged 65 years and younger
Orthopaedics | Total knee replacement (TKR) | TKR tibial insert | TKR tibial insert - Unconstrained - Crosslinked polyethylene | Zimmer Inc | XLPE CR FLEX ART SURF CH 56/BLUE 17 | 00-5952-050-17 | Standalone | DE0004641 | Active patients aged 65 years and younger
Orthopaedics | Total knee replacement (TKR) | TKR tibial insert | TKR tibial insert - Unconstrained - Crosslinked polyethylene | Zimmer Inc | XLPE CR FLEX ART SURF CH 56/BLUE 20 | 00-5952-050-20 | Standalone | DE0004641 | Active patients aged 65 years and younger
Orthopaedics | Total knee replacement (TKR) | TKR tibial insert | TKR tibial insert - Unconstrained - Crosslinked polyethylene | Zimmer Inc | LPS-FLEX FIX PROLG AS AB 1-2MM 10mm | 00-5962-020-10 | Standalone | DE0016721 | Active patients aged 65 years and younger
Orthopaedics | Total knee replacement (TKR) | TKR tibial insert | TKR tibial insert - Unconstrained - Crosslinked polyethylene | Zimmer Inc | LPS-FLEX FIX PROLG AS AB 1-2MM 12mm | 00-5962-020-12 | Standalone | DE0016721 | Active patients aged 65 years and younger
Orthopaedics | Total knee replacement (TKR) | TKR tibial insert | TKR tibial insert - Unconstrained - Crosslinked polyethylene | Zimmer Inc | LPS-FLEX FIX PROLG AS AB 1-2MM 14mm | 00-5962-020-14 | Standalone | DE0016721 | Active patients aged 65 years and younger
Orthopaedics | Total knee replacement (TKR) | TKR tibial insert | TKR tibial insert - Unconstrained - Crosslinked polyethylene | Zimmer Inc | LPS-FLEX FIX PROLG AS AB 1-2MM 17mm | 00-5962-020-17 | Standalone | DE0016721 | Active patients aged 65 years and younger
Orthopaedics | Total knee replacement (TKR) | TKR tibial insert | TKR tibial insert - Unconstrained - Crosslinked polyethylene | Zimmer Inc | LPS-FLEX FIX PROLG AS AB 1-2MM 20mm | 00-5962-020-20 | Standalone | DE0016721 | Active patients aged 65 years and younger
Orthopaedics | Total knee replacement (TKR) | TKR tibial insert | TKR tibial insert - Unconstrained - Crosslinked polyethylene | Zimmer Inc | LPS-FLEX FIX PROLG AS CD 1-2MM 10mm | 00-5962-022-10 | Standalone | DE0016721 | Active patients aged 65 years and younger
Orthopaedics | Total knee replacement (TKR) | TKR tibial insert | TKR tibial insert - Unconstrained - Crosslinked polyethylene | Zimmer Inc | LPS-FLEX FIX PROLG AS CD 1-2MM 12mm | 00-5962-022-12 | Standalone | DE0016721 | Active patients aged 65 years and younger
Orthopaedics | Total knee replacement (TKR) | TKR tibial insert | TKR tibial insert - Unconstrained - Crosslinked polyethylene | Zimmer Inc | LPS-FLEX FIX PROLG AS CD 1-2MM 14mm | 00-5962-022-14 | Standalone | DE0016721 | Active patients aged 65 years and younger
Orthopaedics | Total knee replacement (TKR) | TKR tibial insert | TKR tibial insert - Unconstrained - Crosslinked polyethylene | Zimmer Inc | LPS-FLEX FIX PROLG AS CD 1-2MM 17mm | 00-5962-022-17 | Standalone | DE0016721 | Active patients aged 65 years and younger
Orthopaedics | Total knee replacement (TKR) | TKR tibial insert | TKR tibial insert - Unconstrained - Crosslinked polyethylene | Zimmer Inc | LPS-FLEX FIX PROLG AS CD 1-2MM 20mm | 00-5962-022-20 | Standalone | DE0016721 | Active patients aged 65 years and younger
Orthopaedics | Total knee replacement (TKR) | TKR tibial insert | TKR tibial insert - Unconstrained - Crosslinked polyethylene | Zimmer Inc | LPS-FLEX FIX PROLG AS CD 3-4MM 10mm | 00-5962-030-10 | Standalone | DE0016721 | Active patients aged 65 years and younger
Orthopaedics | Total knee replacement (TKR) | TKR tibial insert | TKR tibial insert - Unconstrained - Crosslinked polyethylene | Zimmer Inc | LPS-FLEX FIX PROLG AS CD 3-4MM 12mm | 00-5962-030-12 | Standalone | DE0016721 | Active patients aged 65 years and younger
Orthopaedics | Total knee replacement (TKR) | TKR tibial insert | TKR tibial insert - Unconstrained - Crosslinked polyethylene | Zimmer Inc | LPS-FLEX FIX PROLG AS CD 3-4MM 14mm | 00-5962-030-14 | Standalone | DE0016721 | Active patients aged 65 years and younger
Orthopaedics | Total knee replacement (TKR) | TKR tibial insert | TKR tibial insert - Unconstrained - Crosslinked polyethylene | Zimmer Inc | LPS-FLEX FIX PROLG AS CD 3-4MM 17mm | 00-5962-030-17 | Standalone | DE0016721 | Active patients aged 65 years and younger
Orthopaedics | Total knee replacement (TKR) | TKR tibial insert | TKR tibial insert - Unconstrained - Crosslinked polyethylene | Zimmer Inc | LPS-FLEX FIX PROLG AS CD 3-4MM 20mm | 00-5962-030-20 | Standalone | DE0016721 | Active patients aged 65 years and younger
Orthopaedics | Total knee replacement (TKR) | TKR tibial insert | TKR tibial insert - Unconstrained - Crosslinked polyethylene | Zimmer Inc | LPS-FLEX FIX PROLG AS EF 3-4MM 10mm | 00-5962-032-10 | Standalone | DE0016721 | Active patients aged 65 years and younger
Orthopaedics | Total knee replacement (TKR) | TKR tibial insert | TKR tibial insert - Unconstrained - Crosslinked polyethylene | Zimmer Inc | LPS-FLEX FIX PROLG AS EF 3-4MM 12mm | 00-5962-032-12 | Standalone | DE0016721 | Active patients aged 65 years and younger
Orthopaedics | Total knee replacement (TKR) | TKR tibial insert | TKR tibial insert - Unconstrained - Crosslinked polyethylene | Zimmer Inc | LPS-FLEX FIX PROLG AS EF 3-4MM 14mm | 00-5962-032-14 | Standalone | DE0016721 | Active patients aged 65 years and younger
Orthopaedics | Total knee replacement (TKR) | TKR tibial insert | TKR tibial insert - Unconstrained - Crosslinked polyethylene | Zimmer Inc | LPS-FLEX FIX PROLG AS EF 3-4MM 17mm | 00-5962-032-17 | Standalone | DE0016721 | Active patients aged 65 years and younger
Orthopaedics | Total knee replacement (TKR) | TKR tibial insert | TKR tibial insert - Unconstrained - Crosslinked polyethylene | Zimmer Inc | LPS-FLEX FIX PROLG AS EF 3-4MM 20mm | 00-5962-032-20 | Standalone | DE0016721 | Active patients aged 65 years and younger
Orthopaedics | Total knee replacement (TKR) | TKR tibial insert | TKR tibial insert - Unconstrained - Crosslinked polyethylene | Zimmer Inc | LPS-FLEX FIX PROLG AS EF 5-6MM 10mm | 00-5962-040-10 | Standalone | DE0016721 | Active patients aged 65 years and younger
Orthopaedics | Total knee replacement (TKR) | TKR tibial insert | TKR tibial insert - Unconstrained - Crosslinked polyethylene | Zimmer Inc | LPS-FLEX FIX PROLG AS EF 5-6MM 12mm | 00-5962-040-12 | Standalone | DE0016721 | Active patients aged 65 years and younger
Orthopaedics | Total knee replacement (TKR) | TKR tibial insert | TKR tibial insert - Unconstrained - Crosslinked polyethylene | Zimmer Inc | LPS-FLEX FIX PROLG AS EF 5-6MM 14mm | 00-5962-040-14 | Standalone | DE0016721 | Active patients aged 65 years and younger
Orthopaedics | Total knee replacement (TKR) | TKR tibial insert | TKR tibial insert - Unconstrained - Crosslinked polyethylene | Zimmer Inc | LPS-FLEX FIX PROLG AS EF 5-6MM 17mm | 00-5962-040-17 | Standalone | DE0016721 | Active patients aged 65 years and younger
Orthopaedics | Total knee replacement (TKR) | TKR tibial insert | TKR tibial insert - Unconstrained - Crosslinked polyethylene | Zimmer Inc | LPS-FLEX FIX PROLG AS EF 5-6MM 20mm | 00-5962-040-20 | Standalone | DE0016721 | Active patients aged 65 years and younger
Orthopaedics | Total knee replacement (TKR) | TKR tibial insert | TKR tibial insert - Unconstrained - Crosslinked polyethylene | Zimmer Inc | LPS-FLEX FIX PROLG AS EF 7-10MM 10mm | 00-5962-051-10 | Standalone | DE0016721 | Active patients aged 65 years and younger
Orthopaedics | Total knee replacement (TKR) | TKR tibial insert | TKR tibial insert - Unconstrained - Crosslinked polyethylene | Zimmer Inc | LPS-FLEX FIX PROLG AS EF 7-10MM 12mm | 00-5962-051-12 | Standalone | DE0016721 | Active patients aged 65 years and younger
Orthopaedics | Total knee replacement (TKR) | TKR tibial insert | TKR tibial insert - Unconstrained - Crosslinked polyethylene | Zimmer Inc | LPS-FLEX FIX PROLG AS EF 7-10MM 14mm | 00-5962-051-14 | Standalone | DE0016721 | Active patients aged 65 years and younger
Orthopaedics | Total knee replacement (TKR) | TKR tibial insert | TKR tibial insert - Unconstrained - Crosslinked polyethylene | Zimmer Inc | LPS-FLEX FIX PROLG AS EF 7-10MM 17mm | 00-5962-051-17 | Standalone | DE0016721 | Active patients aged 65 years and younger
Orthopaedics | Total knee replacement (TKR) | TKR tibial insert | TKR tibial insert - Unconstrained - Crosslinked polyethylene | Zimmer Inc | LPS-FLEX FIX PROLG AS EF 7-10MM 20mm | 00-5962-051-20 | Standalone | DE0016721 | Active patients aged 65 years and younger
Orthopaedics | Total knee replacement (TKR) | TKR tibial insert | TKR tibial insert - Unconstrained - Crosslinked polyethylene | Zimmer Inc | LPS-FLEX FIX PROLG AS CD 5-6MM 10mm | 00-5962-041-10 | Standalone | DE0016721 | Active patients aged 65 years and younger
Orthopaedics | Total knee replacement (TKR) | TKR tibial insert | TKR tibial insert - Unconstrained - Crosslinked polyethylene | Zimmer Inc | LPS-FLEX FIX PROLG AS CD 5-6MM 12mm | 00-5962-041-12 | Standalone | DE0016721 | Active patients aged 65 years and younger
Orthopaedics | Total knee replacement (TKR) | TKR tibial insert | TKR tibial insert - Unconstrained - Crosslinked polyethylene | Zimmer Inc | LPS-FLEX FIX PROLG AS CD 5-6MM 14mm | 00-5962-041-14 | Standalone | DE0016721 | Active patients aged 65 years and younger
Orthopaedics | Total knee replacement (TKR) | TKR tibial insert | TKR tibial insert - Unconstrained - Crosslinked polyethylene | Zimmer Inc | LPS-FLEX FIX PROLG AS CD 5-6MM 17mm | 00-5962-041-17 | Standalone | DE0016721 | Active patients aged 65 years and younger
Orthopaedics | Total knee replacement (TKR) | TKR tibial insert | TKR tibial insert - Unconstrained - Crosslinked polyethylene | Zimmer Inc | LPS-FLEX FIX PROLG AS CD 5-6MM 20mm | 00-5962-041-20 | Standalone | DE0016721 | Active patients aged 65 years and younger
Orthopaedics | Total knee replacement (TKR) | TKR tibial insert | TKR tibial insert - Unconstrained - Crosslinked polyethylene | Zimmer Inc | LPS-FLEX FIX PROLG AS GH 5-6MM 10mm | 00-5962-042-10 | Standalone | DE0016721 | Active patients aged 65 years and younger
Orthopaedics | Total knee replacement (TKR) | TKR tibial insert | TKR tibial insert - Unconstrained - Crosslinked polyethylene | Zimmer Inc | LPS-FLEX FIX PROLG AS GH 5-6MM 12mm | 00-5962-042-12 | Standalone | DE0016721 | Active patients aged 65 years and younger
Orthopaedics | Total knee replacement (TKR) | TKR tibial insert | TKR tibial insert - Unconstrained - Crosslinked polyethylene | Zimmer Inc | LPS-FLEX FIX PROLG AS GH 5-6MM 14mm | 00-5962-042-14 | Standalone | DE0016721 | Active patients aged 65 years and younger
Orthopaedics | Total knee replacement (TKR) | TKR tibial insert | TKR tibial insert - Unconstrained - Crosslinked polyethylene | Zimmer Inc | LPS-FLEX FIX PROLG AS GH 5-6MM 17mm | 00-5962-042-17 | Standalone | DE0016721 | Active patients aged 65 years and younger
Orthopaedics | Total knee replacement (TKR) | TKR tibial insert | TKR tibial insert - Unconstrained - Crosslinked polyethylene | Zimmer Inc | LPS-FLEX FIX PROLG AS GH 5-6MM 20mm | 00-5962-042-20 | Standalone | DE0016721 | Active patients aged 65 years and younger
Orthopaedics | Total knee replacement (TKR) | TKR tibial insert | TKR tibial insert - Unconstrained - Crosslinked polyethylene | Zimmer Inc | LPS-FLEX FIX PRLG AS GH 7-10MM 10mm | 00-5962-050-10 | Standalone | DE0016721 | Active patients aged 65 years and younger
Orthopaedics | Total knee replacement (TKR) | TKR tibial insert | TKR tibial insert - Unconstrained - Crosslinked polyethylene | Zimmer Inc | LPS-FLEX FIX PRLG AS GH 7-10MM 12mm | 00-5962-050-12 | Standalone | DE0016721 | Active patients aged 65 years and younger
Orthopaedics | Total knee replacement (TKR) | TKR tibial insert | TKR tibial insert - Unconstrained - Crosslinked polyethylene | Zimmer Inc | LPS-FLEX FIX PRLG AS GH 7-10MM 14mm | 00-5962-050-14 | Standalone | DE0016721 | Active patients aged 65 years and younger
Orthopaedics | Total knee replacement (TKR) | TKR tibial insert | TKR tibial insert - Unconstrained - Crosslinked polyethylene | Zimmer Inc | LPS-FLEX FIX PRLG AS GH 7-10MM 17mm | 00-5962-050-17 | Standalone | DE0016721 | Active patients aged 65 years and younger
Orthopaedics | Total knee replacement (TKR) | TKR tibial insert | TKR tibial insert - Unconstrained - Crosslinked polyethylene | Zimmer Inc | LPS-FLEX FIX PRLG AS GH 7-10MM 20mm | 00-5962-050-20 | Standalone | DE0016721 | Active patients aged 65 years and younger
Orthopaedics | Total knee replacement (TKR) | TKR tibial insert | TKR tibial insert - Unconstrained - Crosslinked polyethylene | Zimmer Inc | LPS-FLEX FIX PRLG AS GH 7-10MM 23mm | 00-5962-050-23 | Standalone | DE0016721 | Active patients aged 65 years and younger
Orthopaedics | Total knee replacement (TKR) | TKR tibial insert | TKR tibial insert - Unconstrained - Crosslinked polyethylene | Zimmer Inc | LPS-FLEX FIXEDXL E/1-2Implant SZ 10MM | 00-5962-024-10 | Standalone | DE0016721 | Active patients aged 65 years and younger
Orthopaedics | Total knee replacement (TKR) | TKR tibial insert | TKR tibial insert - Unconstrained - Crosslinked polyethylene | Zimmer Inc | LPS-FLEX FIXEDXL E/1-2Implant SZ 12MM | 00-5962-024-12 | Standalone | DE0016721 | Active patients aged 65 years and younger
Orthopaedics | Total knee replacement (TKR) | TKR tibial insert | TKR tibial insert - Unconstrained - Crosslinked polyethylene | Zimmer Inc | LPS-FLEX FIXEDXL E/1-2Implant SZ 14MM | 00-5962-024-14 | Standalone | DE0016721 | Active patients aged 65 years and younger
Orthopaedics | Total knee replacement (TKR) | TKR tibial insert | TKR tibial insert - Unconstrained - Crosslinked polyethylene | Zimmer Inc | LPS-FLEX FIXEDXL E/1-2Implant SZ 17MM | 00-5962-024-17 | Standalone | DE0016721 | Active patients aged 65 years and younger
Orthopaedics | Total knee replacement (TKR) | TKR tibial insert | TKR tibial insert - Unconstrained - Crosslinked polyethylene | Zimmer Inc | LPS-FLEX FIXEDXL E/1-2Implant SZ 20MM | 00-5962-024-20 | Standalone | DE0016721 | Active patients aged 65 years and younger
Orthopaedics | Total knee replacement (TKR) | TKR tibial insert | TKR tibial insert - Unconstrained - Crosslinked polyethylene | Zimmer Inc | LPSFLEX FIXEDXL G/3-4Implant 10MM | 00-5962-034-10 | Standalone | DE0016721 | Active patients aged 65 years and younger
Orthopaedics | Total knee replacement (TKR) | TKR tibial insert | TKR tibial insert - Unconstrained - Crosslinked polyethylene | Zimmer Inc | LPSFLEX FIXEDXL G/3-4Implant SZ 12MM | 00-5962-034-12 | Standalone | DE0016721 | Active patients aged 65 years and younger
Orthopaedics | Total knee replacement (TKR) | TKR tibial insert | TKR tibial insert - Unconstrained - Crosslinked polyethylene | Zimmer Inc | LPSFLEX FIXEDXL G/3-4Implant SZ 14MM | 00-5962-034-14 | Standalone | DE0016721 | Active patients aged 65 years and younger
Orthopaedics | Total knee replacement (TKR) | TKR tibial insert | TKR tibial insert - Unconstrained - Crosslinked polyethylene | Zimmer Inc | LPSFLEX FIXEDXL G/3-4Implant SZ 17MM | 00-5962-034-17 | Standalone | DE0016721 | Active patients aged 65 years and younger
Orthopaedics | Total knee replacement (TKR) | TKR tibial insert | TKR tibial insert - Unconstrained - Crosslinked polyethylene | Zimmer Inc | LPSFLEX FIXEDXL G/3-4Implant SZ 20MM | 00-5962-034-20 | Standalone | DE0016721 | Active patients aged 65 years and younger
Orthopaedics | Total knee replacement (TKR) | TKR tibial insert | TKR tibial insert - Unconstrained - Crosslinked polyethylene | DePuy Ireland | ATTUNE PS FB INSRT SZ 1 5MM | 151640105 | Standalone | DE0013986 | Active patients aged 65 years and younger
Orthopaedics | Total knee replacement (TKR) | TKR tibial insert | TKR tibial insert - Unconstrained - Crosslinked polyethylene | DePuy Ireland | ATTUNE PS FB INSRT SZ 1 6MM | 151640106 | Standalone | DE0013986 | Active patients aged 65 years and younger
Orthopaedics | Total knee replacement (TKR) | TKR tibial insert | TKR tibial insert - Unconstrained - Crosslinked polyethylene | DePuy Ireland | ATTUNE PS FB INSRT SZ 1 7MM | 151640107 | Standalone | DE0013986 | Active patients aged 65 years and younger
Orthopaedics | Total knee replacement (TKR) | TKR tibial insert | TKR tibial insert - Unconstrained - Crosslinked polyethylene | DePuy Ireland | ATTUNE PS FB INSRT SZ 1 8MM | 151640108 | Standalone | DE0013986 | Active patients aged 65 years and younger
Orthopaedics | Total knee replacement (TKR) | TKR tibial insert | TKR tibial insert - Unconstrained - Crosslinked polyethylene | DePuy Ireland | ATTUNE PS FB INSRT SZ 1 10MM | 151640110 | Standalone | DE0013986 | Active patients aged 65 years and younger
Orthopaedics | Total knee replacement (TKR) | TKR tibial insert | TKR tibial insert - Unconstrained - Crosslinked polyethylene | DePuy Ireland | ATTUNE PS FB INSRT SZ 1 12MM | 151640112 | Standalone | DE0013986 | Active patients aged 65 years and younger
Orthopaedics | Total knee replacement (TKR) | TKR tibial insert | TKR tibial insert - Unconstrained - Crosslinked polyethylene | DePuy Ireland | ATTUNE PS FB INSRT SZ 1 14MM | 151640114 | Standalone | DE0013986 | Active patients aged 65 years and younger
Orthopaedics | Total knee replacement (TKR) | TKR tibial insert | TKR tibial insert - Unconstrained - Crosslinked polyethylene | DePuy Ireland | ATTUNE PS FB INSRT SZ 1 16MM | 151640116 | Standalone | DE0013986 | Active patients aged 65 years and younger
Orthopaedics | Total knee replacement (TKR) | TKR tibial insert | TKR tibial insert - Unconstrained - Crosslinked polyethylene | DePuy Ireland | ATTUNE PS FB INSRT SZ 1 18MM | 151640118 | Standalone | DE0013986 | Active patients aged 65 years and younger
Orthopaedics | Total knee replacement (TKR) | TKR tibial insert | TKR tibial insert - Constrained - Polyethylene | DePuy Orthopaedics | PFC SIGMA TC3 INS 10MM SZ1.5 | 960500 | Standalone | DE0004925 | As per HSA registered indication(s)
Orthopaedics | Total knee replacement (TKR) | TKR tibial insert | TKR tibial insert - Constrained - Polyethylene | DePuy Orthopaedics | PFC SIGMA TC3 INS 12.5MMSZ1.5 | 960501 | Standalone | DE0004925 | As per HSA registered indication(s)
Orthopaedics | Total knee replacement (TKR) | TKR tibial insert | TKR tibial insert - Constrained - Polyethylene | DePuy Orthopaedics | PFC SIGMA TC3 INS 15 MM SZ1.5 | 960502 | Standalone | DE0004925 | As per HSA registered indication(s)
Orthopaedics | Total knee replacement (TKR) | TKR tibial insert | TKR tibial insert - Constrained - Polyethylene | DePuy Orthopaedics | PFC SIGMA TC3 INS 17.5MM SZ1.5 | 960503 | Standalone | DE0004925 | As per HSA registered indication(s)
Orthopaedics | Total knee replacement (TKR) | TKR tibial insert | TKR tibial insert - Constrained - Polyethylene | DePuy Orthopaedics | PFC SIGMA TC3 INS 20MM SZ1.5 | 960504 | Standalone | DE0004925 | As per HSA registered indication(s)
Orthopaedics | Total knee replacement (TKR) | TKR tibial insert | TKR tibial insert - Constrained - Polyethylene | DePuy Orthopaedics | PFC SIGMA TC3 INS 22.5MMSZ1.5 | 960505 | Standalone | DE0004925 | As per HSA registered indication(s)
Orthopaedics | Total knee replacement (TKR) | TKR tibial insert | TKR tibial insert - Constrained - Polyethylene | DePuy Orthopaedics | PFC SIGMA TC3 INS 25MMSZ1.5 | 960506 | Standalone | DE0004925 | As per HSA registered indication(s)
Orthopaedics | Total knee replacement (TKR) | TKR tibial insert | TKR tibial insert - Constrained - Polyethylene | DePuy Orthopaedics | PFC SIGMA TC3 INS 30MMSZ1.5 | 960507 | Standalone | DE0004925 | As per HSA registered indication(s)
Orthopaedics | Total knee replacement (TKR) | TKR tibial insert | TKR tibial insert - Constrained - Polyethylene | DePuy Orthopaedics | PFC SIGMA TC3 INS 10MM SZ 2 | 960510 | Standalone | DE0004925 | As per HSA registered indication(s)
Orthopaedics | Total knee replacement (TKR) | TKR tibial insert | TKR tibial insert - Constrained - Polyethylene | DePuy Orthopaedics | PFC SIGMA TC3 INS 12.5MM SZ2 | 960511 | Standalone | DE0004925 | As per HSA registered indication(s)
Orthopaedics | Total knee replacement (TKR) | TKR tibial insert | TKR tibial insert - Constrained - Polyethylene | DePuy Orthopaedics | PFC SIGMA TC3 INS 15MM SZ2 | 960512 | Standalone | DE0004925 | As per HSA registered indication(s)
Orthopaedics | Total knee replacement (TKR) | TKR tibial insert | TKR tibial insert - Constrained - Polyethylene | DePuy Orthopaedics | PFC SIGMA TC3 INS 17.5MM SZ2 | 960513 | Standalone | DE0004925 | As per HSA registered indication(s)
Orthopaedics | Total knee replacement (TKR) | TKR tibial insert | TKR tibial insert - Constrained - Polyethylene | DePuy Orthopaedics | PFC SIGMA TC3 INS 20MM SZ2 | 960514 | Standalone | DE0004925 | As per HSA registered indication(s)
Orthopaedics | Total knee replacement (TKR) | TKR tibial insert | TKR tibial insert - Constrained - Polyethylene | DePuy Orthopaedics | PFC SIGMA TC3 INS 22.5MM SZ2 | 960515 | Standalone | DE0004925 | As per HSA registered indication(s)
Orthopaedics | Total knee replacement (TKR) | TKR tibial insert | TKR tibial insert - Constrained - Polyethylene | DePuy Orthopaedics | PFC SIGMA TC3 INS 25MM SZ 2 | 960516 | Standalone | DE0004925 | As per HSA registered indication(s)
Orthopaedics | Total knee replacement (TKR) | TKR tibial insert | TKR tibial insert - Constrained - Polyethylene | DePuy Orthopaedics | PFC SIGMA TC3 INS 30MM SZ 2 | 960517 | Standalone | DE0004925 | As per HSA registered indication(s)
Orthopaedics | Total knee replacement (TKR) | TKR tibial insert | TKR tibial insert - Constrained - Polyethylene | DePuy Orthopaedics | PFC SIGMA TC3 INSERT10MMSZ2.5 | 960520 | Standalone | DE0004925 | As per HSA registered indication(s)
Orthopaedics | Total knee replacement (TKR) | TKR tibial insert | TKR tibial insert - Constrained - Polyethylene | DePuy Orthopaedics | PFC SIGMA TC3 INS12.5MMSZ2.5 | 960521 | Standalone | DE0004925 | As per HSA registered indication(s)
Orthopaedics | Total knee replacement (TKR) | TKR tibial insert | TKR tibial insert - Constrained - Polyethylene | DePuy Orthopaedics | PFC SIGMA TC3 INS 15MMSZ2.5 | 960522 | Standalone | DE0004925 | As per HSA registered indication(s)
Orthopaedics | Total knee replacement (TKR) | TKR tibial insert | TKR tibial insert - Constrained - Polyethylene | DePuy Orthopaedics | PFC SIGMA TC3 INS17.5MMSZ2.5 | 960523 | Standalone | DE0004925 | As per HSA registered indication(s)
Orthopaedics | Total knee replacement (TKR) | TKR tibial insert | TKR tibial insert - Constrained - Polyethylene | DePuy Orthopaedics | PFC SIGMA TC3 INS 20MMSZ2.5 | 960524 | Standalone | DE0004925 | As per HSA registered indication(s)
Orthopaedics | Total knee replacement (TKR) | TKR tibial insert | TKR tibial insert - Constrained - Polyethylene | DePuy Orthopaedics | PFC SIGMA TC3 INS22.5MMSZ2.5 | 960525 | Standalone | DE0004925 | As per HSA registered indication(s)
Orthopaedics | Total knee replacement (TKR) | TKR tibial insert | TKR tibial insert - Constrained - Polyethylene | DePuy Orthopaedics | PFC SIGMA TC3 INS 25MMSZ 2.5 | 960526 | Standalone | DE0004925 | As per HSA registered indication(s)
Orthopaedics | Total knee replacement (TKR) | TKR tibial insert | TKR tibial insert - Constrained - Polyethylene | DePuy Orthopaedics | PFC SIGMA TC3 INS 30MMSZ 2.5 | 960527 | Standalone | DE0004925 | As per HSA registered indication(s)
Orthopaedics | Total knee replacement (TKR) | TKR tibial insert | TKR tibial insert - Constrained - Polyethylene | DePuy Orthopaedics | PFC SIGMA TC3 INS 10MM SZ 3 | 960530 | Standalone | DE0004925 | As per HSA registered indication(s)
Orthopaedics | Total knee replacement (TKR) | TKR tibial insert | TKR tibial insert - Constrained - Polyethylene | DePuy Orthopaedics | PFC SIGMA TC3 INS 12.5MM SZ3 | 960531 | Standalone | DE0004925 | As per HSA registered indication(s)
Orthopaedics | Total knee replacement (TKR) | TKR tibial insert | TKR tibial insert - Constrained - Polyethylene | DePuy Orthopaedics | PFC SIGMA TC3 INS 15MM SZ 3 | 960532 | Standalone | DE0004925 | As per HSA registered indication(s)
Orthopaedics | Total knee replacement (TKR) | TKR tibial insert | TKR tibial insert - Constrained - Polyethylene | DePuy Orthopaedics | PFC SIGMA TC3 INS 17.5MM SZ 3 | 960533 | Standalone | DE0004925 | As per HSA registered indication(s)
Orthopaedics | Total knee replacement (TKR) | TKR tibial insert | TKR tibial insert - Constrained - Polyethylene | DePuy Orthopaedics | PFC SIGMA TC3 INS 20MM SZ 3 | 960534 | Standalone | DE0004925 | As per HSA registered indication(s)
Orthopaedics | Total knee replacement (TKR) | TKR tibial insert | TKR tibial insert - Constrained - Polyethylene | DePuy Orthopaedics | PFC SIGMA TC3 INS 22.5MM SZ 3 | 960535 | Standalone | DE0004925 | As per HSA registered indication(s)
Orthopaedics | Total knee replacement (TKR) | TKR tibial insert | TKR tibial insert - Constrained - Polyethylene | DePuy Orthopaedics | PFC SIGMA TC3 INS 25MM SZ 3 | 960536 | Standalone | DE0004925 | As per HSA registered indication(s)
Orthopaedics | Total knee replacement (TKR) | TKR tibial insert | TKR tibial insert - Constrained - Polyethylene | DePuy Orthopaedics | PFC SIGMA TC3 INS 30MM SZ 3 | 960537 | Standalone | DE0004925 | As per HSA registered indication(s)
Orthopaedics | Total knee replacement (TKR) | TKR tibial insert | TKR tibial insert - Constrained - Polyethylene | DePuy Orthopaedics | PFC SIGMA TC3 INS 10MM SZ 4 | 960540 | Standalone | DE0004925 | As per HSA registered indication(s)
Orthopaedics | Total knee replacement (TKR) | TKR tibial insert | TKR tibial insert - Constrained - Polyethylene | DePuy Orthopaedics | PFC SIGMA TC3 INS 12.5MM SZ4 | 960541 | Standalone | DE0004925 | As per HSA registered indication(s)
Orthopaedics | Total knee replacement (TKR) | TKR tibial insert | TKR tibial insert - Constrained - Polyethylene | DePuy Orthopaedics | PFC SIGMA TC3 INS 15MM SZ 4 | 960542 | Standalone | DE0004925 | As per HSA registered indication(s)
Orthopaedics | Total knee replacement (TKR) | TKR tibial insert | TKR tibial insert - Constrained - Polyethylene | DePuy Orthopaedics | PFC SIGMA TC3 INS 17.5MM SZ 4 | 960543 | Standalone | DE0004925 | As per HSA registered indication(s)
Orthopaedics | Total knee replacement (TKR) | TKR tibial insert | TKR tibial insert - Constrained - Polyethylene | DePuy Orthopaedics | PFC SIGMA TC3 INS 20MM SZ 4 | 960544 | Standalone | DE0004925 | As per HSA registered indication(s)
Orthopaedics | Total knee replacement (TKR) | TKR tibial insert | TKR tibial insert - Constrained - Polyethylene | DePuy Orthopaedics | PFC SIGMA TC3 INS 22.5MM SZ 4 | 960545 | Standalone | DE0004925 | As per HSA registered indication(s)
Orthopaedics | Total knee replacement (TKR) | TKR tibial insert | TKR tibial insert - Constrained - Polyethylene | DePuy Orthopaedics | PFC SIGMA TC3 INS 25MM SZ 4 | 960546 | Standalone | DE0004925 | As per HSA registered indication(s)
Orthopaedics | Total knee replacement (TKR) | TKR tibial insert | TKR tibial insert - Constrained - Polyethylene | DePuy Orthopaedics | PFCSIGMA TC3 INS 30MM SZ 4 | 960547 | Standalone | DE0004925 | As per HSA registered indication(s)
Orthopaedics | Total knee replacement (TKR) | TKR tibial insert | TKR tibial insert - Constrained - Polyethylene | DePuy Orthopaedics | PFC SIGMA TC3 INS 10MM SZ 5 | 960550 | Standalone | DE0004925 | As per HSA registered indication(s)
Orthopaedics | Total knee replacement (TKR) | TKR tibial insert | TKR tibial insert - Constrained - Polyethylene | DePuy Orthopaedics | PFC SIGMA TC3 INS 12.5MM SZ5 | 960551 | Standalone | DE0004925 | As per HSA registered indication(s)
Orthopaedics | Total knee replacement (TKR) | TKR tibial insert | TKR tibial insert - Constrained - Polyethylene | DePuy Orthopaedics | PFC SIGMA TC3 INS 15MM SZ 5 | 960552 | Standalone | DE0004925 | As per HSA registered indication(s)
Orthopaedics | Total knee replacement (TKR) | TKR tibial insert | TKR tibial insert - Constrained - Polyethylene | DePuy Orthopaedics | PFC SIGMA TC3 INS 17.5MM SZ 5 | 960553 | Standalone | DE0004925 | As per HSA registered indication(s)
Orthopaedics | Total knee replacement (TKR) | TKR tibial insert | TKR tibial insert - Constrained - Polyethylene | DePuy Orthopaedics | PFC SIGMA TC3 INS 20MM SZ 5 | 960554 | Standalone | DE0004925 | As per HSA registered indication(s)
Orthopaedics | Total knee replacement (TKR) | TKR tibial insert | TKR tibial insert - Constrained - Polyethylene | DePuy Orthopaedics | PFC SIGMA TC3 INS 22.5MM SZ 5 | 960555 | Standalone | DE0004925 | As per HSA registered indication(s)
Orthopaedics | Total knee replacement (TKR) | TKR tibial insert | TKR tibial insert - Constrained - Polyethylene | DePuy Orthopaedics | PFC SIGMA TC3 INS 25MM SZ 5 | 960556 | Standalone | DE0004925 | As per HSA registered indication(s)
Orthopaedics | Total knee replacement (TKR) | TKR tibial insert | TKR tibial insert - Constrained - Polyethylene | DePuy Orthopaedics | PFC SIGMA TC3 RP INS SIZE1.5 10MM | 962311 | Standalone | DE0004925 | As per HSA registered indication(s)
Orthopaedics | Total knee replacement (TKR) | TKR tibial insert | TKR tibial insert - Constrained - Polyethylene | DePuy Orthopaedics | PFC SIGMA TC3 RP INS SIZE1.5 12.5MM | 962312 | Standalone | DE0004925 | As per HSA registered indication(s)
Orthopaedics | Total knee replacement (TKR) | TKR tibial insert | TKR tibial insert - Constrained - Polyethylene | DePuy Orthopaedics | PFC SIGMA TC3 RP INS SIZE1.5 15MM | 962313 | Standalone | DE0004925 | As per HSA registered indication(s)
Orthopaedics | Total knee replacement (TKR) | TKR tibial insert | TKR tibial insert - Constrained - Polyethylene | DePuy Orthopaedics | PFC SIGMA TC3 RP INS SIZE1.5 17.5MM | 962314 | Standalone | DE0004925 | As per HSA registered indication(s)
Orthopaedics | Total knee replacement (TKR) | TKR tibial insert | TKR tibial insert - Constrained - Polyethylene | DePuy Orthopaedics | PFC SIGMA TC3 RP INS SIZE1.5 20MM | 962315 | Standalone | DE0004925 | As per HSA registered indication(s)
Orthopaedics | Total knee replacement (TKR) | TKR tibial insert | TKR tibial insert - Constrained - Polyethylene | DePuy Orthopaedics | PFC SIGMA TC3 RP INS SIZE1.5 22.5MM | 962316 | Standalone | DE0004925 | As per HSA registered indication(s)
Orthopaedics | Total knee replacement (TKR) | TKR tibial insert | TKR tibial insert - Constrained - Polyethylene | DePuy Orthopaedics | PFC SIGMA TC3 RP INS SIZE1.5 25MM | 962317 | Standalone | DE0004925 | As per HSA registered indication(s)
Orthopaedics | Total knee replacement (TKR) | TKR tibial insert | TKR tibial insert - Constrained - Polyethylene | DePuy Orthopaedics | PFC SIGMA TC3 RP INS SIZE1.5 30MM | 962318 | Standalone | DE0004925 | As per HSA registered indication(s)
Orthopaedics | Total knee replacement (TKR) | TKR tibial insert | TKR tibial insert - Constrained - Polyethylene | DePuy Orthopaedics | PFC SIGMA TC3 RP INS SIZE2 10MM | 962321 | Standalone | DE0004925 | As per HSA registered indication(s)
Orthopaedics | Total knee replacement (TKR) | TKR tibial insert | TKR tibial insert - Constrained - Polyethylene | DePuy Orthopaedics | PFC SIGMA TC3 RP INS SIZE2 12.5MM | 962322 | Standalone | DE0004925 | As per HSA registered indication(s)
Orthopaedics | Total knee replacement (TKR) | TKR tibial insert | TKR tibial insert - Constrained - Polyethylene | DePuy Orthopaedics | PFC SIGMA TC3 RP INS SIZE2 15MM | 962323 | Standalone | DE0004925 | As per HSA registered indication(s)
Orthopaedics | Total knee replacement (TKR) | TKR tibial insert | TKR tibial insert - Constrained - Polyethylene | DePuy Orthopaedics | PFC SIGMA TC3 RP INS SIZE2 17.5MM | 962324 | Standalone | DE0004925 | As per HSA registered indication(s)
Orthopaedics | Total knee replacement (TKR) | TKR tibial insert | TKR tibial insert - Constrained - Polyethylene | DePuy Orthopaedics | PFC SIGMA TC3 RP INS SIZE2 20MM | 962325 | Standalone | DE0004925 | As per HSA registered indication(s)
Orthopaedics | Total knee replacement (TKR) | TKR tibial insert | TKR tibial insert - Constrained - Polyethylene | DePuy Orthopaedics | PFC SIGMA TC3 RP INS SIZE2 22.5MM | 962326 | Standalone | DE0004925 | As per HSA registered indication(s)
Orthopaedics | Total knee replacement (TKR) | TKR tibial insert | TKR tibial insert - Constrained - Polyethylene | DePuy Orthopaedics | PFC SIGMA TC3 RP INS SIZE2 25MM | 962327 | Standalone | DE0004925 | As per HSA registered indication(s)
Orthopaedics | Total knee replacement (TKR) | TKR tibial insert | TKR tibial insert - Constrained - Polyethylene | DePuy Orthopaedics | PFC SIGMA TC3 RP INS SIZE2 30MM | 962328 | Standalone | DE0004925 | As per HSA registered indication(s)
Orthopaedics | Total knee replacement (TKR) | TKR tibial insert | TKR tibial insert - Constrained - Polyethylene | DePuy Orthopaedics | PFC SIGMA TC3 RP INSSIZE2.5 10MM | 962331 | Standalone | DE0004925 | As per HSA registered indication(s)
Orthopaedics | Total knee replacement (TKR) | TKR tibial insert | TKR tibial insert - Constrained - Polyethylene | DePuy Orthopaedics | PFC SIGMA TC3 RP INSSIZE2.5 12.5MM | 962332 | Standalone | DE0004925 | As per HSA registered indication(s)
Orthopaedics | Total knee replacement (TKR) | TKR tibial insert | TKR tibial insert - Constrained - Polyethylene | DePuy Orthopaedics | PFC SIGMA TC3 RP INSSIZE2.5 15MM | 962333 | Standalone | DE0004925 | As per HSA registered indication(s)
Orthopaedics | Total knee replacement (TKR) | TKR tibial insert | TKR tibial insert - Constrained - Polyethylene | DePuy Orthopaedics | PFC SIGMA TC3 RP INSSIZE2.5 17.5MM | 962334 | Standalone | DE0004925 | As per HSA registered indication(s)
Orthopaedics | Total knee replacement (TKR) | TKR tibial insert | TKR tibial insert - Constrained - Polyethylene | DePuy Orthopaedics | PFC SIGMA TC3 RP INSSIZE2.5 20MM | 962335 | Standalone | DE0004925 | As per HSA registered indication(s)
Orthopaedics | Total knee replacement (TKR) | TKR tibial insert | TKR tibial insert - Constrained - Polyethylene | DePuy Orthopaedics | PFC SIGMA TC3 RP INSSIZE2.5 22.5MM | 962336 | Standalone | DE0004925 | As per HSA registered indication(s)
Orthopaedics | Total knee replacement (TKR) | TKR tibial insert | TKR tibial insert - Constrained - Polyethylene | DePuy Orthopaedics | PFC SIGMA TC3 RP INSSIZE2.5 25MM | 962337 | Standalone | DE0004925 | As per HSA registered indication(s)
Orthopaedics | Total knee replacement (TKR) | TKR tibial insert | TKR tibial insert - Constrained - Polyethylene | DePuy Orthopaedics | PFC SIGMA TC3 RP INSSIZE2.5 30MM | 962338 | Standalone | DE0004925 | As per HSA registered indication(s)
Orthopaedics | Total knee replacement (TKR) | TKR tibial insert | TKR tibial insert - Constrained - Polyethylene | DePuy Orthopaedics | PFC SIGMA TC3 RP INSSIZE3 10MM | 962341 | Standalone | DE0004925 | As per HSA registered indication(s)
Orthopaedics | Total knee replacement (TKR) | TKR tibial insert | TKR tibial insert - Constrained - Polyethylene | DePuy Orthopaedics | PFC SIGMA TC3 RP INSSIZE3 12.5MM | 962342 | Standalone | DE0004925 | As per HSA registered indication(s)
Orthopaedics | Total knee replacement (TKR) | TKR tibial insert | TKR tibial insert - Constrained - Polyethylene | DePuy Orthopaedics | PFC SIGMA TC3 RP INSSIZE3 15MM | 962343 | Standalone | DE0004925 | As per HSA registered indication(s)
Orthopaedics | Total knee replacement (TKR) | TKR tibial insert | TKR tibial insert - Constrained - Polyethylene | DePuy Orthopaedics | PFC SIGMA TC3 RP INSSIZE3 17.5MM | 962344 | Standalone | DE0004925 | As per HSA registered indication(s)
Orthopaedics | Total knee replacement (TKR) | TKR tibial insert | TKR tibial insert - Constrained - Polyethylene | DePuy Orthopaedics | PFC SIGMA TC3 RP INSSIZE3 20MM | 962345 | Standalone | DE0004925 | As per HSA registered indication(s)
Orthopaedics | Total knee replacement (TKR) | TKR tibial insert | TKR tibial insert - Constrained - Polyethylene | DePuy Orthopaedics | PFC SIGMA TC3 RP INSSIZE3 22.5MM | 962346 | Standalone | DE0004925 | As per HSA registered indication(s)
Orthopaedics | Total knee replacement (TKR) | TKR tibial insert | TKR tibial insert - Constrained - Polyethylene | DePuy Orthopaedics | PFC SIGMA TC3 RP INSSIZE3 25MM | 962347 | Standalone | DE0004925 | As per HSA registered indication(s)
Orthopaedics | Total knee replacement (TKR) | TKR tibial insert | TKR tibial insert - Constrained - Polyethylene | DePuy Orthopaedics | PFC SIGMA TC3 RP INSSIZE3 30MM | 962348 | Standalone | DE0004925 | As per HSA registered indication(s)
Orthopaedics | Total knee replacement (TKR) | TKR tibial insert | TKR tibial insert - Constrained - Polyethylene | DePuy Orthopaedics | PFC SIGMA TC3 RP INSSIZE4 10MM | 962351 | Standalone | DE0004925 | As per HSA registered indication(s)
Orthopaedics | Total knee replacement (TKR) | TKR tibial insert | TKR tibial insert - Constrained - Polyethylene | DePuy Orthopaedics | PFC SIGMA TC3 RP INSSIZE4 12.5MM | 962352 | Standalone | DE0004925 | As per HSA registered indication(s)
Orthopaedics | Total knee replacement (TKR) | TKR tibial insert | TKR tibial insert - Constrained - Polyethylene | DePuy Orthopaedics | PFC SIGMA TC3 RP INSSIZE4 15MM | 962353 | Standalone | DE0004925 | As per HSA registered indication(s)
Orthopaedics | Total knee replacement (TKR) | TKR tibial insert | TKR tibial insert - Constrained - Polyethylene | DePuy Orthopaedics | PFC SIGMA TC3 RP INSSIZE4 17.5MM | 962354 | Standalone | DE0004925 | As per HSA registered indication(s)
Orthopaedics | Total knee replacement (TKR) | TKR tibial insert | TKR tibial insert - Constrained - Polyethylene | DePuy Orthopaedics | PFC SIGMA TC3 RP INSSIZE4 20MM | 962355 | Standalone | DE0004925 | As per HSA registered indication(s)
Orthopaedics | Total knee replacement (TKR) | TKR tibial insert | TKR tibial insert - Constrained - Polyethylene | DePuy Orthopaedics | PFC SIGMA TC3 RP INSSIZE4 22.5MM | 962356 | Standalone | DE0004925 | As per HSA registered indication(s)
Orthopaedics | Total knee replacement (TKR) | TKR tibial insert | TKR tibial insert - Constrained - Polyethylene | DePuy Orthopaedics | PFC SIGMA TC3 RP INSSIZE4 25MM | 962357 | Standalone | DE0004925 | As per HSA registered indication(s)
Orthopaedics | Total knee replacement (TKR) | TKR tibial insert | TKR tibial insert - Constrained - Polyethylene | DePuy Orthopaedics | PFC SIGMA TC3 RP INSSIZE4 30MM | 962358 | Standalone | DE0004925 | As per HSA registered indication(s)
Orthopaedics | Total knee replacement (TKR) | TKR tibial insert | TKR tibial insert - Constrained - Polyethylene | Smith+Nephew | Constrained Insert 9mm Size 1-2 | 71420959 | Standalone | DE0012408 | As per HSA registered indication(s)
Orthopaedics | Total knee replacement (TKR) | TKR tibial insert | TKR tibial insert - Constrained - Polyethylene | Smith+Nephew | Constrained Insert 9mm Size 3-4 | 71420523 | Standalone | DE0012408 | As per HSA registered indication(s)
Orthopaedics | Total knee replacement (TKR) | TKR tibial insert | TKR tibial insert - Constrained - Polyethylene | Smith+Nephew | Constrained Insert 9mm Size 5-6 | 71420537 | Standalone | DE0012408 | As per HSA registered indication(s)
Orthopaedics | Total knee replacement (TKR) | TKR tibial insert | TKR tibial insert - Constrained - Polyethylene | Smith+Nephew | Constrained Insert 9mm Size 7-8 | 71420551 | Standalone | DE0012408 | As per HSA registered indication(s)
Orthopaedics | Total knee replacement (TKR) | TKR tibial insert | TKR tibial insert - Constrained - Polyethylene | Smith+Nephew | Constrained Insert Sz 1-2 11mm | 71420960 | Standalone | DE0001162 | As per HSA registered indication(s)
Orthopaedics | Total knee replacement (TKR) | TKR tibial insert | TKR tibial insert - Constrained - Polyethylene | Smith+Nephew | Constrained Insert Sz 1-2 13mm | 71420962 | Standalone | DE0001162 | As per HSA registered indication(s)
Orthopaedics | Total knee replacement (TKR) | TKR tibial insert | TKR tibial insert - Constrained - Polyethylene | Smith+Nephew | Constrained Insert Sz 1-2 15mm | 71420964 | Standalone | DE0001162 | As per HSA registered indication(s)
Orthopaedics | Total knee replacement (TKR) | TKR tibial insert | TKR tibial insert - Constrained - Polyethylene | Smith+Nephew | Constrained Insert Sz 1-2 18mm | 71420966 | Standalone | DE0001162 | As per HSA registered indication(s)
Orthopaedics | Total knee replacement (TKR) | TKR tibial insert | TKR tibial insert - Constrained - Polyethylene | Smith+Nephew | Constrained Insert Sz 1-2 21mm | 71420968 | Standalone | DE0001162 | As per HSA registered indication(s)
Orthopaedics | Total knee replacement (TKR) | TKR tibial insert | TKR tibial insert - Constrained - Polyethylene | Smith+Nephew | Constrained Insert Sz 1-2 25mm | 71420970 | Standalone | DE0001162 | As per HSA registered indication(s)
Orthopaedics | Total knee replacement (TKR) | TKR tibial insert | TKR tibial insert - Constrained - Polyethylene | Smith+Nephew | Constrained Insert Sz 1-2 30mm | 71420972 | Standalone | DE0001162 | As per HSA registered indication(s)
Orthopaedics | Total knee replacement (TKR) | TKR tibial insert | TKR tibial insert - Constrained - Polyethylene | Smith+Nephew | Constrained Insert 11mm Size 3-4 | 71420524 | Standalone | DE0001162 | As per HSA registered indication(s)
Orthopaedics | Total knee replacement (TKR) | TKR tibial insert | TKR tibial insert - Constrained - Polyethylene | Smith+Nephew | Constrained Insert 13mm Size 3-4 | 71420526 | Standalone | DE0001162 | As per HSA registered indication(s)
Orthopaedics | Total knee replacement (TKR) | TKR tibial insert | TKR tibial insert - Constrained - Polyethylene | Smith+Nephew | Constrained Insert 15mm Size 3-4 | 71420528 | Standalone | DE0001162 | As per HSA registered indication(s)
Orthopaedics | Total knee replacement (TKR) | TKR tibial insert | TKR tibial insert - Constrained - Polyethylene | Smith+Nephew | Constrained Insert 18mm Size 3-4 | 71420530 | Standalone | DE0001162 | As per HSA registered indication(s)
Orthopaedics | Total knee replacement (TKR) | TKR tibial insert | TKR tibial insert - Constrained - Polyethylene | Smith+Nephew | Constrained Insert 21mm Size 3-4 | 71420532 | Standalone | DE0001162 | As per HSA registered indication(s)
Orthopaedics | Total knee replacement (TKR) | TKR tibial insert | TKR tibial insert - Constrained - Polyethylene | Smith+Nephew | Constrained Insert 25mm Size 3-4 | 71420534 | Standalone | DE0001162 | As per HSA registered indication(s)
Orthopaedics | Total knee replacement (TKR) | TKR tibial insert | TKR tibial insert - Constrained - Polyethylene | Smith+Nephew | Constrained Insert 30mm Size 3-4 | 71420536 | Standalone | DE0001162 | As per HSA registered indication(s)
Orthopaedics | Total knee replacement (TKR) | TKR tibial insert | TKR tibial insert - Constrained - Polyethylene | Smith+Nephew | Constrained Insert 11mm Size 5-6 | 71420538 | Standalone | DE0001162 | As per HSA registered indication(s)
Orthopaedics | Total knee replacement (TKR) | TKR tibial insert | TKR tibial insert - Constrained - Polyethylene | Smith+Nephew | Constrained Insert 13mm Size 5-6 | 71420540 | Standalone | DE0001162 | As per HSA registered indication(s)
Orthopaedics | Total knee replacement (TKR) | TKR tibial insert | TKR tibial insert - Constrained - Polyethylene | Smith+Nephew | Constrained Insert 15mm Size 5-6 | 71420542 | Standalone | DE0001162 | As per HSA registered indication(s)
Orthopaedics | Total knee replacement (TKR) | TKR tibial insert | TKR tibial insert - Constrained - Polyethylene | Smith+Nephew | Constrained Insert 18mm Size 5-6 | 71420544 | Standalone | DE0001162 | As per HSA registered indication(s)
Orthopaedics | Total knee replacement (TKR) | TKR tibial insert | TKR tibial insert - Constrained - Polyethylene | Smith+Nephew | Constrained Insert 21mm Size 5-6 | 71420546 | Standalone | DE0001162 | As per HSA registered indication(s)
Orthopaedics | Total knee replacement (TKR) | TKR tibial insert | TKR tibial insert - Constrained - Polyethylene | Smith+Nephew | Constrained Insert 25mm Size 5-6 | 71420548 | Standalone | DE0001162 | As per HSA registered indication(s)
Orthopaedics | Total knee replacement (TKR) | TKR tibial insert | TKR tibial insert - Constrained - Polyethylene | Smith+Nephew | Constrained Insert 30mm Size 5-6 | 71420550 | Standalone | DE0001162 | As per HSA registered indication(s)
Orthopaedics | Total knee replacement (TKR) | TKR tibial insert | TKR tibial insert - Constrained - Polyethylene | Smith+Nephew | Constrained Insert 11mm Size 7-8 | 71420552 | Standalone | DE0001162 | As per HSA registered indication(s)
Orthopaedics | Total knee replacement (TKR) | TKR tibial insert | TKR tibial insert - Constrained - Polyethylene | Smith+Nephew | Constrained Insert 13mm Size 7-8 | 71420554 | Standalone | DE0001162 | As per HSA registered indication(s)
Orthopaedics | Total knee replacement (TKR) | TKR tibial insert | TKR tibial insert - Constrained - Polyethylene | Smith+Nephew | Constrained Insert 15mm Size 7-8 | 71420556 | Standalone | DE0001162 | As per HSA registered indication(s)
Orthopaedics | Total knee replacement (TKR) | TKR tibial insert | TKR tibial insert - Constrained - Polyethylene | Smith+Nephew | Constrained Insert 18mm Size 7-8 | 71420558 | Standalone | DE0001162 | As per HSA registered indication(s)
Orthopaedics | Total knee replacement (TKR) | TKR tibial insert | TKR tibial insert - Constrained - Polyethylene | Smith+Nephew | Constrained Insert 21mm Size 7-8 | 71420560 | Standalone | DE0001162 | As per HSA registered indication(s)
Orthopaedics | Total knee replacement (TKR) | TKR tibial insert | TKR tibial insert - Constrained - Polyethylene | Smith+Nephew | Constrained Insert 25mm Size 7-8 | 71420562 | Standalone | DE0001162 | As per HSA registered indication(s)
Orthopaedics | Total knee replacement (TKR) | TKR tibial insert | TKR tibial insert - Constrained - Polyethylene | Smith+Nephew | Constrained Insert 30mm Size 7-8 | 71420564 | Standalone | DE0001162 | As per HSA registered indication(s)
Orthopaedics | Total knee replacement (TKR) | TKR tibial insert | TKR tibial insert - Constrained - Polyethylene | Zimmer Inc | Persona Revision Articular Surface with Locking Screw and Insert Kit Tibial Sizes A, B | 42-5100-330-12 | Standalone | DE0505748 | As per HSA registered indication(s)
Orthopaedics | Total knee replacement (TKR) | TKR tibial insert | TKR tibial insert - Constrained - Polyethylene | Zimmer Inc | Persona Revision Articular Surface with Locking Screw and Insert Kit Tibial Sizes C, D, E, F | 42-5100-330-56 | Standalone | DE0505748 | As per HSA registered indication(s)
Orthopaedics | Total knee replacement (TKR) | TKR tibial insert | TKR tibial insert - Constrained - Polyethylene | Zimmer Inc | Persona Revision Articular Surface with Locking Screw and Insert Kit Tibial Sizes G, H | 42-5100-330-78 | Standalone | DE0505748 | As per HSA registered indication(s)
Orthopaedics | Total knee replacement (TKR) | TKR tibial insert | TKR tibial insert - Constrained - Polyethylene | Zimmer Inc | LCCK ARTSURF CD 1-2/STR PL 10 | 00-5994-022-10 | Standalone | DE0004639 | As per HSA registered indication(s)
Orthopaedics | Total knee replacement (TKR) | TKR tibial insert | TKR tibial insert - Constrained - Polyethylene | Zimmer Inc | LCCK ARTSURF CD 1-2/STR PL 12 | 00-5994-022-12 | Standalone | DE0004639 | As per HSA registered indication(s)
Orthopaedics | Total knee replacement (TKR) | TKR tibial insert | TKR tibial insert - Constrained - Polyethylene | Zimmer Inc | LCCK ARTSURF CD 1-2/STR PL 14 | 00-5994-022-14 | Standalone | DE0004639 | As per HSA registered indication(s)
Orthopaedics | Total knee replacement (TKR) | TKR tibial insert | TKR tibial insert - Constrained - Polyethylene | Zimmer Inc | LCCK ARTSURF CD 1-2/STR PL 17 | 00-5994-022-17 | Standalone | DE0004639 | As per HSA registered indication(s)
Orthopaedics | Total knee replacement (TKR) | TKR tibial insert | TKR tibial insert - Constrained - Polyethylene | Zimmer Inc | LCCK ARTSURF CD 1-2/STR PL 20 | 00-5994-022-20 | Standalone | DE0004639 | As per HSA registered indication(s)
Orthopaedics | Total knee replacement (TKR) | TKR tibial insert | TKR tibial insert - Constrained - Polyethylene | Zimmer Inc | LCCK ARTSURF CD 1-2/STR PL 23 | 00-5994-022-23 | Standalone | DE0004639 | As per HSA registered indication(s)
Orthopaedics | Total knee replacement (TKR) | TKR tibial insert | TKR tibial insert - Constrained - Polyethylene | Zimmer Inc | LCCK ARTSURF CD 1-2/STR PL 28 | 00-5994-022-28 | Standalone | DE0004639 | As per HSA registered indication(s)
Orthopaedics | Total knee replacement (TKR) | TKR tibial insert | TKR tibial insert - Constrained - Polyethylene | Zimmer Inc | LCCK ARTSURF CD 1-2/STR PL 33 | 00-5994-022-33 | Standalone | DE0004639 | As per HSA registered indication(s)
Orthopaedics | Total knee replacement (TKR) | TKR tibial insert | TKR tibial insert - Constrained - Polyethylene | Zimmer Inc | LCCK ART SURF CD 3-4/YEL 10 | 00-5994-030-10 | Standalone | DE0004639 | As per HSA registered indication(s)
Orthopaedics | Total knee replacement (TKR) | TKR tibial insert | TKR tibial insert - Constrained - Polyethylene | Zimmer Inc | LCCK ART SURF CD 3-4/YEL 12 | 00-5994-030-12 | Standalone | DE0004639 | As per HSA registered indication(s)
Orthopaedics | Total knee replacement (TKR) | TKR tibial insert | TKR tibial insert - Constrained - Polyethylene | Zimmer Inc | LCCK ART SURF CD 3-4/YEL 14 | 00-5994-030-14 | Standalone | DE0004639 | As per HSA registered indication(s)
Orthopaedics | Total knee replacement (TKR) | TKR tibial insert | TKR tibial insert - Constrained - Polyethylene | Zimmer Inc | LCCK ART SURF CD 3-4/YEL 17 | 00-5994-030-17 | Standalone | DE0004639 | As per HSA registered indication(s)
Orthopaedics | Total knee replacement (TKR) | TKR tibial insert | TKR tibial insert - Constrained - Polyethylene | Zimmer Inc | LCCK ART SURF CD 3-4/YEL 20 | 00-5994-030-20 | Standalone | DE0004639 | As per HSA registered indication(s)
Orthopaedics | Total knee replacement (TKR) | TKR tibial insert | TKR tibial insert - Constrained - Polyethylene | Zimmer Inc | LCCK ART SURF CD 3-4/YEL 23 | 00-5994-030-23 | Standalone | DE0004639 | As per HSA registered indication(s)
Orthopaedics | Total knee replacement (TKR) | TKR tibial insert | TKR tibial insert - Constrained - Polyethylene | Zimmer Inc | LCCK ART SURF CD 3-4/YEL 28 | 00-5994-030-28 | Standalone | DE0004639 | As per HSA registered indication(s)
Orthopaedics | Total knee replacement (TKR) | TKR tibial insert | TKR tibial insert - Constrained - Polyethylene | Zimmer Inc | LCCK ART SURF CD 3-4/YEL 33 | 00-5994-030-33 | Standalone | DE0004639 | As per HSA registered indication(s)
Orthopaedics | Total knee replacement (TKR) | TKR tibial insert | TKR tibial insert - Constrained - Polyethylene | Zimmer Inc | LCCK ARTSURF EF 3-4/STR YEL 10 | 00-5994-032-10 | Standalone | DE0004639 | As per HSA registered indication(s)
Orthopaedics | Total knee replacement (TKR) | TKR tibial insert | TKR tibial insert - Constrained - Polyethylene | Zimmer Inc | LCCK ARTSURF EF 3-4/STR YEL 12 | 00-5994-032-12 | Standalone | DE0004639 | As per HSA registered indication(s)
Orthopaedics | Total knee replacement (TKR) | TKR tibial insert | TKR tibial insert - Constrained - Polyethylene | Zimmer Inc | LCCK ARTSURF EF 3-4/STR YEL 14 | 00-5994-032-14 | Standalone | DE0004639 | As per HSA registered indication(s)
Orthopaedics | Total knee replacement (TKR) | TKR tibial insert | TKR tibial insert - Constrained - Polyethylene | Zimmer Inc | LCCK ARTSURF EF 3-4/STR YEL 17 | 00-5994-032-17 | Standalone | DE0004639 | As per HSA registered indication(s)
Orthopaedics | Total knee replacement (TKR) | TKR tibial insert | TKR tibial insert - Constrained - Polyethylene | Zimmer Inc | LCCK ARTSURF EF 3-4/STR YEL 20 | 00-5994-032-20 | Standalone | DE0004639 | As per HSA registered indication(s)
Orthopaedics | Total knee replacement (TKR) | TKR tibial insert | TKR tibial insert - Constrained - Polyethylene | Zimmer Inc | LCCK ARTSURF EF 3-4/STR YEL 23 | 00-5994-032-23 | Standalone | DE0004639 | As per HSA registered indication(s)
Orthopaedics | Total knee replacement (TKR) | TKR tibial insert | TKR tibial insert - Constrained - Polyethylene | Zimmer Inc | LCCK ARTSURF EF 3-4/STR YEL 28 | 00-5994-032-28 | Standalone | DE0004639 | As per HSA registered indication(s)
Orthopaedics | Total knee replacement (TKR) | TKR tibial insert | TKR tibial insert - Constrained - Polyethylene | Zimmer Inc | LCCK ARTSURF EF 3-4/STR YEL 33 | 00-5994-032-33 | Standalone | DE0004639 | As per HSA registered indication(s)
Orthopaedics | Total knee replacement (TKR) | TKR tibial insert | TKR tibial insert - Constrained - Polyethylene | Zimmer Inc | LCCK ART SURF EF 5-6/GRN 10 | 00-5994-040-10 | Standalone | DE0004639 | As per HSA registered indication(s)
Orthopaedics | Total knee replacement (TKR) | TKR tibial insert | TKR tibial insert - Constrained - Polyethylene | Zimmer Inc | LCCK ART SURF EF 5-6/GRN 12 | 00-5994-040-12 | Standalone | DE0004639 | As per HSA registered indication(s)
Orthopaedics | Total knee replacement (TKR) | TKR tibial insert | TKR tibial insert - Constrained - Polyethylene | Zimmer Inc | LCCK ART SURF EF 5-6/GRN 14 | 00-5994-040-14 | Standalone | DE0004639 | As per HSA registered indication(s)
Orthopaedics | Total knee replacement (TKR) | TKR tibial insert | TKR tibial insert - Constrained - Polyethylene | Zimmer Inc | LCCK ART SURF EF 5-6/GRN 17 | 00-5994-040-17 | Standalone | DE0004639 | As per HSA registered indication(s)
Orthopaedics | Total knee replacement (TKR) | TKR tibial insert | TKR tibial insert - Constrained - Polyethylene | Zimmer Inc | LCCK ART SURF EF 5-6/GRN 20 | 00-5994-040-20 | Standalone | DE0004639 | As per HSA registered indication(s)
Orthopaedics | Total knee replacement (TKR) | TKR tibial insert | TKR tibial insert - Constrained - Polyethylene | Zimmer Inc | LCCK ART SURF EF 5-6/GRN 23 | 00-5994-040-23 | Standalone | DE0004639 | As per HSA registered indication(s)
Orthopaedics | Total knee replacement (TKR) | TKR tibial insert | TKR tibial insert - Constrained - Polyethylene | Zimmer Inc | LCCK ART SURF EF 5-6/GRN 28 | 00-5994-040-28 | Standalone | DE0004639 | As per HSA registered indication(s)
Orthopaedics | Total knee replacement (TKR) | TKR tibial insert | TKR tibial insert - Constrained - Polyethylene | Zimmer Inc | LCCK ART SURF EF 5-6/GRN 33 | 00-5994-040-33 | Standalone | DE0004639 | As per HSA registered indication(s)
Orthopaedics | Total knee replacement (TKR) | TKR tibial insert | TKR tibial insert - Constrained - Polyethylene | Zimmer Inc | LCCK ART SURF CD 5-6/STRGRN 10 | 00-5994-041-10 | Standalone | DE0004639 | As per HSA registered indication(s)
Orthopaedics | Total knee replacement (TKR) | TKR tibial insert | TKR tibial insert - Constrained - Polyethylene | Zimmer Inc | LCCK ART SURF CD 5-6/STRGRN 12 | 00-5994-041-12 | Standalone | DE0004639 | As per HSA registered indication(s)
Orthopaedics | Total knee replacement (TKR) | TKR tibial insert | TKR tibial insert - Constrained - Polyethylene | Zimmer Inc | LCCK ART SURF CD 5-6/STRGRN 14 | 00-5994-041-14 | Standalone | DE0004639 | As per HSA registered indication(s)
Orthopaedics | Total knee replacement (TKR) | TKR tibial insert | TKR tibial insert - Constrained - Polyethylene | Zimmer Inc | LCCK ART SURF CD 5-6/STRGRN 17 | 00-5994-041-17 | Standalone | DE0004639 | As per HSA registered indication(s)
Orthopaedics | Total knee replacement (TKR) | TKR tibial insert | TKR tibial insert - Constrained - Polyethylene | Zimmer Inc | LCCK ART SURF CD 5-6/STRGRN 20 | 00-5994-041-20 | Standalone | DE0004639 | As per HSA registered indication(s)
Orthopaedics | Total knee replacement (TKR) | TKR tibial insert | TKR tibial insert - Constrained - Polyethylene | Zimmer Inc | LCCK ART SURF CD 5-6/STRGRN 23 | 00-5994-041-23 | Standalone | DE0004639 | As per HSA registered indication(s)
Orthopaedics | Total knee replacement (TKR) | TKR tibial insert | TKR tibial insert - Constrained - Polyethylene | Zimmer Inc | LCCK ART SURF G 5-6/STR GRN 10 | 00-5994-042-10 | Standalone | DE0004639 | As per HSA registered indication(s)
Orthopaedics | Total knee replacement (TKR) | TKR tibial insert | TKR tibial insert - Constrained - Polyethylene | Zimmer Inc | LCCK ART SURF G 5-6/STR GRN 12 | 00-5994-042-12 | Standalone | DE0004639 | As per HSA registered indication(s)
Orthopaedics | Total knee replacement (TKR) | TKR tibial insert | TKR tibial insert - Constrained - Polyethylene | Zimmer Inc | LCCK ART SURF G 5-6/STR GRN 14 | 00-5994-042-14 | Standalone | DE0004639 | As per HSA registered indication(s)
Orthopaedics | Total knee replacement (TKR) | TKR tibial insert | TKR tibial insert - Constrained - Polyethylene | Zimmer Inc | LCCK ART SURF G 5-6/STR GRN 17 | 00-5994-042-17 | Standalone | DE0004639 | As per HSA registered indication(s)
Orthopaedics | Total knee replacement (TKR) | TKR tibial insert | TKR tibial insert - Constrained - Polyethylene | Zimmer Inc | LCCK ART SURF G 5-6/STR GRN 20 | 00-5994-042-20 | Standalone | DE0004639 | As per HSA registered indication(s)
Orthopaedics | Total knee replacement (TKR) | TKR tibial insert | TKR tibial insert - Constrained - Polyethylene | Zimmer Inc | LCCK ART SURF G 5-6/STR GRN 23 | 00-5994-042-23 | Standalone | DE0004639 | As per HSA registered indication(s)
Orthopaedics | Total knee replacement (TKR) | TKR tibial insert | TKR tibial insert - Constrained - Polyethylene | Zimmer Inc | LCCK ART SURF G 7-10/BLU 10 | 00-5994-050-10 | Standalone | DE0004639 | As per HSA registered indication(s)
Orthopaedics | Total knee replacement (TKR) | TKR tibial insert | TKR tibial insert - Constrained - Polyethylene | Zimmer Inc | LCCK ART SURF G 7-10/BLU 12 | 00-5994-050-12 | Standalone | DE0004639 | As per HSA registered indication(s)
Orthopaedics | Total knee replacement (TKR) | TKR tibial insert | TKR tibial insert - Constrained - Polyethylene | Zimmer Inc | LCCK ART SURF G 7-10/BLU 14 | 00-5994-050-14 | Standalone | DE0004639 | As per HSA registered indication(s)
Orthopaedics | Total knee replacement (TKR) | TKR tibial insert | TKR tibial insert - Constrained - Polyethylene | Zimmer Inc | LCCK ART SURF G 7-10/BLU 17 | 00-5994-050-17 | Standalone | DE0004639 | As per HSA registered indication(s)
Orthopaedics | Total knee replacement (TKR) | TKR tibial insert | TKR tibial insert - Constrained - Polyethylene | Zimmer Inc | LCCK ART SURF G 7-10/BLU 20 | 00-5994-050-20 | Standalone | DE0004639 | As per HSA registered indication(s)
Orthopaedics | Total knee replacement (TKR) | TKR tibial insert | TKR tibial insert - Constrained - Polyethylene | Zimmer Inc | LCCK ART SURF G 7-10/BLU 23 | 00-5994-050-23 | Standalone | DE0004639 | As per HSA registered indication(s)
Orthopaedics | Total knee replacement (TKR) | TKR tibial insert | TKR tibial insert - Constrained - Polyethylene | Zimmer Inc | LCCK ARTSURF EF 7-10/STRBLU 10 | 00-5994-051-10 | Standalone | DE0004639 | As per HSA registered indication(s)
Orthopaedics | Total knee replacement (TKR) | TKR tibial insert | TKR tibial insert - Constrained - Polyethylene | Zimmer Inc | LCCK ARTSURF EF 7-10/STRBLU 12 | 00-5994-051-12 | Standalone | DE0004639 | As per HSA registered indication(s)
Orthopaedics | Total knee replacement (TKR) | TKR tibial insert | TKR tibial insert - Constrained - Polyethylene | Zimmer Inc | LCCK ARTSURF EF 7-10/STRBLU 14 | 00-5994-051-14 | Standalone | DE0004639 | As per HSA registered indication(s)
Orthopaedics | Total knee replacement (TKR) | TKR tibial insert | TKR tibial insert - Constrained - Polyethylene | Zimmer Inc | LCCK ARTSURF EF 7-10/STRBLU 17 | 00-5994-051-17 | Standalone | DE0004639 | As per HSA registered indication(s)
Orthopaedics | Total knee replacement (TKR) | TKR tibial insert | TKR tibial insert - Constrained - Polyethylene | Zimmer Inc | LCCK ARTSURF EF 7-10/STRBLU 20 | 00-5994-051-20 | Standalone | DE0004639 | As per HSA registered indication(s)
Orthopaedics | Total knee replacement (TKR) | TKR tibial insert | TKR tibial insert - Constrained - Polyethylene | Zimmer Inc | LCCK ARTSURF EF 7-10/STRBLU 23 | 00-5994-051-23 | Standalone | DE0004639 | As per HSA registered indication(s)
Orthopaedics | Total knee replacement (TKR) | TKR tibial insert | TKR tibial insert - Constrained - Crosslinked polyethylene | DePuy (Ireland) | ATTUNE CRS FB INSRT SZ 2 6MM | 151700206 | Standalone | DE0502715 | As per HSA registered indication(s)
Orthopaedics | Total knee replacement (TKR) | TKR tibial insert | TKR tibial insert - Constrained - Crosslinked polyethylene | DePuy (Ireland) | ATTUNE CRS FB INSRT SZ 2 8MM | 151700208 | Standalone | DE0502715 | As per HSA registered indication(s)
Orthopaedics | Total knee replacement (TKR) | TKR tibial insert | TKR tibial insert - Constrained - Crosslinked polyethylene | DePuy (Ireland) | ATTUNE CRS FB INSRT SZ 2 10MM | 151700210 | Standalone | DE0502715 | As per HSA registered indication(s)
Orthopaedics | Total knee replacement (TKR) | TKR tibial insert | TKR tibial insert - Constrained - Crosslinked polyethylene | DePuy (Ireland) | ATTUNE CRS FB INSRT SZ 2 12MM | 151700212 | Standalone | DE0502715 | As per HSA registered indication(s)
Orthopaedics | Total knee replacement (TKR) | TKR tibial insert | TKR tibial insert - Constrained - Crosslinked polyethylene | DePuy (Ireland) | ATTUNE CRS FB INSRT SZ 2 14MM | 151700214 | Standalone | DE0502715 | As per HSA registered indication(s)
Orthopaedics | Total knee replacement (TKR) | TKR tibial insert | TKR tibial insert - Constrained - Crosslinked polyethylene | DePuy (Ireland) | ATTUNE CRS FB INSRT SZ 2 16MM | 151700216 | Standalone | DE0502715 | As per HSA registered indication(s)
Orthopaedics | Total knee replacement (TKR) | TKR tibial insert | TKR tibial insert - Constrained - Crosslinked polyethylene | DePuy (Ireland) | ATTUNE CRS FB INSRT SZ 2 18MM | 151700218 | Standalone | DE0502715 | As per HSA registered indication(s)
Orthopaedics | Total knee replacement (TKR) | TKR tibial insert | TKR tibial insert - Constrained - Crosslinked polyethylene | DePuy (Ireland) | ATTUNE CRS FB INSRT SZ 2 20MM | 151700220 | Standalone | DE0502715 | As per HSA registered indication(s)
Orthopaedics | Total knee replacement (TKR) | TKR tibial insert | TKR tibial insert - Constrained - Crosslinked polyethylene | DePuy (Ireland) | ATTUNE CRS FB INSRT SZ 3 6MM | 151700306 | Standalone | DE0502715 | As per HSA registered indication(s)
Orthopaedics | Total knee replacement (TKR) | TKR tibial insert | TKR tibial insert - Constrained - Crosslinked polyethylene | DePuy (Ireland) | ATTUNE CRS FB INSRT SZ 3 8MM | 151700308 | Standalone | DE0502715 | As per HSA registered indication(s)
Orthopaedics | Total knee replacement (TKR) | TKR tibial insert | TKR tibial insert - Constrained - Crosslinked polyethylene | DePuy (Ireland) | ATTUNE CRS FB INSRT SZ 3 10MM | 151700310 | Standalone | DE0502715 | As per HSA registered indication(s)
Orthopaedics | Total knee replacement (TKR) | TKR tibial insert | TKR tibial insert - Constrained - Crosslinked polyethylene | DePuy (Ireland) | ATTUNE CRS FB INSRT SZ 3 12MM | 151700312 | Standalone | DE0502715 | As per HSA registered indication(s)
Orthopaedics | Total knee replacement (TKR) | TKR tibial insert | TKR tibial insert - Constrained - Crosslinked polyethylene | DePuy (Ireland) | ATTUNE CRS FB INSRT SZ 3 14MM | 151700314 | Standalone | DE0502715 | As per HSA registered indication(s)
Orthopaedics | Total knee replacement (TKR) | TKR tibial insert | TKR tibial insert - Constrained - Crosslinked polyethylene | DePuy (Ireland) | ATTUNE CRS FB INSRT SZ 3 16MM | 151700316 | Standalone | DE0502715 | As per HSA registered indication(s)
Orthopaedics | Total knee replacement (TKR) | TKR tibial insert | TKR tibial insert - Constrained - Crosslinked polyethylene | DePuy (Ireland) | ATTUNE CRS FB INSRT SZ 3 18MM | 151700318 | Standalone | DE0502715 | As per HSA registered indication(s)
Orthopaedics | Total knee replacement (TKR) | TKR tibial insert | TKR tibial insert - Constrained - Crosslinked polyethylene | DePuy (Ireland) | ATTUNE CRS FB INSRT SZ 3 20MM | 151700320 | Standalone | DE0502715 | As per HSA registered indication(s)
Orthopaedics | Total knee replacement (TKR) | TKR tibial insert | TKR tibial insert - Constrained - Crosslinked polyethylene | DePuy (Ireland) | ATTUNE CRS FB INSRT SZ 4 6MM | 151700406 | Standalone | DE0502715 | As per HSA registered indication(s)
Orthopaedics | Total knee replacement (TKR) | TKR tibial insert | TKR tibial insert - Constrained - Crosslinked polyethylene | DePuy (Ireland) | ATTUNE CRS FB INSRT SZ 4 8MM | 151700408 | Standalone | DE0502715 | As per HSA registered indication(s)
Orthopaedics | Total knee replacement (TKR) | TKR tibial insert | TKR tibial insert - Constrained - Crosslinked polyethylene | DePuy (Ireland) | ATTUNE CRS FB INSRT SZ 4 10MM | 151700410 | Standalone | DE0502715 | As per HSA registered indication(s)
Orthopaedics | Total knee replacement (TKR) | TKR tibial insert | TKR tibial insert - Constrained - Crosslinked polyethylene | DePuy (Ireland) | ATTUNE CRS FB INSRT SZ 4 12MM | 151700412 | Standalone | DE0502715 | As per HSA registered indication(s)
Orthopaedics | Total knee replacement (TKR) | TKR tibial insert | TKR tibial insert - Constrained - Crosslinked polyethylene | DePuy (Ireland) | ATTUNE CRS FB INSRT SZ 4 14MM | 151700414 | Standalone | DE0502715 | As per HSA registered indication(s)
Orthopaedics | Total knee replacement (TKR) | TKR tibial insert | TKR tibial insert - Constrained - Crosslinked polyethylene | DePuy (Ireland) | ATTUNE CRS FB INSRT SZ 4 16MM | 151700416 | Standalone | DE0502715 | As per HSA registered indication(s)
Orthopaedics | Total knee replacement (TKR) | TKR tibial insert | TKR tibial insert - Constrained - Crosslinked polyethylene | DePuy (Ireland) | ATTUNE CRS FB INSRT SZ 4 18MM | 151700418 | Standalone | DE0502715 | As per HSA registered indication(s)
Orthopaedics | Total knee replacement (TKR) | TKR tibial insert | TKR tibial insert - Constrained - Crosslinked polyethylene | DePuy (Ireland) | ATTUNE CRS FB INSRT SZ 4 20MM | 151700420 | Standalone | DE0502715 | As per HSA registered indication(s)
Orthopaedics | Total knee replacement (TKR) | TKR tibial insert | TKR tibial insert - Constrained - Crosslinked polyethylene | DePuy (Ireland) | ATTUNE CRS FB INSRT SZ 5 6MM | 151700506 | Standalone | DE0502715 | As per HSA registered indication(s)
Orthopaedics | Total knee replacement (TKR) | TKR tibial insert | TKR tibial insert - Constrained - Crosslinked polyethylene | DePuy (Ireland) | ATTUNE CRS FB INSRT SZ 5 8MM | 151700508 | Standalone | DE0502715 | As per HSA registered indication(s)
Orthopaedics | Total knee replacement (TKR) | TKR tibial insert | TKR tibial insert - Constrained - Crosslinked polyethylene | DePuy (Ireland) | ATTUNE CRS FB INSRT SZ 5 10MM | 151700510 | Standalone | DE0502715 | As per HSA registered indication(s)
Orthopaedics | Total knee replacement (TKR) | TKR tibial insert | TKR tibial insert - Constrained - Crosslinked polyethylene | DePuy (Ireland) | ATTUNE CRS FB INSRT SZ 5 12MM | 151700512 | Standalone | DE0502715 | As per HSA registered indication(s)
Orthopaedics | Total knee replacement (TKR) | TKR tibial insert | TKR tibial insert - Constrained - Crosslinked polyethylene | DePuy (Ireland) | ATTUNE CRS FB INSRT SZ 5 14MM | 151700514 | Standalone | DE0502715 | As per HSA registered indication(s)
Orthopaedics | Total knee replacement (TKR) | TKR tibial insert | TKR tibial insert - Constrained - Crosslinked polyethylene | DePuy (Ireland) | ATTUNE CRS FB INSRT SZ 5 16MM | 151700516 | Standalone | DE0502715 | As per HSA registered indication(s)
Orthopaedics | Total knee replacement (TKR) | TKR tibial insert | TKR tibial insert - Constrained - Crosslinked polyethylene | DePuy (Ireland) | ATTUNE CRS FB INSRT SZ 5 18MM | 151700518 | Standalone | DE0502715 | As per HSA registered indication(s)
Orthopaedics | Total knee replacement (TKR) | TKR tibial insert | TKR tibial insert - Constrained - Crosslinked polyethylene | DePuy (Ireland) | ATTUNE CRS FB INSRT SZ 5 20MM | 151700520 | Standalone | DE0502715 | As per HSA registered indication(s)
Orthopaedics | Total knee replacement (TKR) | TKR tibial insert | TKR tibial insert - Constrained - Crosslinked polyethylene | DePuy (Ireland) | ATTUNE CRS FB INSRT SZ 6 6MM | 151700606 | Standalone | DE0502715 | As per HSA registered indication(s)
Orthopaedics | Total knee replacement (TKR) | TKR tibial insert | TKR tibial insert - Constrained - Crosslinked polyethylene | DePuy (Ireland) | ATTUNE CRS FB INSRT SZ 6 8MM | 151700608 | Standalone | DE0502715 | As per HSA registered indication(s)
Orthopaedics | Total knee replacement (TKR) | TKR tibial insert | TKR tibial insert - Constrained - Crosslinked polyethylene | DePuy (Ireland) | ATTUNE CRS FB INSRT SZ 6 10MM | 151700610 | Standalone | DE0502715 | As per HSA registered indication(s)
Orthopaedics | Total knee replacement (TKR) | TKR tibial insert | TKR tibial insert - Constrained - Crosslinked polyethylene | DePuy (Ireland) | ATTUNE CRS FB INSRT SZ 6 12MM | 151700612 | Standalone | DE0502715 | As per HSA registered indication(s)
Orthopaedics | Total knee replacement (TKR) | TKR tibial insert | TKR tibial insert - Constrained - Crosslinked polyethylene | DePuy (Ireland) | ATTUNE CRS FB INSRT SZ 6 14MM | 151700614 | Standalone | DE0502715 | As per HSA registered indication(s)
Orthopaedics | Total knee replacement (TKR) | TKR tibial insert | TKR tibial insert - Constrained - Crosslinked polyethylene | DePuy (Ireland) | ATTUNE CRS FB INSRT SZ 6 16MM | 151700616 | Standalone | DE0502715 | As per HSA registered indication(s)
Orthopaedics | Total knee replacement (TKR) | TKR tibial insert | TKR tibial insert - Constrained - Crosslinked polyethylene | DePuy (Ireland) | ATTUNE CRS FB INSRT SZ 6 18MM | 151700618 | Standalone | DE0502715 | As per HSA registered indication(s)
Orthopaedics | Total knee replacement (TKR) | TKR tibial insert | TKR tibial insert - Constrained - Crosslinked polyethylene | DePuy (Ireland) | ATTUNE CRS FB INSRT SZ 6 20MM | 151700620 | Standalone | DE0502715 | As per HSA registered indication(s)
Orthopaedics | Total knee replacement (TKR) | TKR tibial insert | TKR tibial insert - Constrained - Crosslinked polyethylene | DePuy (Ireland) | ATTUNE CRS FB INSRT SZ 7 6MM | 151700706 | Standalone | DE0502715 | As per HSA registered indication(s)
Orthopaedics | Total knee replacement (TKR) | TKR tibial insert | TKR tibial insert - Constrained - Crosslinked polyethylene | DePuy (Ireland) | ATTUNE CRS FB INSRT SZ 7 8MM | 151700708 | Standalone | DE0502715 | As per HSA registered indication(s)
Orthopaedics | Total knee replacement (TKR) | TKR tibial insert | TKR tibial insert - Constrained - Crosslinked polyethylene | DePuy (Ireland) | ATTUNE CRS FB INSRT SZ 7 10MM | 151700710 | Standalone | DE0502715 | As per HSA registered indication(s)
Orthopaedics | Total knee replacement (TKR) | TKR tibial insert | TKR tibial insert - Constrained - Crosslinked polyethylene | DePuy (Ireland) | ATTUNE CRS FB INSRT SZ 7 12MM | 151700712 | Standalone | DE0502715 | As per HSA registered indication(s)
Orthopaedics | Total knee replacement (TKR) | TKR tibial insert | TKR tibial insert - Constrained - Crosslinked polyethylene | DePuy (Ireland) | ATTUNE CRS FB INSRT SZ 7 14MM | 151700714 | Standalone | DE0502715 | As per HSA registered indication(s)
Orthopaedics | Total knee replacement (TKR) | TKR tibial insert | TKR tibial insert - Constrained - Crosslinked polyethylene | DePuy (Ireland) | ATTUNE CRS FB INSRT SZ 7 16MM | 151700716 | Standalone | DE0502715 | As per HSA registered indication(s)
Orthopaedics | Total knee replacement (TKR) | TKR tibial insert | TKR tibial insert - Constrained - Crosslinked polyethylene | DePuy (Ireland) | ATTUNE CRS FB INSRT SZ 7 18MM | 151700718 | Standalone | DE0502715 | As per HSA registered indication(s)
Orthopaedics | Total knee replacement (TKR) | TKR tibial insert | TKR tibial insert - Constrained - Crosslinked polyethylene | DePuy (Ireland) | ATTUNE CRS FB INSRT SZ 7 20MM | 151700720 | Standalone | DE0502715 | As per HSA registered indication(s)
Orthopaedics | Total knee replacement (TKR) | TKR tibial insert | TKR tibial insert - Constrained - Crosslinked polyethylene | DePuy (Ireland) | ATTUNE CRS FB INSRT SZ 8 6MM | 151700806 | Standalone | DE0502715 | As per HSA registered indication(s)
Orthopaedics | Total knee replacement (TKR) | TKR tibial insert | TKR tibial insert - Constrained - Crosslinked polyethylene | DePuy (Ireland) | ATTUNE CRS FB INSRT SZ 8 8MM | 151700808 | Standalone | DE0502715 | As per HSA registered indication(s)
Orthopaedics | Total knee replacement (TKR) | TKR tibial insert | TKR tibial insert - Constrained - Crosslinked polyethylene | DePuy (Ireland) | ATTUNE CRS FB INSRT SZ 8 10MM | 151700810 | Standalone | DE0502715 | As per HSA registered indication(s)
Orthopaedics | Total knee replacement (TKR) | TKR tibial insert | TKR tibial insert - Constrained - Crosslinked polyethylene | DePuy (Ireland) | ATTUNE CRS FB INSRT SZ 8 12MM | 151700812 | Standalone | DE0502715 | As per HSA registered indication(s)
Orthopaedics | Total knee replacement (TKR) | TKR tibial insert | TKR tibial insert - Constrained - Crosslinked polyethylene | DePuy (Ireland) | ATTUNE CRS FB INSRT SZ 8 14MM | 151700814 | Standalone | DE0502715 | As per HSA registered indication(s)
Orthopaedics | Total knee replacement (TKR) | TKR tibial insert | TKR tibial insert - Constrained - Crosslinked polyethylene | DePuy (Ireland) | ATTUNE CRS FB INSRT SZ 8 16MM | 151700816 | Standalone | DE0502715 | As per HSA registered indication(s)
Orthopaedics | Total knee replacement (TKR) | TKR tibial insert | TKR tibial insert - Constrained - Crosslinked polyethylene | DePuy (Ireland) | ATTUNE CRS FB INSRT SZ 8 18MM | 151700818 | Standalone | DE0502715 | As per HSA registered indication(s)
Orthopaedics | Total knee replacement (TKR) | TKR tibial insert | TKR tibial insert - Constrained - Crosslinked polyethylene | DePuy (Ireland) | ATTUNE CRS FB INSRT SZ 8 20MM | 151700820 | Standalone | DE0502715 | As per HSA registered indication(s)
Orthopaedics | Total knee replacement (TKR) | TKR tibial insert | TKR tibial insert - Constrained - Crosslinked polyethylene | DePuy (Ireland) | ATTUNE Revision CRS Fixed Bearing Insert Size 9 6MM | 151700906 | Standalone | DE0502715 | As per HSA registered indication(s)
Orthopaedics | Total knee replacement (TKR) | TKR tibial insert | TKR tibial insert - Constrained - Crosslinked polyethylene | DePuy (Ireland) | ATTUNE Revision CRS Fixed Bearing Insert Size 9 8MM | 151700908 | Standalone | DE0502715 | As per HSA registered indication(s)
Orthopaedics | Total knee replacement (TKR) | TKR tibial insert | TKR tibial insert - Constrained - Crosslinked polyethylene | DePuy (Ireland) | ATTUNE Revision CRS Fixed Bearing Insert Size 9 10MM | 151700910 | Standalone | DE0502715 | As per HSA registered indication(s)
Orthopaedics | Total knee replacement (TKR) | TKR tibial insert | TKR tibial insert - Constrained - Crosslinked polyethylene | DePuy (Ireland) | ATTUNE Revision CRS Fixed Bearing Insert Size 9 12MM | 151700912 | Standalone | DE0502715 | As per HSA registered indication(s)
Orthopaedics | Total knee replacement (TKR) | TKR tibial insert | TKR tibial insert - Constrained - Crosslinked polyethylene | DePuy (Ireland) | ATTUNE Revision CRS Fixed Bearing Insert Size 9 14MM | 151700914 | Standalone | DE0502715 | As per HSA registered indication(s)
Orthopaedics | Total knee replacement (TKR) | TKR tibial insert | TKR tibial insert - Constrained - Crosslinked polyethylene | DePuy (Ireland) | ATTUNE Revision CRS Fixed Bearing Insert Size 9 16MM | 151700916 | Standalone | DE0502715 | As per HSA registered indication(s)
Orthopaedics | Total knee replacement (TKR) | TKR tibial insert | TKR tibial insert - Constrained - Crosslinked polyethylene | DePuy (Ireland) | ATTUNE Revision CRS Fixed Bearing Insert Size 9 547.501DM | 151700918 | Standalone | DE0502715 | As per HSA registered indication(s)
Orthopaedics | Total knee replacement (TKR) | TKR tibial insert | TKR tibial insert - Constrained - Crosslinked polyethylene | DePuy (Ireland) | ATTUNE Revision CRS Fixed Bearing Insert Size 9 20MM | 151700920 | Standalone | DE0502715 | As per HSA registered indication(s)
Orthopaedics | Total knee replacement (TKR) | TKR tibial insert | TKR tibial insert - Constrained - Crosslinked polyethylene | DePuy (Ireland) | ATTUNE Revision CRS Fixed Bearing Insert Size 9 669.167DM | 151700922 | Standalone | DE0502715 | As per HSA registered indication(s)
Orthopaedics | Total knee replacement (TKR) | TKR tibial insert | TKR tibial insert - Constrained - Crosslinked polyethylene | DePuy (Ireland) | ATTUNE Revision CRS Fixed Bearing Insert Size 9 24MM | 151700924 | Standalone | DE0502715 | As per HSA registered indication(s)
Orthopaedics | Total knee replacement (TKR) | TKR tibial insert | TKR tibial insert - Constrained - Crosslinked polyethylene | DePuy (Ireland) | ATTUNE Revision CRS Fixed Bearing Insert Size 9 26MM | 151700926 | Standalone | DE0502715 | As per HSA registered indication(s)
Orthopaedics | Total knee replacement (TKR) | TKR tibial insert | TKR tibial insert - Constrained - Crosslinked polyethylene | DePuy (Ireland) | ATTUNE Revision CRS Fixed Bearing Insert Size 10 6MM | 151701006 | Standalone | DE0502715 | As per HSA registered indication(s)
Orthopaedics | Total knee replacement (TKR) | TKR tibial insert | TKR tibial insert - Constrained - Crosslinked polyethylene | DePuy (Ireland) | ATTUNE Revision CRS Fixed Bearing Insert Size 10 8MM | 151701008 | Standalone | DE0502715 | As per HSA registered indication(s)
Orthopaedics | Total knee replacement (TKR) | TKR tibial insert | TKR tibial insert - Constrained - Crosslinked polyethylene | DePuy (Ireland) | ATTUNE Revision CRS Fixed Bearing Insert Size 10 10MM | 151701010 | Standalone | DE0502715 | As per HSA registered indication(s)
Orthopaedics | Total knee replacement (TKR) | TKR tibial insert | TKR tibial insert - Constrained - Crosslinked polyethylene | DePuy (Ireland) | ATTUNE Revision CRS Fixed Bearing Insert Size 10 12MM | 151701012 | Standalone | DE0502715 | As per HSA registered indication(s)
Orthopaedics | Total knee replacement (TKR) | TKR tibial insert | TKR tibial insert - Constrained - Crosslinked polyethylene | DePuy (Ireland) | ATTUNE Revision CRS Fixed Bearing Insert Size 10 14MM | 151701014 | Standalone | DE0502715 | As per HSA registered indication(s)
Orthopaedics | Total knee replacement (TKR) | TKR tibial insert | TKR tibial insert - Constrained - Crosslinked polyethylene | DePuy (Ireland) | ATTUNE Revision CRS Fixed Bearing Insert Size 10 16MM | 151701016 | Standalone | DE0502715 | As per HSA registered indication(s)
Orthopaedics | Total knee replacement (TKR) | TKR tibial insert | TKR tibial insert - Constrained - Crosslinked polyethylene | DePuy (Ireland) | ATTUNE Revision CRS Fixed Bearing Insert Size 10 547.501DM | 151701018 | Standalone | DE0502715 | As per HSA registered indication(s)
Orthopaedics | Total knee replacement (TKR) | TKR tibial insert | TKR tibial insert - Constrained - Crosslinked polyethylene | DePuy (Ireland) | ATTUNE Revision CRS Fixed Bearing Insert Size 10 20MM | 151701020 | Standalone | DE0502715 | As per HSA registered indication(s)
Orthopaedics | Total knee replacement (TKR) | TKR tibial insert | TKR tibial insert - Constrained - Crosslinked polyethylene | DePuy (Ireland) | ATTUNE Revision CRS Fixed Bearing Insert Size 10 669.167DM | 151701022 | Standalone | DE0502715 | As per HSA registered indication(s)
Orthopaedics | Total knee replacement (TKR) | TKR tibial insert | TKR tibial insert - Constrained - Crosslinked polyethylene | DePuy (Ireland) | ATTUNE Revision CRS Fixed Bearing Insert Size 10 24MM | 151701024 | Standalone | DE0502715 | As per HSA registered indication(s)
Orthopaedics | Total knee replacement (TKR) | TKR tibial insert | TKR tibial insert - Constrained - Crosslinked polyethylene | DePuy (Ireland) | ATTUNE Revision CRS Fixed Bearing Insert Size 10 26MM | 151701026 | Standalone | DE0502715 | As per HSA registered indication(s)
Orthopaedics | Total knee replacement (TKR) | TKR tibial insert | TKR tibial insert - Constrained - Crosslinked polyethylene | DePuy (Ireland) | ATTUNE Revision CRS Fixed Bearing Insert Size 1 6MM | 151700106 | Standalone | DE0502715 | As per HSA registered indication(s)
Orthopaedics | Total knee replacement (TKR) | TKR tibial insert | TKR tibial insert - Constrained - Crosslinked polyethylene | DePuy (Ireland) | ATTUNE Revision CRS Fixed Bearing Insert Size 1 8MM | 151700108 | Standalone | DE0502715 | As per HSA registered indication(s)
Orthopaedics | Total knee replacement (TKR) | TKR tibial insert | TKR tibial insert - Constrained - Crosslinked polyethylene | DePuy (Ireland) | ATTUNE Revision CRS Fixed Bearing Insert Size 1 10MM | 151700110 | Standalone | DE0502715 | As per HSA registered indication(s)
Orthopaedics | Total knee replacement (TKR) | TKR tibial insert | TKR tibial insert - Constrained - Crosslinked polyethylene | DePuy (Ireland) | ATTUNE Revision CRS Fixed Bearing Insert Size 1 12MM | 151700112 | Standalone | DE0502715 | As per HSA registered indication(s)
Orthopaedics | Total knee replacement (TKR) | TKR tibial insert | TKR tibial insert - Constrained - Crosslinked polyethylene | DePuy (Ireland) | ATTUNE Revision CRS Fixed Bearing Insert Size 1 14MM | 151700114 | Standalone | DE0502715 | As per HSA registered indication(s)
Orthopaedics | Total knee replacement (TKR) | TKR tibial insert | TKR tibial insert - Constrained - Crosslinked polyethylene | DePuy (Ireland) | ATTUNE Revision CRS Fixed Bearing Insert Size 1 16MM | 151700116 | Standalone | DE0502715 | As per HSA registered indication(s)
Orthopaedics | Total knee replacement (TKR) | TKR tibial insert | TKR tibial insert - Constrained - Crosslinked polyethylene | DePuy (Ireland) | ATTUNE Revision CRS Fixed Bearing Insert Size 1 547.501DM | 151700118 | Standalone | DE0502715 | As per HSA registered indication(s)
Orthopaedics | Total knee replacement (TKR) | TKR tibial insert | TKR tibial insert - Constrained - Crosslinked polyethylene | DePuy (Ireland) | ATTUNE Revision CRS Fixed Bearing Insert Size 1 20MM | 151700120 | Standalone | DE0502715 | As per HSA registered indication(s)
Orthopaedics | Total knee replacement (TKR) | TKR tibial insert | TKR tibial insert - Constrained - Crosslinked polyethylene | DePuy (Ireland) | ATTUNE Revision CRS Fixed Bearing Insert Size 1 669.167DM | 151700122 | Standalone | DE0502715 | As per HSA registered indication(s)
Orthopaedics | Total knee replacement (TKR) | TKR tibial insert | TKR tibial insert - Constrained - Crosslinked polyethylene | DePuy (Ireland) | ATTUNE Revision CRS Fixed Bearing Insert Size 1 24MM | 151700124 | Standalone | DE0502715 | As per HSA registered indication(s)
Orthopaedics | Total knee replacement (TKR) | TKR tibial insert | TKR tibial insert - Constrained - Crosslinked polyethylene | DePuy (Ireland) | ATTUNE Revision CRS Fixed Bearing Insert Size 1 26MM | 151700126 | Standalone | DE0502715 | As per HSA registered indication(s)
Orthopaedics | Total knee replacement (TKR) | TKR tibial insert | TKR tibial insert - Constrained - Crosslinked polyethylene | DePuy (Ireland) | ATTUNE CRS RP INSRT SZ 2 6MM | 151710206 | Standalone | DE0502715 | As per HSA registered indication(s)
Orthopaedics | Total knee replacement (TKR) | TKR tibial insert | TKR tibial insert - Constrained - Crosslinked polyethylene | DePuy (Ireland) | ATTUNE CRS RP INSRT SZ 2 8MM | 151710208 | Standalone | DE0502715 | As per HSA registered indication(s)
Orthopaedics | Total knee replacement (TKR) | TKR tibial insert | TKR tibial insert - Constrained - Crosslinked polyethylene | DePuy (Ireland) | ATTUNE CRS RP INSRT SZ 2 10MM | 151710210 | Standalone | DE0502715 | As per HSA registered indication(s)
Orthopaedics | Total knee replacement (TKR) | TKR tibial insert | TKR tibial insert - Constrained - Crosslinked polyethylene | DePuy (Ireland) | ATTUNE CRS RP INSRT SZ 2 12MM | 151710212 | Standalone | DE0502715 | As per HSA registered indication(s)
Orthopaedics | Total knee replacement (TKR) | TKR tibial insert | TKR tibial insert - Constrained - Crosslinked polyethylene | DePuy (Ireland) | ATTUNE CRS RP INSRT SZ 2 14MM | 151710214 | Standalone | DE0502715 | As per HSA registered indication(s)
Orthopaedics | Total knee replacement (TKR) | TKR tibial insert | TKR tibial insert - Constrained - Crosslinked polyethylene | DePuy (Ireland) | ATTUNE CRS RP INSRT SZ 2 16MM | 151710216 | Standalone | DE0502715 | As per HSA registered indication(s)
Orthopaedics | Total knee replacement (TKR) | TKR tibial insert | TKR tibial insert - Constrained - Crosslinked polyethylene | DePuy (Ireland) | ATTUNE CRS RP INSRT SZ 2 18MM | 151710218 | Standalone | DE0502715 | As per HSA registered indication(s)
Orthopaedics | Total knee replacement (TKR) | TKR tibial insert | TKR tibial insert - Constrained - Crosslinked polyethylene | DePuy (Ireland) | ATTUNE CRS RP INSRT SZ 2 20MM | 151710220 | Standalone | DE0502715 | As per HSA registered indication(s)
Orthopaedics | Total knee replacement (TKR) | TKR tibial insert | TKR tibial insert - Constrained - Crosslinked polyethylene | DePuy (Ireland) | ATTUNE CRS RP INSRT SZ 3 6MM | 151710306 | Standalone | DE0502715 | As per HSA registered indication(s)
Orthopaedics | Total knee replacement (TKR) | TKR tibial insert | TKR tibial insert - Constrained - Crosslinked polyethylene | DePuy (Ireland) | ATTUNE CRS RP INSRT SZ 3 8MM | 151710308 | Standalone | DE0502715 | As per HSA registered indication(s)
Orthopaedics | Total knee replacement (TKR) | TKR tibial insert | TKR tibial insert - Constrained - Crosslinked polyethylene | DePuy (Ireland) | ATTUNE CRS RP INSRT SZ 3 10MM | 151710310 | Standalone | DE0502715 | As per HSA registered indication(s)
Orthopaedics | Total knee replacement (TKR) | TKR tibial insert | TKR tibial insert - Constrained - Crosslinked polyethylene | DePuy (Ireland) | ATTUNE CRS RP INSRT SZ 3 12MM | 151710312 | Standalone | DE0502715 | As per HSA registered indication(s)
Orthopaedics | Total knee replacement (TKR) | TKR tibial insert | TKR tibial insert - Constrained - Crosslinked polyethylene | DePuy (Ireland) | ATTUNE CRS RP INSRT SZ 3 14MM | 151710314 | Standalone | DE0502715 | As per HSA registered indication(s)
Orthopaedics | Total knee replacement (TKR) | TKR tibial insert | TKR tibial insert - Constrained - Crosslinked polyethylene | DePuy (Ireland) | ATTUNE CRS RP INSRT SZ 3 16MM | 151710316 | Standalone | DE0502715 | As per HSA registered indication(s)
Orthopaedics | Total knee replacement (TKR) | TKR tibial insert | TKR tibial insert - Constrained - Crosslinked polyethylene | DePuy (Ireland) | ATTUNE CRS RP INSRT SZ 3 18MM | 151710318 | Standalone | DE0502715 | As per HSA registered indication(s)
Orthopaedics | Total knee replacement (TKR) | TKR tibial insert | TKR tibial insert - Constrained - Crosslinked polyethylene | DePuy (Ireland) | ATTUNE CRS RP INSRT SZ 3 20MM | 151710320 | Standalone | DE0502715 | As per HSA registered indication(s)
Orthopaedics | Total knee replacement (TKR) | TKR tibial insert | TKR tibial insert - Constrained - Crosslinked polyethylene | DePuy (Ireland) | ATTUNE CRS RP INSRT SZ 4 6MM | 151710406 | Standalone | DE0502715 | As per HSA registered indication(s)
Orthopaedics | Total knee replacement (TKR) | TKR tibial insert | TKR tibial insert - Constrained - Crosslinked polyethylene | DePuy (Ireland) | ATTUNE CRS RP INSRT SZ 4 8MM | 151710408 | Standalone | DE0502715 | As per HSA registered indication(s)
Orthopaedics | Total knee replacement (TKR) | TKR tibial insert | TKR tibial insert - Constrained - Crosslinked polyethylene | DePuy (Ireland) | ATTUNE CRS RP INSRT SZ 4 10MM | 151710410 | Standalone | DE0502715 | As per HSA registered indication(s)
Orthopaedics | Total knee replacement (TKR) | TKR tibial insert | TKR tibial insert - Constrained - Crosslinked polyethylene | DePuy (Ireland) | ATTUNE CRS RP INSRT SZ 4 12MM | 151710412 | Standalone | DE0502715 | As per HSA registered indication(s)
Orthopaedics | Total knee replacement (TKR) | TKR tibial insert | TKR tibial insert - Constrained - Crosslinked polyethylene | DePuy (Ireland) | ATTUNE CRS RP INSRT SZ 4 14MM | 151710414 | Standalone | DE0502715 | As per HSA registered indication(s)
Orthopaedics | Total knee replacement (TKR) | TKR tibial insert | TKR tibial insert - Constrained - Crosslinked polyethylene | DePuy (Ireland) | ATTUNE CRS RP INSRT SZ 4 16MM | 151710416 | Standalone | DE0502715 | As per HSA registered indication(s)
Orthopaedics | Total knee replacement (TKR) | TKR tibial insert | TKR tibial insert - Constrained - Crosslinked polyethylene | DePuy (Ireland) | ATTUNE CRS RP INSRT SZ 4 18MM | 151710418 | Standalone | DE0502715 | As per HSA registered indication(s)
Orthopaedics | Total knee replacement (TKR) | TKR tibial insert | TKR tibial insert - Constrained - Crosslinked polyethylene | DePuy (Ireland) | ATTUNE CRS RP INSRT SZ 4 20MM | 151710420 | Standalone | DE0502715 | As per HSA registered indication(s)
Orthopaedics | Total knee replacement (TKR) | TKR tibial insert | TKR tibial insert - Constrained - Crosslinked polyethylene | DePuy (Ireland) | ATTUNE CRS RP INSRT SZ 5 6MM | 151710506 | Standalone | DE0502715 | As per HSA registered indication(s)
Orthopaedics | Total knee replacement (TKR) | TKR tibial insert | TKR tibial insert - Constrained - Crosslinked polyethylene | DePuy (Ireland) | ATTUNE CRS RP INSRT SZ 5 8MM | 151710508 | Standalone | DE0502715 | As per HSA registered indication(s)
Orthopaedics | Total knee replacement (TKR) | TKR tibial insert | TKR tibial insert - Constrained - Crosslinked polyethylene | DePuy (Ireland) | ATTUNE CRS RP INSRT SZ 5 10MM | 151710510 | Standalone | DE0502715 | As per HSA registered indication(s)
Orthopaedics | Total knee replacement (TKR) | TKR tibial insert | TKR tibial insert - Constrained - Crosslinked polyethylene | DePuy (Ireland) | ATTUNE CRS RP INSRT SZ 5 12MM | 151710512 | Standalone | DE0502715 | As per HSA registered indication(s)
Orthopaedics | Total knee replacement (TKR) | TKR tibial insert | TKR tibial insert - Constrained - Crosslinked polyethylene | DePuy (Ireland) | ATTUNE CRS RP INSRT SZ 5 14MM | 151710514 | Standalone | DE0502715 | As per HSA registered indication(s)
Orthopaedics | Total knee replacement (TKR) | TKR tibial insert | TKR tibial insert - Constrained - Crosslinked polyethylene | DePuy (Ireland) | ATTUNE CRS RP INSRT SZ 5 16MM | 151710516 | Standalone | DE0502715 | As per HSA registered indication(s)
Orthopaedics | Total knee replacement (TKR) | TKR tibial insert | TKR tibial insert - Constrained - Crosslinked polyethylene | DePuy (Ireland) | ATTUNE CRS RP INSRT SZ 5 18MM | 151710518 | Standalone | DE0502715 | As per HSA registered indication(s)
Orthopaedics | Total knee replacement (TKR) | TKR tibial insert | TKR tibial insert - Constrained - Crosslinked polyethylene | DePuy (Ireland) | ATTUNE CRS RP INSRT SZ 5 20MM | 151710520 | Standalone | DE0502715 | As per HSA registered indication(s)
Orthopaedics | Total knee replacement (TKR) | TKR tibial insert | TKR tibial insert - Constrained - Crosslinked polyethylene | DePuy (Ireland) | ATTUNE CRS RP INSRT SZ 6 6MM | 151710606 | Standalone | DE0502715 | As per HSA registered indication(s)
Orthopaedics | Total knee replacement (TKR) | TKR tibial insert | TKR tibial insert - Constrained - Crosslinked polyethylene | DePuy (Ireland) | ATTUNE CRS RP INSRT SZ 6 8MM | 151710608 | Standalone | DE0502715 | As per HSA registered indication(s)
Orthopaedics | Total knee replacement (TKR) | TKR tibial insert | TKR tibial insert - Constrained - Crosslinked polyethylene | DePuy (Ireland) | ATTUNE CRS RP INSRT SZ 6 10MM | 151710610 | Standalone | DE0502715 | As per HSA registered indication(s)
Orthopaedics | Total knee replacement (TKR) | TKR tibial insert | TKR tibial insert - Constrained - Crosslinked polyethylene | DePuy (Ireland) | ATTUNE CRS RP INSRT SZ 6 12MM | 151710612 | Standalone | DE0502715 | As per HSA registered indication(s)
Orthopaedics | Total knee replacement (TKR) | TKR tibial insert | TKR tibial insert - Constrained - Crosslinked polyethylene | DePuy (Ireland) | ATTUNE CRS RP INSRT SZ 6 14MM | 151710614 | Standalone | DE0502715 | As per HSA registered indication(s)
Orthopaedics | Total knee replacement (TKR) | TKR tibial insert | TKR tibial insert - Constrained - Crosslinked polyethylene | DePuy (Ireland) | ATTUNE CRS RP INSRT SZ 6 16MM | 151710616 | Standalone | DE0502715 | As per HSA registered indication(s)
Orthopaedics | Total knee replacement (TKR) | TKR tibial insert | TKR tibial insert - Constrained - Crosslinked polyethylene | DePuy (Ireland) | ATTUNE CRS RP INSRT SZ 6 18MM | 151710618 | Standalone | DE0502715 | As per HSA registered indication(s)
Orthopaedics | Total knee replacement (TKR) | TKR tibial insert | TKR tibial insert - Constrained - Crosslinked polyethylene | DePuy (Ireland) | ATTUNE CRS RP INSRT SZ 6 20MM | 151710620 | Standalone | DE0502715 | As per HSA registered indication(s)
Orthopaedics | Total knee replacement (TKR) | TKR tibial insert | TKR tibial insert - Constrained - Crosslinked polyethylene | DePuy (Ireland) | ATTUNE CRS RP INSRT SZ 7 6MM | 151710706 | Standalone | DE0502715 | As per HSA registered indication(s)
Orthopaedics | Total knee replacement (TKR) | TKR tibial insert | TKR tibial insert - Constrained - Crosslinked polyethylene | DePuy (Ireland) | ATTUNE CRS RP INSRT SZ 7 8MM | 151710708 | Standalone | DE0502715 | As per HSA registered indication(s)
Orthopaedics | Total knee replacement (TKR) | TKR tibial insert | TKR tibial insert - Constrained - Crosslinked polyethylene | DePuy (Ireland) | ATTUNE CRS RP INSRT SZ 7 10MM | 151710710 | Standalone | DE0502715 | As per HSA registered indication(s)
Orthopaedics | Total knee replacement (TKR) | TKR tibial insert | TKR tibial insert - Constrained - Crosslinked polyethylene | DePuy (Ireland) | ATTUNE CRS RP INSRT SZ 7 12MM | 151710712 | Standalone | DE0502715 | As per HSA registered indication(s)
Orthopaedics | Total knee replacement (TKR) | TKR tibial insert | TKR tibial insert - Constrained - Crosslinked polyethylene | DePuy (Ireland) | ATTUNE CRS RP INSRT SZ 7 14MM | 151710714 | Standalone | DE0502715 | As per HSA registered indication(s)
Orthopaedics | Total knee replacement (TKR) | TKR tibial insert | TKR tibial insert - Constrained - Crosslinked polyethylene | DePuy (Ireland) | ATTUNE CRS RP INSRT SZ 7 16MM | 151710716 | Standalone | DE0502715 | As per HSA registered indication(s)
Orthopaedics | Total knee replacement (TKR) | TKR tibial insert | TKR tibial insert - Constrained - Crosslinked polyethylene | DePuy (Ireland) | ATTUNE CRS RP INSRT SZ 7 18MM | 151710718 | Standalone | DE0502715 | As per HSA registered indication(s)
Orthopaedics | Total knee replacement (TKR) | TKR tibial insert | TKR tibial insert - Constrained - Crosslinked polyethylene | DePuy (Ireland) | ATTUNE CRS RP INSRT SZ 7 20MM | 151710720 | Standalone | DE0502715 | As per HSA registered indication(s)
Orthopaedics | Total knee replacement (TKR) | TKR tibial insert | TKR tibial insert - Constrained - Crosslinked polyethylene | DePuy (Ireland) | ATTUNE CRS RP INSRT SZ 8 6MM | 151710806 | Standalone | DE0502715 | As per HSA registered indication(s)
Orthopaedics | Total knee replacement (TKR) | TKR tibial insert | TKR tibial insert - Constrained - Crosslinked polyethylene | DePuy (Ireland) | ATTUNE CRS RP INSRT SZ 8 8MM | 151710808 | Standalone | DE0502715 | As per HSA registered indication(s)
Orthopaedics | Total knee replacement (TKR) | TKR tibial insert | TKR tibial insert - Constrained - Crosslinked polyethylene | DePuy (Ireland) | ATTUNE CRS RP INSRT SZ 8 10MM | 151710810 | Standalone | DE0502715 | As per HSA registered indication(s)
Orthopaedics | Total knee replacement (TKR) | TKR tibial insert | TKR tibial insert - Constrained - Crosslinked polyethylene | DePuy (Ireland) | ATTUNE CRS RP INSRT SZ 8 12MM | 151710812 | Standalone | DE0502715 | As per HSA registered indication(s)
Orthopaedics | Total knee replacement (TKR) | TKR tibial insert | TKR tibial insert - Constrained - Crosslinked polyethylene | DePuy (Ireland) | ATTUNE CRS RP INSRT SZ 8 14MM | 151710814 | Standalone | DE0502715 | As per HSA registered indication(s)
Orthopaedics | Total knee replacement (TKR) | TKR tibial insert | TKR tibial insert - Constrained - Crosslinked polyethylene | DePuy (Ireland) | ATTUNE CRS RP INSRT SZ 8 16MM | 151710816 | Standalone | DE0502715 | As per HSA registered indication(s)
Orthopaedics | Total knee replacement (TKR) | TKR tibial insert | TKR tibial insert - Constrained - Crosslinked polyethylene | DePuy (Ireland) | ATTUNE CRS RP INSRT SZ 8 18MM | 151710818 | Standalone | DE0502715 | As per HSA registered indication(s)
Orthopaedics | Total knee replacement (TKR) | TKR tibial insert | TKR tibial insert - Constrained - Crosslinked polyethylene | DePuy (Ireland) | ATTUNE CRS RP INSRT SZ 8 20MM | 151710820 | Standalone | DE0502715 | As per HSA registered indication(s)
Orthopaedics | Total knee replacement (TKR) | TKR tibial insert | TKR tibial insert - Constrained - Crosslinked polyethylene | DePuy (Ireland) | ATTUNE Revision CRS Rotating Platform Insert Size 9 6MM | 151710906 | Standalone | DE0502715 | As per HSA registered indication(s)
Orthopaedics | Total knee replacement (TKR) | TKR tibial insert | TKR tibial insert - Constrained - Crosslinked polyethylene | DePuy (Ireland) | ATTUNE Revision CRS Rotating Platform Insert Size 9 8MM | 151710908 | Standalone | DE0502715 | As per HSA registered indication(s)
Orthopaedics | Total knee replacement (TKR) | TKR tibial insert | TKR tibial insert - Constrained - Crosslinked polyethylene | DePuy (Ireland) | ATTUNE Revision CRS Rotating Platform Insert Size 9 10MM | 151710910 | Standalone | DE0502715 | As per HSA registered indication(s)
Orthopaedics | Total knee replacement (TKR) | TKR tibial insert | TKR tibial insert - Constrained - Crosslinked polyethylene | DePuy (Ireland) | ATTUNE Revision CRS Rotating Platform Insert Size 9 12MM | 151710912 | Standalone | DE0502715 | As per HSA registered indication(s)
Orthopaedics | Total knee replacement (TKR) | TKR tibial insert | TKR tibial insert - Constrained - Crosslinked polyethylene | DePuy (Ireland) | ATTUNE Revision CRS Rotating Platform Insert Size9 14MM | 151710914 | Standalone | DE0502715 | As per HSA registered indication(s)
Orthopaedics | Total knee replacement (TKR) | TKR tibial insert | TKR tibial insert - Constrained - Crosslinked polyethylene | DePuy (Ireland) | ATTUNE Revision CRS Rotating Platform Insert Size 9 16MM | 151710916 | Standalone | DE0502715 | As per HSA registered indication(s)
Orthopaedics | Total knee replacement (TKR) | TKR tibial insert | TKR tibial insert - Constrained - Crosslinked polyethylene | DePuy (Ireland) | ATTUNE Revision CRS Rotating Platform Insert Size 9 547.501DM | 151710918 | Standalone | DE0502715 | As per HSA registered indication(s)
Orthopaedics | Total knee replacement (TKR) | TKR tibial insert | TKR tibial insert - Constrained - Crosslinked polyethylene | DePuy (Ireland) | ATTUNE Revision CRS Rotating Platform Insert Size SZ 9 20MM | 151710920 | Standalone | DE0502715 | As per HSA registered indication(s)
Orthopaedics | Total knee replacement (TKR) | TKR tibial insert | TKR tibial insert - Constrained - Crosslinked polyethylene | DePuy (Ireland) | ATTUNE Revision CRS Rotating Platform Insert Size 9 669.167DM | 151710922 | Standalone | DE0502715 | As per HSA registered indication(s)
Orthopaedics | Total knee replacement (TKR) | TKR tibial insert | TKR tibial insert - Constrained - Crosslinked polyethylene | DePuy (Ireland) | ATTUNE Revision CRS Rotating Platform Insert Size 9 24MM | 151710924 | Standalone | DE0502715 | As per HSA registered indication(s)
Orthopaedics | Total knee replacement (TKR) | TKR tibial insert | TKR tibial insert - Constrained - Crosslinked polyethylene | DePuy (Ireland) | ATTUNE Revision CRS Rotating Platform Insert Size 9 26MM | 151710926 | Standalone | DE0502715 | As per HSA registered indication(s)
Orthopaedics | Total knee replacement (TKR) | TKR tibial insert | TKR tibial insert - Constrained - Crosslinked polyethylene | DePuy (Ireland) | ATTUNE Revision CRS Rotating Platform Insert Size 10 6MM | 151711006 | Standalone | DE0502715 | As per HSA registered indication(s)
Orthopaedics | Total knee replacement (TKR) | TKR tibial insert | TKR tibial insert - Constrained - Crosslinked polyethylene | DePuy (Ireland) | ATTUNE Revision CRS Rotating Platform Insert Size10 8MM | 151711008 | Standalone | DE0502715 | As per HSA registered indication(s)
Orthopaedics | Total knee replacement (TKR) | TKR tibial insert | TKR tibial insert - Constrained - Crosslinked polyethylene | DePuy (Ireland) | ATTUNE Revision CRS Rotating Platform Insert Size 10 10MM | 151711010 | Standalone | DE0502715 | As per HSA registered indication(s)
Orthopaedics | Total knee replacement (TKR) | TKR tibial insert | TKR tibial insert - Constrained - Crosslinked polyethylene | DePuy (Ireland) | ATTUNE Revision CRS Rotating Platform Insert Size 10 12MM | 151711012 | Standalone | DE0502715 | As per HSA registered indication(s)
Orthopaedics | Total knee replacement (TKR) | TKR tibial insert | TKR tibial insert - Constrained - Crosslinked polyethylene | DePuy (Ireland) | ATTUNE Revision CRS Rotating Platform Insert Size 10 14MM | 151711014 | Standalone | DE0502715 | As per HSA registered indication(s)
Orthopaedics | Total knee replacement (TKR) | TKR tibial insert | TKR tibial insert - Constrained - Crosslinked polyethylene | DePuy (Ireland) | ATTUNE Revision CRS Rotating Platform Insert Size 10 16MM | 151711016 | Standalone | DE0502715 | As per HSA registered indication(s)
Orthopaedics | Total knee replacement (TKR) | TKR tibial insert | TKR tibial insert - Constrained - Crosslinked polyethylene | DePuy (Ireland) | ATTUNE Revision CRS Rotating Platform Insert Size 10 547.501DM | 151711018 | Standalone | DE0502715 | As per HSA registered indication(s)
Orthopaedics | Total knee replacement (TKR) | TKR tibial insert | TKR tibial insert - Constrained - Crosslinked polyethylene | DePuy (Ireland) | ATTUNE Revision CRS Rotating Platform Insert Size 10 20MM | 151711020 | Standalone | DE0502715 | As per HSA registered indication(s)
Orthopaedics | Total knee replacement (TKR) | TKR tibial insert | TKR tibial insert - Constrained - Crosslinked polyethylene | DePuy (Ireland) | ATTUNE Revision CRS Rotating Platform Insert Size 10 669.167DM | 151711022 | Standalone | DE0502715 | As per HSA registered indication(s)
Orthopaedics | Total knee replacement (TKR) | TKR tibial insert | TKR tibial insert - Constrained - Crosslinked polyethylene | DePuy (Ireland) | ATTUNE Revision CRS Rotating Platform Insert Size 10 24MM | 151711024 | Standalone | DE0502715 | As per HSA registered indication(s)
Orthopaedics | Total knee replacement (TKR) | TKR tibial insert | TKR tibial insert - Constrained - Crosslinked polyethylene | DePuy (Ireland) | ATTUNE Revision CRS Rotating Platform Insert Size 10 26MM | 151711026 | Standalone | DE0502715 | As per HSA registered indication(s)
Orthopaedics | Total knee replacement (TKR) | TKR tibial insert | TKR tibial insert - Constrained - Crosslinked polyethylene | DePuy (Ireland) | ATTUNE Revision CRS Rotating Platform Insert Size 1 6MM | 151710106 | Standalone | DE0502715 | As per HSA registered indication(s)
Orthopaedics | Total knee replacement (TKR) | TKR tibial insert | TKR tibial insert - Constrained - Crosslinked polyethylene | DePuy (Ireland) | ATTUNE Revision CRS Rotating Platform Insert Size 1 8MM | 151710108 | Standalone | DE0502715 | As per HSA registered indication(s)
Orthopaedics | Total knee replacement (TKR) | TKR tibial insert | TKR tibial insert - Constrained - Crosslinked polyethylene | DePuy (Ireland) | ATTUNE Revision CRS Rotating Platform Insert Size 1 10MM | 151710110 | Standalone | DE0502715 | As per HSA registered indication(s)
Orthopaedics | Total knee replacement (TKR) | TKR tibial insert | TKR tibial insert - Constrained - Crosslinked polyethylene | DePuy (Ireland) | ATTUNE Revision CRS Rotating Platform Insert Size 1 12MM | 151710112 | Standalone | DE0502715 | As per HSA registered indication(s)
Orthopaedics | Total knee replacement (TKR) | TKR tibial insert | TKR tibial insert - Constrained - Crosslinked polyethylene | DePuy (Ireland) | ATTUNE Revision CRS Rotating Platform Insert Size 1 14MM | 151710114 | Standalone | DE0502715 | As per HSA registered indication(s)
Orthopaedics | Total knee replacement (TKR) | TKR tibial insert | TKR tibial insert - Constrained - Crosslinked polyethylene | DePuy (Ireland) | ATTUNE Revision CRS Rotating Platform Insert Size 1 16MM | 151710116 | Standalone | DE0502715 | As per HSA registered indication(s)
Orthopaedics | Total knee replacement (TKR) | TKR tibial insert | TKR tibial insert - Constrained - Crosslinked polyethylene | DePuy (Ireland) | ATTUNE Revision CRS Rotating Platform Insert Size 1 547.501DM | 151710118 | Standalone | DE0502715 | As per HSA registered indication(s)
Orthopaedics | Total knee replacement (TKR) | TKR tibial insert | TKR tibial insert - Constrained - Crosslinked polyethylene | DePuy (Ireland) | ATTUNE Revision CRS Rotating Platform Insert Size 1 20MM | 151710120 | Standalone | DE0502715 | As per HSA registered indication(s)
Orthopaedics | Total knee replacement (TKR) | TKR tibial insert | TKR tibial insert - Constrained - Crosslinked polyethylene | DePuy (Ireland) | ATTUNE Revision CRS Rotating Platform Insert Size 1 669.167DM | 151710122 | Standalone | DE0502715 | As per HSA registered indication(s)
Orthopaedics | Total knee replacement (TKR) | TKR tibial insert | TKR tibial insert - Constrained - Crosslinked polyethylene | DePuy (Ireland) | ATTUNE Revision CRS Rotating Platform Insert Size 1 24MM | 151710124 | Standalone | DE0502715 | As per HSA registered indication(s)
Orthopaedics | Total knee replacement (TKR) | TKR tibial insert | TKR tibial insert - Constrained - Crosslinked polyethylene | DePuy (Ireland) | ATTUNE Revision CRS Rotating Platform Insert Size 1 26MM | 151710126 | Standalone | DE0502715 | As per HSA registered indication(s)
Orthopaedics | Total knee replacement (TKR) | TKR tibial insert | TKR tibial insert - Constrained - Crosslinked polyethylene | STRYKER HOWMEDICA OSTEONICS | TS Plus Tibial Insert - X3 Poly #1 - 9mm | 5537G109 | Standalone | DE0018575 | As per HSA registered indication(s)
Orthopaedics | Total knee replacement (TKR) | TKR tibial insert | TKR tibial insert - Constrained - Crosslinked polyethylene | STRYKER HOWMEDICA OSTEONICS | TS Plus Tibial Insert - X3 Poly #1 - 11mm | 5537G111 | Standalone | DE0018575 | As per HSA registered indication(s)
Orthopaedics | Total knee replacement (TKR) | TKR tibial insert | TKR tibial insert - Constrained - Crosslinked polyethylene | STRYKER HOWMEDICA OSTEONICS | TS Plus Tibial Insert - X3 Poly #1 - 13mm | 5537G113 | Standalone | DE0018575 | As per HSA registered indication(s)
Orthopaedics | Total knee replacement (TKR) | TKR tibial insert | TKR tibial insert - Constrained - Crosslinked polyethylene | STRYKER HOWMEDICA OSTEONICS | TS Plus Tibial Insert - X3 Poly #1 - 16mm | 5537G116 | Standalone | DE0018575 | As per HSA registered indication(s)
Orthopaedics | Total knee replacement (TKR) | TKR tibial insert | TKR tibial insert - Constrained - Crosslinked polyethylene | STRYKER HOWMEDICA OSTEONICS | TS Plus Tibial Insert - X3 Poly #1 - 19mm | 5537G119 | Standalone | DE0018575 | As per HSA registered indication(s)
Orthopaedics | Total knee replacement (TKR) | TKR tibial insert | TKR tibial insert - Constrained - Crosslinked polyethylene | STRYKER HOWMEDICA OSTEONICS | TS Plus Tibial Insert - X3 Poly #1 - 22mm | 5537G122 | Standalone | DE0018575 | As per HSA registered indication(s)
Orthopaedics | Total knee replacement (TKR) | TKR tibial insert | TKR tibial insert - Constrained - Crosslinked polyethylene | STRYKER HOWMEDICA OSTEONICS | TS Plus Tibial Insert - X3 Poly #1 - 25mm | 5537G125 | Standalone | DE0018575 | As per HSA registered indication(s)
Orthopaedics | Total knee replacement (TKR) | TKR tibial insert | TKR tibial insert - Constrained - Crosslinked polyethylene | STRYKER HOWMEDICA OSTEONICS | TS Plus Tibial Insert - X3 Poly #1 - 28mm | 5537G128 | Standalone | DE0018575 | As per HSA registered indication(s)
Orthopaedics | Total knee replacement (TKR) | TKR tibial insert | TKR tibial insert - Constrained - Crosslinked polyethylene | STRYKER HOWMEDICA OSTEONICS | TS Plus Tibial Insert - X3 Poly #1 - 31mm | 5537G131 | Standalone | DE0018575 | As per HSA registered indication(s)
Orthopaedics | Total knee replacement (TKR) | TKR tibial insert | TKR tibial insert - Constrained - Crosslinked polyethylene | STRYKER HOWMEDICA OSTEONICS | TS Plus Tibial Insert - X3 Poly #2 - 9mm | 5537G209 | Standalone | DE0018575 | As per HSA registered indication(s)
Orthopaedics | Total knee replacement (TKR) | TKR tibial insert | TKR tibial insert - Constrained - Crosslinked polyethylene | STRYKER HOWMEDICA OSTEONICS | TS Plus Tibial Insert - X3 Poly #2 - 11mm | 5537G211 | Standalone | DE0018575 | As per HSA registered indication(s)
Orthopaedics | Total knee replacement (TKR) | TKR tibial insert | TKR tibial insert - Constrained - Crosslinked polyethylene | STRYKER HOWMEDICA OSTEONICS | TS Plus Tibial Insert - X3 Poly #2 - 13mm | 5537G213 | Standalone | DE0018575 | As per HSA registered indication(s)
Orthopaedics | Total knee replacement (TKR) | TKR tibial insert | TKR tibial insert - Constrained - Crosslinked polyethylene | STRYKER HOWMEDICA OSTEONICS | TS Plus Tibial Insert - X3 Poly #2 - 16mm | 5537G216 | Standalone | DE0018575 | As per HSA registered indication(s)
Orthopaedics | Total knee replacement (TKR) | TKR tibial insert | TKR tibial insert - Constrained - Crosslinked polyethylene | STRYKER HOWMEDICA OSTEONICS | TS Plus Tibial Insert - X3 Poly #2 - 19mm | 5537G219 | Standalone | DE0018575 | As per HSA registered indication(s)
Orthopaedics | Total knee replacement (TKR) | TKR tibial insert | TKR tibial insert - Constrained - Crosslinked polyethylene | STRYKER HOWMEDICA OSTEONICS | TS Plus Tibial Insert - X3 Poly #2 - 22mm | 5537G222 | Standalone | DE0018575 | As per HSA registered indication(s)
Orthopaedics | Total knee replacement (TKR) | TKR tibial insert | TKR tibial insert - Constrained - Crosslinked polyethylene | STRYKER HOWMEDICA OSTEONICS | TS Plus Tibial Insert - X3 Poly #2 - 25mm | 5537G225 | Standalone | DE0018575 | As per HSA registered indication(s)
Orthopaedics | Total knee replacement (TKR) | TKR tibial insert | TKR tibial insert - Constrained - Crosslinked polyethylene | STRYKER HOWMEDICA OSTEONICS | TS Plus Tibial Insert - X3 Poly #2 - 28mm | 5537G228 | Standalone | DE0018575 | As per HSA registered indication(s)
Orthopaedics | Total knee replacement (TKR) | TKR tibial insert | TKR tibial insert - Constrained - Crosslinked polyethylene | STRYKER HOWMEDICA OSTEONICS | TS Plus Tibial Insert - X3 Poly #2 - 31mm | 5537G231 | Standalone | DE0018575 | As per HSA registered indication(s)
Orthopaedics | Total knee replacement (TKR) | TKR tibial insert | TKR tibial insert - Constrained - Crosslinked polyethylene | STRYKER HOWMEDICA OSTEONICS | TS Plus Tibial Insert - X3 Poly #3 - 9mm | 5537G309 | Standalone | DE0018575 | As per HSA registered indication(s)
Orthopaedics | Total knee replacement (TKR) | TKR tibial insert | TKR tibial insert - Constrained - Crosslinked polyethylene | STRYKER HOWMEDICA OSTEONICS | TS Plus Tibial Insert - X3 Poly #3 - 11mm | 5537G311 | Standalone | DE0018575 | As per HSA registered indication(s)
Orthopaedics | Total knee replacement (TKR) | TKR tibial insert | TKR tibial insert - Constrained - Crosslinked polyethylene | STRYKER HOWMEDICA OSTEONICS | TS Plus Tibial Insert - X3 Poly #3 - 13mm | 5537G313 | Standalone | DE0018575 | As per HSA registered indication(s)
Orthopaedics | Total knee replacement (TKR) | TKR tibial insert | TKR tibial insert - Constrained - Crosslinked polyethylene | STRYKER HOWMEDICA OSTEONICS | TS Plus Tibial Insert - X3 Poly #3 - 16mm | 5537G316 | Standalone | DE0018575 | As per HSA registered indication(s)
Orthopaedics | Total knee replacement (TKR) | TKR tibial insert | TKR tibial insert - Constrained - Crosslinked polyethylene | STRYKER HOWMEDICA OSTEONICS | TS Plus Tibial Insert - X3 Poly #3 - 19mm | 5537G319 | Standalone | DE0018575 | As per HSA registered indication(s)
Orthopaedics | Total knee replacement (TKR) | TKR tibial insert | TKR tibial insert - Constrained - Crosslinked polyethylene | STRYKER HOWMEDICA OSTEONICS | TS Plus Tibial Insert - X3 Poly #3 - 22mm | 5537G322 | Standalone | DE0018575 | As per HSA registered indication(s)
Orthopaedics | Total knee replacement (TKR) | TKR tibial insert | TKR tibial insert - Constrained - Crosslinked polyethylene | STRYKER HOWMEDICA OSTEONICS | TS Plus Tibial Insert - X3 Poly #3 - 25mm | 5537G325 | Standalone | DE0018575 | As per HSA registered indication(s)
Orthopaedics | Total knee replacement (TKR) | TKR tibial insert | TKR tibial insert - Constrained - Crosslinked polyethylene | STRYKER HOWMEDICA OSTEONICS | TS Plus Tibial Insert - X3 Poly #3 - 28mm | 5537G328 | Standalone | DE0018575 | As per HSA registered indication(s)
Orthopaedics | Total knee replacement (TKR) | TKR tibial insert | TKR tibial insert - Constrained - Crosslinked polyethylene | STRYKER HOWMEDICA OSTEONICS | TS Plus Tibial Insert - X3 Poly #3 - 31mm | 5537G331 | Standalone | DE0018575 | As per HSA registered indication(s)
Orthopaedics | Total knee replacement (TKR) | TKR tibial insert | TKR tibial insert - Constrained - Crosslinked polyethylene | STRYKER HOWMEDICA OSTEONICS | TS Plus Tibial Insert - X3 Poly #4 - 9mm | 5537G409 | Standalone | DE0018575 | As per HSA registered indication(s)
Orthopaedics | Total knee replacement (TKR) | TKR tibial insert | TKR tibial insert - Constrained - Crosslinked polyethylene | STRYKER HOWMEDICA OSTEONICS | TS Plus Tibial Insert - X3 Poly #4 - 11mm | 5537G411 | Standalone | DE0018575 | As per HSA registered indication(s)
Orthopaedics | Total knee replacement (TKR) | TKR tibial insert | TKR tibial insert - Constrained - Crosslinked polyethylene | STRYKER HOWMEDICA OSTEONICS | TS Plus Tibial Insert - X3 Poly #4 - 13mm | 5537G413 | Standalone | DE0018575 | As per HSA registered indication(s)
Orthopaedics | Total knee replacement (TKR) | TKR tibial insert | TKR tibial insert - Constrained - Crosslinked polyethylene | STRYKER HOWMEDICA OSTEONICS | TS Plus Tibial Insert - X3 Poly #4 - 16mm | 5537G416 | Standalone | DE0018575 | As per HSA registered indication(s)
Orthopaedics | Total knee replacement (TKR) | TKR tibial insert | TKR tibial insert - Constrained - Crosslinked polyethylene | STRYKER HOWMEDICA OSTEONICS | TS Plus Tibial Insert - X3 Poly #4 - 19mm | 5537G419 | Standalone | DE0018575 | As per HSA registered indication(s)
Orthopaedics | Total knee replacement (TKR) | TKR tibial insert | TKR tibial insert - Constrained - Crosslinked polyethylene | STRYKER HOWMEDICA OSTEONICS | TS Plus Tibial Insert - X3 Poly #4 - 22mm | 5537G422 | Standalone | DE0018575 | As per HSA registered indication(s)
Orthopaedics | Total knee replacement (TKR) | TKR tibial insert | TKR tibial insert - Constrained - Crosslinked polyethylene | STRYKER HOWMEDICA OSTEONICS | TS Plus Tibial Insert - X3 Poly #4 - 25mm | 5537G425 | Standalone | DE0018575 | As per HSA registered indication(s)
Orthopaedics | Total knee replacement (TKR) | TKR tibial insert | TKR tibial insert - Constrained - Crosslinked polyethylene | STRYKER HOWMEDICA OSTEONICS | TS Plus Tibial Insert - X3 Poly #4 - 28mm | 5537G428 | Standalone | DE0018575 | As per HSA registered indication(s)
Orthopaedics | Total knee replacement (TKR) | TKR tibial insert | TKR tibial insert - Constrained - Crosslinked polyethylene | STRYKER HOWMEDICA OSTEONICS | TS Plus Tibial Insert - X3 Poly #4 - 31mm | 5537G431 | Standalone | DE0018575 | As per HSA registered indication(s)
Orthopaedics | Total knee replacement (TKR) | TKR tibial insert | TKR tibial insert - Constrained - Crosslinked polyethylene | STRYKER HOWMEDICA OSTEONICS | TS Plus Tibial Insert - X3 Poly #5 - 9mm | 5537G509 | Standalone | DE0018575 | As per HSA registered indication(s)
Orthopaedics | Total knee replacement (TKR) | TKR tibial insert | TKR tibial insert - Constrained - Crosslinked polyethylene | STRYKER HOWMEDICA OSTEONICS | TS Plus Tibial Insert - X3 Poly #5 - 11mm | 5537G511 | Standalone | DE0018575 | As per HSA registered indication(s)
Orthopaedics | Total knee replacement (TKR) | TKR tibial insert | TKR tibial insert - Constrained - Crosslinked polyethylene | STRYKER HOWMEDICA OSTEONICS | TS Plus Tibial Insert - X3 Poly #5 - 13mm | 5537G513 | Standalone | DE0018575 | As per HSA registered indication(s)
Orthopaedics | Total knee replacement (TKR) | TKR tibial insert | TKR tibial insert - Constrained - Crosslinked polyethylene | STRYKER HOWMEDICA OSTEONICS | TS Plus Tibial Insert - X3 Poly #5 - 16mm | 5537G516 | Standalone | DE0018575 | As per HSA registered indication(s)
Orthopaedics | Total knee replacement (TKR) | TKR tibial insert | TKR tibial insert - Constrained - Crosslinked polyethylene | STRYKER HOWMEDICA OSTEONICS | TS Plus Tibial Insert - X3 Poly #5 - 19mm | 5537G519 | Standalone | DE0018575 | As per HSA registered indication(s)
Orthopaedics | Total knee replacement (TKR) | TKR tibial insert | TKR tibial insert - Constrained - Crosslinked polyethylene | STRYKER HOWMEDICA OSTEONICS | TS Plus Tibial Insert - X3 Poly #5 - 22mm | 5537G522 | Standalone | DE0018575 | As per HSA registered indication(s)
Orthopaedics | Total knee replacement (TKR) | TKR tibial insert | TKR tibial insert - Constrained - Crosslinked polyethylene | STRYKER HOWMEDICA OSTEONICS | TS Plus Tibial Insert - X3 Poly #5 - 25mm | 5537G525 | Standalone | DE0018575 | As per HSA registered indication(s)
Orthopaedics | Total knee replacement (TKR) | TKR tibial insert | TKR tibial insert - Constrained - Crosslinked polyethylene | STRYKER HOWMEDICA OSTEONICS | TS Plus Tibial Insert - X3 Poly #5 - 28mm | 5537G528 | Standalone | DE0018575 | As per HSA registered indication(s)
Orthopaedics | Total knee replacement (TKR) | TKR tibial insert | TKR tibial insert - Constrained - Crosslinked polyethylene | STRYKER HOWMEDICA OSTEONICS | TS Plus Tibial Insert - X3 Poly #5 - 31mm | 5537G531 | Standalone | DE0018575 | As per HSA registered indication(s)
Orthopaedics | Total knee replacement (TKR) | TKR tibial insert | TKR tibial insert - Constrained - Crosslinked polyethylene | STRYKER HOWMEDICA OSTEONICS | TS Plus Tibial Insert - X3 Poly #6 - 9mm | 5537G609 | Standalone | DE0018575 | As per HSA registered indication(s)
Orthopaedics | Total knee replacement (TKR) | TKR tibial insert | TKR tibial insert - Constrained - Crosslinked polyethylene | STRYKER HOWMEDICA OSTEONICS | TS Plus Tibial Insert - X3 Poly #6 - 11mm | 5537G611 | Standalone | DE0018575 | As per HSA registered indication(s)
Orthopaedics | Total knee replacement (TKR) | TKR tibial insert | TKR tibial insert - Constrained - Crosslinked polyethylene | STRYKER HOWMEDICA OSTEONICS | TS Plus Tibial Insert - X3 Poly #6 - 13mm | 5537G613 | Standalone | DE0018575 | As per HSA registered indication(s)
Orthopaedics | Total knee replacement (TKR) | TKR tibial insert | TKR tibial insert - Constrained - Crosslinked polyethylene | STRYKER HOWMEDICA OSTEONICS | TS Plus Tibial Insert - X3 Poly #6 - 16mm | 5537G616 | Standalone | DE0018575 | As per HSA registered indication(s)
Orthopaedics | Total knee replacement (TKR) | TKR tibial insert | TKR tibial insert - Constrained - Crosslinked polyethylene | STRYKER HOWMEDICA OSTEONICS | TS Plus Tibial Insert - X3 Poly #6 - 19mm | 5537G619 | Standalone | DE0018575 | As per HSA registered indication(s)
Orthopaedics | Total knee replacement (TKR) | TKR tibial insert | TKR tibial insert - Constrained - Crosslinked polyethylene | STRYKER HOWMEDICA OSTEONICS | TS Plus Tibial Insert - X3 Poly #6 - 22mm | 5537G622 | Standalone | DE0018575 | As per HSA registered indication(s)
Orthopaedics | Total knee replacement (TKR) | TKR tibial insert | TKR tibial insert - Constrained - Crosslinked polyethylene | STRYKER HOWMEDICA OSTEONICS | TS Plus Tibial Insert - X3 Poly #6 - 25mm | 5537G625 | Standalone | DE0018575 | As per HSA registered indication(s)
Orthopaedics | Total knee replacement (TKR) | TKR tibial insert | TKR tibial insert - Constrained - Crosslinked polyethylene | STRYKER HOWMEDICA OSTEONICS | TS Plus Tibial Insert - X3 Poly #6 - 28mm | 5537G628 | Standalone | DE0018575 | As per HSA registered indication(s)
Orthopaedics | Total knee replacement (TKR) | TKR tibial insert | TKR tibial insert - Constrained - Crosslinked polyethylene | STRYKER HOWMEDICA OSTEONICS | TS Plus Tibial Insert - X3 Poly #6 - 31mm | 5537G631 | Standalone | DE0018575 | As per HSA registered indication(s)
Orthopaedics | Total knee replacement (TKR) | TKR tibial insert | TKR tibial insert - Constrained - Crosslinked polyethylene | STRYKER HOWMEDICA OSTEONICS | TS Plus Tibial Insert - X3 Poly #7 - 9mm | 5537G709 | Standalone | DE0018575 | As per HSA registered indication(s)
Orthopaedics | Total knee replacement (TKR) | TKR tibial insert | TKR tibial insert - Constrained - Crosslinked polyethylene | STRYKER HOWMEDICA OSTEONICS | TS Plus Tibial Insert - X3 Poly #7 - 11mm | 5537G711 | Standalone | DE0018575 | As per HSA registered indication(s)
Orthopaedics | Total knee replacement (TKR) | TKR tibial insert | TKR tibial insert - Constrained - Crosslinked polyethylene | STRYKER HOWMEDICA OSTEONICS | TS Plus Tibial Insert - X3 Poly #7 - 13mm | 5537G713 | Standalone | DE0018575 | As per HSA registered indication(s)
Orthopaedics | Total knee replacement (TKR) | TKR tibial insert | TKR tibial insert - Constrained - Crosslinked polyethylene | STRYKER HOWMEDICA OSTEONICS | TS Plus Tibial Insert - X3 Poly #7 - 16mm | 5537G716 | Standalone | DE0018575 | As per HSA registered indication(s)
Orthopaedics | Total knee replacement (TKR) | TKR tibial insert | TKR tibial insert - Constrained - Crosslinked polyethylene | STRYKER HOWMEDICA OSTEONICS | TS Plus Tibial Insert - X3 Poly #7 - 19mm | 5537G719 | Standalone | DE0018575 | As per HSA registered indication(s)
Orthopaedics | Total knee replacement (TKR) | TKR tibial insert | TKR tibial insert - Constrained - Crosslinked polyethylene | STRYKER HOWMEDICA OSTEONICS | TS Plus Tibial Insert - X3 Poly #7 - 22mm | 5537G722 | Standalone | DE0018575 | As per HSA registered indication(s)
Orthopaedics | Total knee replacement (TKR) | TKR tibial insert | TKR tibial insert - Constrained - Crosslinked polyethylene | STRYKER HOWMEDICA OSTEONICS | TS Plus Tibial Insert - X3 Poly #7 - 25mm | 5537G725 | Standalone | DE0018575 | As per HSA registered indication(s)
Orthopaedics | Total knee replacement (TKR) | TKR tibial insert | TKR tibial insert - Constrained - Crosslinked polyethylene | STRYKER HOWMEDICA OSTEONICS | TS Plus Tibial Insert - X3 Poly #7 - 28mm | 5537G728 | Standalone | DE0018575 | As per HSA registered indication(s)
Orthopaedics | Total knee replacement (TKR) | TKR tibial insert | TKR tibial insert - Constrained - Crosslinked polyethylene | STRYKER HOWMEDICA OSTEONICS | TS Plus Tibial Insert - X3 Poly #7 - 31mm | 5537G731 | Standalone | DE0018575 | As per HSA registered indication(s)
Orthopaedics | Total knee replacement (TKR) | TKR tibial insert | TKR tibial insert - Constrained - Crosslinked polyethylene | STRYKER HOWMEDICA OSTEONICS | TS Plus Tibial Insert - X3 Poly #8 - 9mm | 5537G809 | Standalone | DE0018575 | As per HSA registered indication(s)
Orthopaedics | Total knee replacement (TKR) | TKR tibial insert | TKR tibial insert - Constrained - Crosslinked polyethylene | STRYKER HOWMEDICA OSTEONICS | TS Plus Tibial Insert - X3 Poly #8 - 11mm | 5537G811 | Standalone | DE0018575 | As per HSA registered indication(s)
Orthopaedics | Total knee replacement (TKR) | TKR tibial insert | TKR tibial insert - Constrained - Crosslinked polyethylene | STRYKER HOWMEDICA OSTEONICS | TS Plus Tibial Insert - X3 Poly #8 - 13mm | 5537G813 | Standalone | DE0018575 | As per HSA registered indication(s)
Orthopaedics | Total knee replacement (TKR) | TKR tibial insert | TKR tibial insert - Constrained - Crosslinked polyethylene | STRYKER HOWMEDICA OSTEONICS | TS Plus Tibial Insert - X3 Poly #8 - 16mm | 5537G816 | Standalone | DE0018575 | As per HSA registered indication(s)
Orthopaedics | Total knee replacement (TKR) | TKR tibial insert | TKR tibial insert - Constrained - Crosslinked polyethylene | STRYKER HOWMEDICA OSTEONICS | TS Plus Tibial Insert - X3 Poly #8 - 19mm | 5537G819 | Standalone | DE0018575 | As per HSA registered indication(s)
Orthopaedics | Total knee replacement (TKR) | TKR tibial insert | TKR tibial insert - Constrained - Crosslinked polyethylene | STRYKER HOWMEDICA OSTEONICS | TS Plus Tibial Insert - X3 Poly #8 - 22mm | 5537G822 | Standalone | DE0018575 | As per HSA registered indication(s)
Orthopaedics | Total knee replacement (TKR) | TKR tibial insert | TKR tibial insert - Constrained - Crosslinked polyethylene | STRYKER HOWMEDICA OSTEONICS | TS Plus Tibial Insert - X3 Poly #8 - 25mm | 5537G825 | Standalone | DE0018575 | As per HSA registered indication(s)
Orthopaedics | Total knee replacement (TKR) | TKR tibial insert | TKR tibial insert - Constrained - Crosslinked polyethylene | STRYKER HOWMEDICA OSTEONICS | TS Plus Tibial Insert - X3 Poly #8 - 28mm | 5537G828 | Standalone | DE0018575 | As per HSA registered indication(s)
Orthopaedics | Total knee replacement (TKR) | TKR tibial insert | TKR tibial insert - Constrained - Crosslinked polyethylene | STRYKER HOWMEDICA OSTEONICS | TS Plus Tibial Insert - X3 Poly #8 - 31mm | 5537G831 | Standalone | DE0018575 | As per HSA registered indication(s)
Orthopaedics | Total knee replacement (TKR) | TKR tibial insert | TKR tibial insert - Constrained - Crosslinked polyethylene | STRYKER HOWMEDICA OSTEONICS | NO 1. TRIATHLON TS PLUS TIBIAL INSERT X3 POLY 11MM | 5537G111E | Standalone | DE0018575 | As per HSA registered indication(s)
Orthopaedics | Total knee replacement (TKR) | TKR tibial insert | TKR tibial insert - Constrained - Crosslinked polyethylene | STRYKER HOWMEDICA OSTEONICS | NO 1. TRIATHLON TS PLUS TIBIAL INSERT X3 POLY 13MM | 5537G113E | Standalone | DE0018575 | As per HSA registered indication(s)
Orthopaedics | Total knee replacement (TKR) | TKR tibial insert | TKR tibial insert - Constrained - Crosslinked polyethylene | STRYKER HOWMEDICA OSTEONICS | NO 1. TRIATHLON TS PLUS TIBIAL INSERT X3 POLY 16MM | 5537G116E | Standalone | DE0018575 | As per HSA registered indication(s)
Orthopaedics | Total knee replacement (TKR) | TKR tibial insert | TKR tibial insert - Constrained - Crosslinked polyethylene | STRYKER HOWMEDICA OSTEONICS | NO 1. TRIATHLON TS PLUS TIBIAL INSERT X3 POLY 19MM | 5537G119E | Standalone | DE0018575 | As per HSA registered indication(s)
Orthopaedics | Total knee replacement (TKR) | TKR tibial insert | TKR tibial insert - Constrained - Crosslinked polyethylene | STRYKER HOWMEDICA OSTEONICS | NO 1. TRIATHLON TS PLUS TIBIAL INSERT X3 POLY 22MM | 5537G122E | Standalone | DE0018575 | As per HSA registered indication(s)
Orthopaedics | Total knee replacement (TKR) | TKR tibial insert | TKR tibial insert - Constrained - Crosslinked polyethylene | STRYKER HOWMEDICA OSTEONICS | NO 1. TRIATHLON TS PLUS TIBIAL INSERT X3 POLY 25MM | 5537G125E | Standalone | DE0018575 | As per HSA registered indication(s)
Orthopaedics | Total knee replacement (TKR) | TKR tibial insert | TKR tibial insert - Constrained - Crosslinked polyethylene | STRYKER HOWMEDICA OSTEONICS | NO 1. TRIATHLON TS PLUS TIBIAL INSERT X3 POLY 28MM | 5537G128E | Standalone | DE0018575 | As per HSA registered indication(s)
Orthopaedics | Total knee replacement (TKR) | TKR tibial insert | TKR tibial insert - Constrained - Crosslinked polyethylene | STRYKER HOWMEDICA OSTEONICS | NO 1. TRIATHLON TS PLUS TIBIAL INSERT X3 POLY 31MM | 5537G131E | Standalone | DE0018575 | As per HSA registered indication(s)
Orthopaedics | Total knee replacement (TKR) | TKR tibial insert | TKR tibial insert - Constrained - Crosslinked polyethylene | STRYKER HOWMEDICA OSTEONICS | NO 1. TRIATHLON TS PLUS TIBIAL INSERT X3 POLY 9MM | 5537G109E | Standalone | DE0018575 | As per HSA registered indication(s)
Orthopaedics | Total knee replacement (TKR) | TKR tibial insert | TKR tibial insert - Constrained - Crosslinked polyethylene | STRYKER HOWMEDICA OSTEONICS | NO 2. TRIATHLON TS PLUS TIBIAL INSERT X3 POLY 11MM | 5537G211E | Standalone | DE0018575 | As per HSA registered indication(s)
Orthopaedics | Total knee replacement (TKR) | TKR tibial insert | TKR tibial insert - Constrained - Crosslinked polyethylene | STRYKER HOWMEDICA OSTEONICS | NO 2. TRIATHLON TS PLUS TIBIAL INSERT X3 POLY 13MM | 5537G213E | Standalone | DE0018575 | As per HSA registered indication(s)
Orthopaedics | Total knee replacement (TKR) | TKR tibial insert | TKR tibial insert - Constrained - Crosslinked polyethylene | STRYKER HOWMEDICA OSTEONICS | NO 2. TRIATHLON TS PLUS TIBIAL INSERT X3 POLY 16MM | 5537G216E | Standalone | DE0018575 | As per HSA registered indication(s)
Orthopaedics | Total knee replacement (TKR) | TKR tibial insert | TKR tibial insert - Constrained - Crosslinked polyethylene | STRYKER HOWMEDICA OSTEONICS | NO 2. TRIATHLON TS PLUS TIBIAL INSERT X3 POLY 19MM | 5537G219E | Standalone | DE0018575 | As per HSA registered indication(s)
Orthopaedics | Total knee replacement (TKR) | TKR tibial insert | TKR tibial insert - Constrained - Crosslinked polyethylene | STRYKER HOWMEDICA OSTEONICS | NO 2. TRIATHLON TS PLUS TIBIAL INSERT X3 POLY 22MM | 5537G222E | Standalone | DE0018575 | As per HSA registered indication(s)
Orthopaedics | Total knee replacement (TKR) | TKR tibial insert | TKR tibial insert - Constrained - Crosslinked polyethylene | STRYKER HOWMEDICA OSTEONICS | NO 2. TRIATHLON TS PLUS TIBIAL INSERT X3 POLY 25MM | 5537G225E | Standalone | DE0018575 | As per HSA registered indication(s)
Orthopaedics | Total knee replacement (TKR) | TKR tibial insert | TKR tibial insert - Constrained - Crosslinked polyethylene | STRYKER HOWMEDICA OSTEONICS | NO 2. TRIATHLON TS PLUS TIBIAL INSERT X3 POLY 28MM | 5537G228E | Standalone | DE0018575 | As per HSA registered indication(s)
Orthopaedics | Total knee replacement (TKR) | TKR tibial insert | TKR tibial insert - Constrained - Crosslinked polyethylene | STRYKER HOWMEDICA OSTEONICS | NO 2. TRIATHLON TS PLUS TIBIAL INSERT X3 POLY 31MM | 5537G231E | Standalone | DE0018575 | As per HSA registered indication(s)
Orthopaedics | Total knee replacement (TKR) | TKR tibial insert | TKR tibial insert - Constrained - Crosslinked polyethylene | STRYKER HOWMEDICA OSTEONICS | NO 2. TRIATHLON TS PLUS TIBIAL INSERT X3 POLY 9MM | 5537G209E | Standalone | DE0018575 | As per HSA registered indication(s)
Orthopaedics | Total knee replacement (TKR) | TKR tibial insert | TKR tibial insert - Constrained - Crosslinked polyethylene | STRYKER HOWMEDICA OSTEONICS | NO 3. TRIATHLON TS PLUS TIBIAL INSERT X3 POLY 11MM | 5537G311E | Standalone | DE0018575 | As per HSA registered indication(s)
Orthopaedics | Total knee replacement (TKR) | TKR tibial insert | TKR tibial insert - Constrained - Crosslinked polyethylene | STRYKER HOWMEDICA OSTEONICS | NO 3. TRIATHLON TS PLUS TIBIAL INSERT X3 POLY 13MM | 5537G313E | Standalone | DE0018575 | As per HSA registered indication(s)
Orthopaedics | Total knee replacement (TKR) | TKR tibial insert | TKR tibial insert - Constrained - Crosslinked polyethylene | STRYKER HOWMEDICA OSTEONICS | NO 3. TRIATHLON TS PLUS TIBIAL INSERT X3 POLY 16MM | 5537G316E | Standalone | DE0018575 | As per HSA registered indication(s)
Orthopaedics | Total knee replacement (TKR) | TKR tibial insert | TKR tibial insert - Constrained - Crosslinked polyethylene | STRYKER HOWMEDICA OSTEONICS | NO 3. TRIATHLON TS PLUS TIBIAL INSERT X3 POLY 19MM | 5537G319E | Standalone | DE0018575 | As per HSA registered indication(s)
Orthopaedics | Total knee replacement (TKR) | TKR tibial insert | TKR tibial insert - Constrained - Crosslinked polyethylene | STRYKER HOWMEDICA OSTEONICS | NO 3. TRIATHLON TS PLUS TIBIAL INSERT X3 POLY 22MM | 5537G322E | Standalone | DE0018575 | As per HSA registered indication(s)
Orthopaedics | Total knee replacement (TKR) | TKR tibial insert | TKR tibial insert - Constrained - Crosslinked polyethylene | STRYKER HOWMEDICA OSTEONICS | NO 3. TRIATHLON TS PLUS TIBIAL INSERT X3 POLY 25MM | 5537G325E | Standalone | DE0018575 | As per HSA registered indication(s)
Orthopaedics | Total knee replacement (TKR) | TKR tibial insert | TKR tibial insert - Constrained - Crosslinked polyethylene | STRYKER HOWMEDICA OSTEONICS | NO 3. TRIATHLON TS PLUS TIBIAL INSERT X3 POLY 28MM | 5537G328E | Standalone | DE0018575 | As per HSA registered indication(s)
Orthopaedics | Total knee replacement (TKR) | TKR tibial insert | TKR tibial insert - Constrained - Crosslinked polyethylene | STRYKER HOWMEDICA OSTEONICS | NO 3. TRIATHLON TS PLUS TIBIAL INSERT X3 POLY 31MM | 5537G331E | Standalone | DE0018575 | As per HSA registered indication(s)
Orthopaedics | Total knee replacement (TKR) | TKR tibial insert | TKR tibial insert - Constrained - Crosslinked polyethylene | STRYKER HOWMEDICA OSTEONICS | NO 3. TRIATHLON TS PLUS TIBIAL INSERT X3 POLY 9MM | 5537G309E | Standalone | DE0018575 | As per HSA registered indication(s)
Orthopaedics | Total knee replacement (TKR) | TKR tibial insert | TKR tibial insert - Constrained - Crosslinked polyethylene | STRYKER HOWMEDICA OSTEONICS | NO 4. TRIATHLON TS PLUS TIBIAL INSERT X3 POLY 11MM | 5537G411E | Standalone | DE0018575 | As per HSA registered indication(s)
Orthopaedics | Total knee replacement (TKR) | TKR tibial insert | TKR tibial insert - Constrained - Crosslinked polyethylene | STRYKER HOWMEDICA OSTEONICS | NO 4. TRIATHLON TS PLUS TIBIAL INSERT X3 POLY 13MM | 5537G413E | Standalone | DE0018575 | As per HSA registered indication(s)
Orthopaedics | Total knee replacement (TKR) | TKR tibial insert | TKR tibial insert - Constrained - Crosslinked polyethylene | STRYKER HOWMEDICA OSTEONICS | NO 4. TRIATHLON TS PLUS TIBIAL INSERT X3 POLY 16MM | 5537G416E | Standalone | DE0018575 | As per HSA registered indication(s)
Orthopaedics | Total knee replacement (TKR) | TKR tibial insert | TKR tibial insert - Constrained - Crosslinked polyethylene | STRYKER HOWMEDICA OSTEONICS | NO 4. TRIATHLON TS PLUS TIBIAL INSERT X3 POLY 19MM | 5537G419E | Standalone | DE0018575 | As per HSA registered indication(s)
Orthopaedics | Total knee replacement (TKR) | TKR tibial insert | TKR tibial insert - Constrained - Crosslinked polyethylene | STRYKER HOWMEDICA OSTEONICS | NO 4. TRIATHLON TS PLUS TIBIAL INSERT X3 POLY 22MM | 5537G422E | Standalone | DE0018575 | As per HSA registered indication(s)
Orthopaedics | Total knee replacement (TKR) | TKR tibial insert | TKR tibial insert - Constrained - Crosslinked polyethylene | STRYKER HOWMEDICA OSTEONICS | NO 4. TRIATHLON TS PLUS TIBIAL INSERT X3 POLY 25MM | 5537G425E | Standalone | DE0018575 | As per HSA registered indication(s)
Orthopaedics | Total knee replacement (TKR) | TKR tibial insert | TKR tibial insert - Constrained - Crosslinked polyethylene | STRYKER HOWMEDICA OSTEONICS | NO 4. TRIATHLON TS PLUS TIBIAL INSERT X3 POLY 28MM | 5537G428E | Standalone | DE0018575 | As per HSA registered indication(s)
Orthopaedics | Total knee replacement (TKR) | TKR tibial insert | TKR tibial insert - Constrained - Crosslinked polyethylene | STRYKER HOWMEDICA OSTEONICS | NO 4. TRIATHLON TS PLUS TIBIAL INSERT X3 POLY 31MM | 5537G431E | Standalone | DE0018575 | As per HSA registered indication(s)
Orthopaedics | Total knee replacement (TKR) | TKR tibial insert | TKR tibial insert - Constrained - Crosslinked polyethylene | STRYKER HOWMEDICA OSTEONICS | NO 4. TRIATHLON TS PLUS TIBIAL INSERT X3 POLY 9MM | 5537G409E | Standalone | DE0018575 | As per HSA registered indication(s)
Orthopaedics | Total knee replacement (TKR) | TKR tibial insert | TKR tibial insert - Constrained - Crosslinked polyethylene | STRYKER HOWMEDICA OSTEONICS | NO 5. TRIATHLON TS PLUS TIBIAL INSERT X3 POLY 11MM | 5537G511E | Standalone | DE0018575 | As per HSA registered indication(s)
Orthopaedics | Total knee replacement (TKR) | TKR tibial insert | TKR tibial insert - Constrained - Crosslinked polyethylene | STRYKER HOWMEDICA OSTEONICS | NO 5. TRIATHLON TS PLUS TIBIAL INSERT X3 POLY 13MM | 5537G513E | Standalone | DE0018575 | As per HSA registered indication(s)
Orthopaedics | Total knee replacement (TKR) | TKR tibial insert | TKR tibial insert - Constrained - Crosslinked polyethylene | STRYKER HOWMEDICA OSTEONICS | NO 5. TRIATHLON TS PLUS TIBIAL INSERT X3 POLY 16MM | 5537G516E | Standalone | DE0018575 | As per HSA registered indication(s)
Orthopaedics | Total knee replacement (TKR) | TKR tibial insert | TKR tibial insert - Constrained - Crosslinked polyethylene | STRYKER HOWMEDICA OSTEONICS | NO 5. TRIATHLON TS PLUS TIBIAL INSERT X3 POLY 19MM | 5537G519E | Standalone | DE0018575 | As per HSA registered indication(s)
Orthopaedics | Total knee replacement (TKR) | TKR tibial insert | TKR tibial insert - Constrained - Crosslinked polyethylene | STRYKER HOWMEDICA OSTEONICS | NO 5. TRIATHLON TS PLUS TIBIAL INSERT X3 POLY 22MM | 5537G522E | Standalone | DE0018575 | As per HSA registered indication(s)
Orthopaedics | Total knee replacement (TKR) | TKR tibial insert | TKR tibial insert - Constrained - Crosslinked polyethylene | STRYKER HOWMEDICA OSTEONICS | NO 5. TRIATHLON TS PLUS TIBIAL INSERT X3 POLY 25MM | 5537G525E | Standalone | DE0018575 | As per HSA registered indication(s)
Orthopaedics | Total knee replacement (TKR) | TKR tibial insert | TKR tibial insert - Constrained - Crosslinked polyethylene | STRYKER HOWMEDICA OSTEONICS | NO 5. TRIATHLON TS PLUS TIBIAL INSERT X3 POLY 28MM | 5537G528E | Standalone | DE0018575 | As per HSA registered indication(s)
Orthopaedics | Total knee replacement (TKR) | TKR tibial insert | TKR tibial insert - Constrained - Crosslinked polyethylene | STRYKER HOWMEDICA OSTEONICS | NO 5. TRIATHLON TS PLUS TIBIAL INSERT X3 POLY 31MM | 5537G531E | Standalone | DE0018575 | As per HSA registered indication(s)
Orthopaedics | Total knee replacement (TKR) | TKR tibial insert | TKR tibial insert - Constrained - Crosslinked polyethylene | STRYKER HOWMEDICA OSTEONICS | NO 5. TRIATHLON TS PLUS TIBIAL INSERT X3 POLY 9MM | 5537G509E | Standalone | DE0018575 | As per HSA registered indication(s)
Orthopaedics | Total knee replacement (TKR) | TKR tibial insert | TKR tibial insert - Constrained - Crosslinked polyethylene | STRYKER HOWMEDICA OSTEONICS | NO 6. TRIATHLON TS PLUS TIBIAL INSERT X3 POLY 11MM | 5537G611E | Standalone | DE0018575 | As per HSA registered indication(s)
Orthopaedics | Total knee replacement (TKR) | TKR tibial insert | TKR tibial insert - Constrained - Crosslinked polyethylene | STRYKER HOWMEDICA OSTEONICS | NO 6. TRIATHLON TS PLUS TIBIAL INSERT X3 POLY 13MM | 5537G613E | Standalone | DE0018575 | As per HSA registered indication(s)
Orthopaedics | Total knee replacement (TKR) | TKR tibial insert | TKR tibial insert - Constrained - Crosslinked polyethylene | STRYKER HOWMEDICA OSTEONICS | NO 6. TRIATHLON TS PLUS TIBIAL INSERT X3 POLY 16MM | 5537G616E | Standalone | DE0018575 | As per HSA registered indication(s)
Orthopaedics | Total knee replacement (TKR) | TKR tibial insert | TKR tibial insert - Constrained - Crosslinked polyethylene | STRYKER HOWMEDICA OSTEONICS | NO 6. TRIATHLON TS PLUS TIBIAL INSERT X3 POLY 19MM | 5537G619E | Standalone | DE0018575 | As per HSA registered indication(s)
Orthopaedics | Total knee replacement (TKR) | TKR tibial insert | TKR tibial insert - Constrained - Crosslinked polyethylene | STRYKER HOWMEDICA OSTEONICS | NO 6. TRIATHLON TS PLUS TIBIAL INSERT X3 POLY 22MM | 5537G622E | Standalone | DE0018575 | As per HSA registered indication(s)
Orthopaedics | Total knee replacement (TKR) | TKR tibial insert | TKR tibial insert - Constrained - Crosslinked polyethylene | STRYKER HOWMEDICA OSTEONICS | NO 6. TRIATHLON TS PLUS TIBIAL INSERT X3 POLY 25MM | 5537G625E | Standalone | DE0018575 | As per HSA registered indication(s)
Orthopaedics | Total knee replacement (TKR) | TKR tibial insert | TKR tibial insert - Constrained - Crosslinked polyethylene | STRYKER HOWMEDICA OSTEONICS | NO 6. TRIATHLON TS PLUS TIBIAL INSERT X3 POLY 28MM | 5537G628E | Standalone | DE0018575 | As per HSA registered indication(s)
Orthopaedics | Total knee replacement (TKR) | TKR tibial insert | TKR tibial insert - Constrained - Crosslinked polyethylene | STRYKER HOWMEDICA OSTEONICS | NO 6. TRIATHLON TS PLUS TIBIAL INSERT X3 POLY 31MM | 5537G631E | Standalone | DE0018575 | As per HSA registered indication(s)
Orthopaedics | Total knee replacement (TKR) | TKR tibial insert | TKR tibial insert - Constrained - Crosslinked polyethylene | STRYKER HOWMEDICA OSTEONICS | NO 6. TRIATHLON TS PLUS TIBIAL INSERT X3 POLY 9MM | 5537G609E | Standalone | DE0018575 | As per HSA registered indication(s)
Orthopaedics | Total knee replacement (TKR) | TKR tibial insert | TKR tibial insert - Constrained - Crosslinked polyethylene | STRYKER HOWMEDICA OSTEONICS | NO 7. TRIATHLON TS PLUS TIBIAL INSERT X3 POLY 11MM | 5537G711E | Standalone | DE0018575 | As per HSA registered indication(s)
Orthopaedics | Total knee replacement (TKR) | TKR tibial insert | TKR tibial insert - Constrained - Crosslinked polyethylene | STRYKER HOWMEDICA OSTEONICS | NO 7. TRIATHLON TS PLUS TIBIAL INSERT X3 POLY 13MM | 5537G713E | Standalone | DE0018575 | As per HSA registered indication(s)
Orthopaedics | Total knee replacement (TKR) | TKR tibial insert | TKR tibial insert - Constrained - Crosslinked polyethylene | STRYKER HOWMEDICA OSTEONICS | NO 7. TRIATHLON TS PLUS TIBIAL INSERT X3 POLY 16MM | 5537G716E | Standalone | DE0018575 | As per HSA registered indication(s)
Orthopaedics | Total knee replacement (TKR) | TKR tibial insert | TKR tibial insert - Constrained - Crosslinked polyethylene | STRYKER HOWMEDICA OSTEONICS | NO 7. TRIATHLON TS PLUS TIBIAL INSERT X3 POLY 19MM | 5537G719E | Standalone | DE0018575 | As per HSA registered indication(s)
Orthopaedics | Total knee replacement (TKR) | TKR tibial insert | TKR tibial insert - Constrained - Crosslinked polyethylene | STRYKER HOWMEDICA OSTEONICS | NO 7. TRIATHLON TS PLUS TIBIAL INSERT X3 POLY 22MM | 5537G722E | Standalone | DE0018575 | As per HSA registered indication(s)
Orthopaedics | Total knee replacement (TKR) | TKR tibial insert | TKR tibial insert - Constrained - Crosslinked polyethylene | STRYKER HOWMEDICA OSTEONICS | NO 7. TRIATHLON TS PLUS TIBIAL INSERT X3 POLY 25MM | 5537G725E | Standalone | DE0018575 | As per HSA registered indication(s)
Orthopaedics | Total knee replacement (TKR) | TKR tibial insert | TKR tibial insert - Constrained - Crosslinked polyethylene | STRYKER HOWMEDICA OSTEONICS | NO 7. TRIATHLON TS PLUS TIBIAL INSERT X3 POLY 28MM | 5537G728E | Standalone | DE0018575 | As per HSA registered indication(s)
Orthopaedics | Total knee replacement (TKR) | TKR tibial insert | TKR tibial insert - Constrained - Crosslinked polyethylene | STRYKER HOWMEDICA OSTEONICS | NO 7. TRIATHLON TS PLUS TIBIAL INSERT X3 POLY 31MM | 5537G731E | Standalone | DE0018575 | As per HSA registered indication(s)
Orthopaedics | Total knee replacement (TKR) | TKR tibial insert | TKR tibial insert - Constrained - Crosslinked polyethylene | STRYKER HOWMEDICA OSTEONICS | NO 7. TRIATHLON TS PLUS TIBIAL INSERT X3 POLY 9MM | 5537G709E | Standalone | DE0018575 | As per HSA registered indication(s)
Orthopaedics | Total knee replacement (TKR) | TKR tibial insert | TKR tibial insert - Constrained - Crosslinked polyethylene | STRYKER HOWMEDICA OSTEONICS | NO 8. TRIATHLON TS PLUS TIBIAL INSERT X3 POLY 11MM | 5537G811E | Standalone | DE0018575 | As per HSA registered indication(s)
Orthopaedics | Total knee replacement (TKR) | TKR tibial insert | TKR tibial insert - Constrained - Crosslinked polyethylene | STRYKER HOWMEDICA OSTEONICS | NO 8. TRIATHLON TS PLUS TIBIAL INSERT X3 POLY 13MM | 5537G813E | Standalone | DE0018575 | As per HSA registered indication(s)
Orthopaedics | Total knee replacement (TKR) | TKR tibial insert | TKR tibial insert - Constrained - Crosslinked polyethylene | STRYKER HOWMEDICA OSTEONICS | NO 8. TRIATHLON TS PLUS TIBIAL INSERT X3 POLY 16MM | 5537G816E | Standalone | DE0018575 | As per HSA registered indication(s)
Orthopaedics | Total knee replacement (TKR) | TKR tibial insert | TKR tibial insert - Constrained - Crosslinked polyethylene | STRYKER HOWMEDICA OSTEONICS | NO 8. TRIATHLON TS PLUS TIBIAL INSERT X3 POLY 19MM | 5537G819E | Standalone | DE0018575 | As per HSA registered indication(s)
Orthopaedics | Total knee replacement (TKR) | TKR tibial insert | TKR tibial insert - Constrained - Crosslinked polyethylene | STRYKER HOWMEDICA OSTEONICS | NO 8. TRIATHLON TS PLUS TIBIAL INSERT X3 POLY 22MM | 5537G822E | Standalone | DE0018575 | As per HSA registered indication(s)
Orthopaedics | Total knee replacement (TKR) | TKR tibial insert | TKR tibial insert - Constrained - Crosslinked polyethylene | STRYKER HOWMEDICA OSTEONICS | NO 8. TRIATHLON TS PLUS TIBIAL INSERT X3 POLY 25MM | 5537G825E | Standalone | DE0018575 | As per HSA registered indication(s)
Orthopaedics | Total knee replacement (TKR) | TKR tibial insert | TKR tibial insert - Constrained - Crosslinked polyethylene | STRYKER HOWMEDICA OSTEONICS | NO 8. TRIATHLON TS PLUS TIBIAL INSERT X3 POLY 28MM | 5537G828E | Standalone | DE0018575 | As per HSA registered indication(s)
Orthopaedics | Total knee replacement (TKR) | TKR tibial insert | TKR tibial insert - Constrained - Crosslinked polyethylene | STRYKER HOWMEDICA OSTEONICS | NO 8. TRIATHLON TS PLUS TIBIAL INSERT X3 POLY 31MM | 5537G831E | Standalone | DE0018575 | As per HSA registered indication(s)
Orthopaedics | Total knee replacement (TKR) | TKR tibial insert | TKR tibial insert - Constrained - Crosslinked polyethylene | STRYKER HOWMEDICA OSTEONICS | NO 8. TRIATHLON TS PLUS TIBIAL INSERT X3 POLY 9MM | 5537G809E | Standalone | DE0018575 | As per HSA registered indication(s)
Orthopaedics | Total knee replacement (TKR) | TKR tibial insert | TKR tibial insert - Constrained - Crosslinked polyethylene | Zimmer Inc | Persona Revision Vivacit-E Articular Surface CCK with Locking Screw and Insert Kit 10 mm Left 1-1+ AB | 42-5128-001-10 | Standalone | DE0505748 | As per HSA registered indication(s)
Orthopaedics | Total knee replacement (TKR) | TKR tibial insert | TKR tibial insert - Constrained - Crosslinked polyethylene | Zimmer Inc | Persona Revision Vivacit-E Articular Surface CCK with Locking Screw and Insert Kit 12 mm Left 1-1+ AB | 42-5128-001-12 | Standalone | DE0505748 | As per HSA registered indication(s)
Orthopaedics | Total knee replacement (TKR) | TKR tibial insert | TKR tibial insert - Constrained - Crosslinked polyethylene | Zimmer Inc | Persona Revision Vivacit-E Articular Surface CCK with Locking Screw and Insert Kit 14 mm Left 1-1+ AB | 42-5128-001-14 | Standalone | DE0505748 | As per HSA registered indication(s)
Orthopaedics | Total knee replacement (TKR) | TKR tibial insert | TKR tibial insert - Constrained - Crosslinked polyethylene | Zimmer Inc | Persona Revision Vivacit-E Articular Surface CCK with Locking Screw and Insert Kit 16 mm Left 1-1+ AB | 42-5128-001-16 | Standalone | DE0505748 | As per HSA registered indication(s)
Orthopaedics | Total knee replacement (TKR) | TKR tibial insert | TKR tibial insert - Constrained - Crosslinked polyethylene | Zimmer Inc | Persona Revision Vivacit-E Articular Surface CCK with Locking Screw and Insert Kit 18 mm Left 1-1+ AB | 42-5128-001-18 | Standalone | DE0505748 | As per HSA registered indication(s)
Orthopaedics | Total knee replacement (TKR) | TKR tibial insert | TKR tibial insert - Constrained - Crosslinked polyethylene | Zimmer Inc | Persona Revision Vivacit-E Articular Surface CCK with Locking Screw and Insert Kit 20 mm Left 1-1+ AB | 42-5128-001-20 | Standalone | DE0505748 | As per HSA registered indication(s)
Orthopaedics | Total knee replacement (TKR) | TKR tibial insert | TKR tibial insert - Constrained - Crosslinked polyethylene | Zimmer Inc | Persona Revision Vivacit-E Articular Surface CCK with Locking Screw and Insert Kit 10 mm Left 3-5+ AB | 42-5128-002-10 | Standalone | DE0505748 | As per HSA registered indication(s)
Orthopaedics | Total knee replacement (TKR) | TKR tibial insert | TKR tibial insert - Constrained - Crosslinked polyethylene | Zimmer Inc | Persona Revision Vivacit-E Articular Surface CCK with Locking Screw and Insert Kit 12 mm Left 3-5+ AB | 42-5128-002-12 | Standalone | DE0505748 | As per HSA registered indication(s)
Orthopaedics | Total knee replacement (TKR) | TKR tibial insert | TKR tibial insert - Constrained - Crosslinked polyethylene | Zimmer Inc | Persona Revision Vivacit-E Articular Surface CCK with Locking Screw and Insert Kit 14 mm Left 3-5+ AB | 42-5128-002-14 | Standalone | DE0505748 | As per HSA registered indication(s)
Orthopaedics | Total knee replacement (TKR) | TKR tibial insert | TKR tibial insert - Constrained - Crosslinked polyethylene | Zimmer Inc | Persona Revision Vivacit-E Articular Surface CCK with Locking Screw and Insert Kit 16 mm Left 3-5+ AB | 42-5128-002-16 | Standalone | DE0505748 | As per HSA registered indication(s)
Orthopaedics | Total knee replacement (TKR) | TKR tibial insert | TKR tibial insert - Constrained - Crosslinked polyethylene | Zimmer Inc | Persona Revision Vivacit-E Articular Surface CCK with Locking Screw and Insert Kit 18 mm Left 3-5+ AB | 42-5128-002-18 | Standalone | DE0505748 | As per HSA registered indication(s)
Orthopaedics | Total knee replacement (TKR) | TKR tibial insert | TKR tibial insert - Constrained - Crosslinked polyethylene | Zimmer Inc | Persona Revision Vivacit-E Articular Surface CCK with Locking Screw and Insert Kit 20 mm Left 3-5+ AB | 42-5128-002-20 | Standalone | DE0505748 | As per HSA registered indication(s)
Orthopaedics | Total knee replacement (TKR) | TKR tibial insert | TKR tibial insert - Constrained - Crosslinked polyethylene | Zimmer Inc | Persona Revision Vivacit-E Articular Surface CCK with Locking Screw and Insert Kit 10 mm Left 1-1+ CD | 42-5128-003-10 | Standalone | DE0505748 | As per HSA registered indication(s)
Orthopaedics | Total knee replacement (TKR) | TKR tibial insert | TKR tibial insert - Constrained - Crosslinked polyethylene | Zimmer Inc | Persona Revision Vivacit-E Articular Surface CCK with Locking Screw and Insert Kit 12 mm Left 1-1+ CD | 42-5128-003-12 | Standalone | DE0505748 | As per HSA registered indication(s)
Orthopaedics | Total knee replacement (TKR) | TKR tibial insert | TKR tibial insert - Constrained - Crosslinked polyethylene | Zimmer Inc | Persona Revision Vivacit-E Articular Surface CCK with Locking Screw and Insert Kit 14 mm Left 1-1+ CD | 42-5128-003-14 | Standalone | DE0505748 | As per HSA registered indication(s)
Orthopaedics | Total knee replacement (TKR) | TKR tibial insert | TKR tibial insert - Constrained - Crosslinked polyethylene | Zimmer Inc | Persona Revision Vivacit-E Articular Surface CCK with Locking Screw and Insert Kit 16 mm Left 1-1+ CD | 42-5128-003-16 | Standalone | DE0505748 | As per HSA registered indication(s)
Orthopaedics | Total knee replacement (TKR) | TKR tibial insert | TKR tibial insert - Constrained - Crosslinked polyethylene | Zimmer Inc | Persona Revision Vivacit-E Articular Surface CCK with Locking Screw and Insert Kit 18 mm Left 1-1+ CD | 42-5128-003-18 | Standalone | DE0505748 | As per HSA registered indication(s)
Orthopaedics | Total knee replacement (TKR) | TKR tibial insert | TKR tibial insert - Constrained - Crosslinked polyethylene | Zimmer Inc | Persona Revision Vivacit-E Articular Surface CCK with Locking Screw and Insert Kit 20 mm Left 1-1+ CD | 42-5128-003-20 | Standalone | DE0505748 | As per HSA registered indication(s)
Orthopaedics | Total knee replacement (TKR) | TKR tibial insert | TKR tibial insert - Constrained - Crosslinked polyethylene | Zimmer Inc | Persona Revision Vivacit-E Articular Surface CCK with Locking Screw and Insert Kit 10 mm Left 3-5+ CD | 42-5128-004-10 | Standalone | DE0505748 | As per HSA registered indication(s)
Orthopaedics | Total knee replacement (TKR) | TKR tibial insert | TKR tibial insert - Constrained - Crosslinked polyethylene | Zimmer Inc | Persona Revision Vivacit-E Articular Surface CCK with Locking Screw and Insert Kit 12 mm Left 3-5+ CD | 42-5128-004-12 | Standalone | DE0505748 | As per HSA registered indication(s)
Orthopaedics | Total knee replacement (TKR) | TKR tibial insert | TKR tibial insert - Constrained - Crosslinked polyethylene | Zimmer Inc | Persona Revision Vivacit-E Articular Surface CCK with Locking Screw and Insert Kit 14 mm Left 3-5+ CD | 42-5128-004-14 | Standalone | DE0505748 | As per HSA registered indication(s)
Orthopaedics | Total knee replacement (TKR) | TKR tibial insert | TKR tibial insert - Constrained - Crosslinked polyethylene | Zimmer Inc | Persona Revision Vivacit-E Articular Surface CCK with Locking Screw and Insert Kit 16 mm Left 3-5+ CD | 42-5128-004-16 | Standalone | DE0505748 | As per HSA registered indication(s)
Orthopaedics | Total knee replacement (TKR) | TKR tibial insert | TKR tibial insert - Constrained - Crosslinked polyethylene | Zimmer Inc | Persona Revision Vivacit-E Articular Surface CCK with Locking Screw and Insert Kit 18 mm Left 3-5+ CD | 42-5128-004-18 | Standalone | DE0505748 | As per HSA registered indication(s)
Orthopaedics | Total knee replacement (TKR) | TKR tibial insert | TKR tibial insert - Constrained - Crosslinked polyethylene | Zimmer Inc | Persona Revision Vivacit-E Articular Surface CCK with Locking Screw and Insert Kit 20 mm Left 3-5+ CD | 42-5128-004-20 | Standalone | DE0505748 | As per HSA registered indication(s)
Orthopaedics | Total knee replacement (TKR) | TKR tibial insert | TKR tibial insert - Constrained - Crosslinked polyethylene | Zimmer Inc | Persona Revision Vivacit-E Articular Surface CCK with Locking Screw and Insert Kit 10 mm Left 7-9+ CD | 42-5128-005-10 | Standalone | DE0505748 | As per HSA registered indication(s)
Orthopaedics | Total knee replacement (TKR) | TKR tibial insert | TKR tibial insert - Constrained - Crosslinked polyethylene | Zimmer Inc | Persona Revision Vivacit-E Articular Surface CCK with Locking Screw and Insert Kit 12 mm Left 7-9+ CD | 42-5128-005-12 | Standalone | DE0505748 | As per HSA registered indication(s)
Orthopaedics | Total knee replacement (TKR) | TKR tibial insert | TKR tibial insert - Constrained - Crosslinked polyethylene | Zimmer Inc | Persona Revision Vivacit-E Articular Surface CCK with Locking Screw and Insert Kit 14 mm Left 7-9+ CD | 42-5128-005-14 | Standalone | DE0505748 | As per HSA registered indication(s)
Orthopaedics | Total knee replacement (TKR) | TKR tibial insert | TKR tibial insert - Constrained - Crosslinked polyethylene | Zimmer Inc | Persona Revision Vivacit-E Articular Surface CCK with Locking Screw and Insert Kit 16 mm Left 7-9+ CD | 42-5128-005-16 | Standalone | DE0505748 | As per HSA registered indication(s)
Orthopaedics | Total knee replacement (TKR) | TKR tibial insert | TKR tibial insert - Constrained - Crosslinked polyethylene | Zimmer Inc | Persona Revision Vivacit-E Articular Surface CCK with Locking Screw and Insert Kit 18 mm Left 7-9+ CD | 42-5128-005-18 | Standalone | DE0505748 | As per HSA registered indication(s)
Orthopaedics | Total knee replacement (TKR) | TKR tibial insert | TKR tibial insert - Constrained - Crosslinked polyethylene | Zimmer Inc | Persona Revision Vivacit-E Articular Surface CCK with Locking Screw and Insert Kit 20 mm Left 7-9+ CD | 42-5128-005-20 | Standalone | DE0505748 | As per HSA registered indication(s)
Orthopaedics | Total knee replacement (TKR) | TKR tibial insert | TKR tibial insert - Constrained - Crosslinked polyethylene | Zimmer Inc | Persona Revision Vivacit-E Articular Surface CCK with Locking Screw and Insert Kit 10 mm Left 3-5+ EF | 42-5128-006-10 | Standalone | DE0505748 | As per HSA registered indication(s)
Orthopaedics | Total knee replacement (TKR) | TKR tibial insert | TKR tibial insert - Constrained - Crosslinked polyethylene | Zimmer Inc | Persona Revision Vivacit-E Articular Surface CCK with Locking Screw and Insert Kit 12 mm Left 3-5+ EF | 42-5128-006-12 | Standalone | DE0505748 | As per HSA registered indication(s)
Orthopaedics | Total knee replacement (TKR) | TKR tibial insert | TKR tibial insert - Constrained - Crosslinked polyethylene | Zimmer Inc | Persona Revision Vivacit-E Articular Surface CCK with Locking Screw and Insert Kit 14 mm Left 3-5+ EF | 42-5128-006-14 | Standalone | DE0505748 | As per HSA registered indication(s)
Orthopaedics | Total knee replacement (TKR) | TKR tibial insert | TKR tibial insert - Constrained - Crosslinked polyethylene | Zimmer Inc | Persona Revision Vivacit-E Articular Surface CCK with Locking Screw and Insert Kit 16 mm Left 3-5+ EF | 42-5128-006-16 | Standalone | DE0505748 | As per HSA registered indication(s)
Orthopaedics | Total knee replacement (TKR) | TKR tibial insert | TKR tibial insert - Constrained - Crosslinked polyethylene | Zimmer Inc | Persona Revision Vivacit-E Articular Surface CCK with Locking Screw and Insert Kit 18 mm Left 3-5+ EF | 42-5128-006-18 | Standalone | DE0505748 | As per HSA registered indication(s)
Orthopaedics | Total knee replacement (TKR) | TKR tibial insert | TKR tibial insert - Constrained - Crosslinked polyethylene | Zimmer Inc | Persona Revision Vivacit-E Articular Surface CCK with Locking Screw and Insert Kit 20 mm Left 3-5+ EF | 42-5128-006-20 | Standalone | DE0505748 | As per HSA registered indication(s)
Orthopaedics | Total knee replacement (TKR) | TKR tibial insert | TKR tibial insert - Constrained - Crosslinked polyethylene | Zimmer Inc | Persona Revision Vivacit-E Articular Surface CCK with Locking Screw and Insert Kit 10 mm Left 7-9+ EF | 42-5128-007-10 | Standalone | DE0505748 | As per HSA registered indication(s)
Orthopaedics | Total knee replacement (TKR) | TKR tibial insert | TKR tibial insert - Constrained - Crosslinked polyethylene | Zimmer Inc | Persona Revision Vivacit-E Articular Surface CCK with Locking Screw and Insert Kit 12 mm Left 7-9+ EF | 42-5128-007-12 | Standalone | DE0505748 | As per HSA registered indication(s)
Orthopaedics | Total knee replacement (TKR) | TKR tibial insert | TKR tibial insert - Constrained - Crosslinked polyethylene | Zimmer Inc | Persona Revision Vivacit-E Articular Surface CCK with Locking Screw and Insert Kit 14 mm Left 7-9+ EF | 42-5128-007-14 | Standalone | DE0505748 | As per HSA registered indication(s)
Orthopaedics | Total knee replacement (TKR) | TKR tibial insert | TKR tibial insert - Constrained - Crosslinked polyethylene | Zimmer Inc | Persona Revision Vivacit-E Articular Surface CCK with Locking Screw and Insert Kit 16 mm Left 7-9+ EF | 42-5128-007-16 | Standalone | DE0505748 | As per HSA registered indication(s)
Orthopaedics | Total knee replacement (TKR) | TKR tibial insert | TKR tibial insert - Constrained - Crosslinked polyethylene | Zimmer Inc | Persona Revision Vivacit-E Articular Surface CCK with Locking Screw and Insert Kit 18 mm Left 7-9+ EF | 42-5128-007-18 | Standalone | DE0505748 | As per HSA registered indication(s)
Orthopaedics | Total knee replacement (TKR) | TKR tibial insert | TKR tibial insert - Constrained - Crosslinked polyethylene | Zimmer Inc | Persona Revision Vivacit-E Articular Surface CCK with Locking Screw and Insert Kit 20 mm Left 7-9+ EF | 42-5128-007-20 | Standalone | DE0505748 | As per HSA registered indication(s)
Orthopaedics | Total knee replacement (TKR) | TKR tibial insert | TKR tibial insert - Constrained - Crosslinked polyethylene | Zimmer Inc | Persona Revision Vivacit-E Articular Surface CCK with Locking Screw and Insert Kit 10 mm Left 11-11+ EF | 42-5128-008-10 | Standalone | DE0505748 | As per HSA registered indication(s)
Orthopaedics | Total knee replacement (TKR) | TKR tibial insert | TKR tibial insert - Constrained - Crosslinked polyethylene | Zimmer Inc | Persona Revision Vivacit-E Articular Surface CCK with Locking Screw and Insert Kit 12 mm Left 11-11+ EF | 42-5128-008-12 | Standalone | DE0505748 | As per HSA registered indication(s)
Orthopaedics | Total knee replacement (TKR) | TKR tibial insert | TKR tibial insert - Constrained - Crosslinked polyethylene | Zimmer Inc | Persona Revision Vivacit-E Articular Surface CCK with Locking Screw and Insert Kit 14 mm Left 11-11+ EF | 42-5128-008-14 | Standalone | DE0505748 | As per HSA registered indication(s)
Orthopaedics | Total knee replacement (TKR) | TKR tibial insert | TKR tibial insert - Constrained - Crosslinked polyethylene | Zimmer Inc | Persona Revision Vivacit-E Articular Surface CCK with Locking Screw and Insert Kit 16 mm Left 11-11+ EF | 42-5128-008-16 | Standalone | DE0505748 | As per HSA registered indication(s)
Orthopaedics | Total knee replacement (TKR) | TKR tibial insert | TKR tibial insert - Constrained - Crosslinked polyethylene | Zimmer Inc | Persona Revision Vivacit-E Articular Surface CCK with Locking Screw and Insert Kit 18 mm Left 11-11+ EF | 42-5128-008-18 | Standalone | DE0505748 | As per HSA registered indication(s)
Orthopaedics | Total knee replacement (TKR) | TKR tibial insert | TKR tibial insert - Constrained - Crosslinked polyethylene | Zimmer Inc | Persona Revision Vivacit-E Articular Surface CCK with Locking Screw and Insert Kit 20 mm Left 11-11+ EF | 42-5128-008-20 | Standalone | DE0505748 | As per HSA registered indication(s)
Orthopaedics | Total knee replacement (TKR) | TKR tibial insert | TKR tibial insert - Constrained - Crosslinked polyethylene | Zimmer Inc | Persona Revision Vivacit-E Articular Surface CCK with Locking Screw and Insert Kit 10 mm Left 7-9+ GH | 42-5128-009-10 | Standalone | DE0505748 | As per HSA registered indication(s)
Orthopaedics | Total knee replacement (TKR) | TKR tibial insert | TKR tibial insert - Constrained - Crosslinked polyethylene | Zimmer Inc | Persona Revision Vivacit-E Articular Surface CCK with Locking Screw and Insert Kit 12 mm Left 7-9+ GH | 42-5128-009-12 | Standalone | DE0505748 | As per HSA registered indication(s)
Orthopaedics | Total knee replacement (TKR) | TKR tibial insert | TKR tibial insert - Constrained - Crosslinked polyethylene | Zimmer Inc | Persona Revision Vivacit-E Articular Surface CCK with Locking Screw and Insert Kit 14 mm Left 7-9+ GH | 42-5128-009-14 | Standalone | DE0505748 | As per HSA registered indication(s)
Orthopaedics | Total knee replacement (TKR) | TKR tibial insert | TKR tibial insert - Constrained - Crosslinked polyethylene | Zimmer Inc | Persona Revision Vivacit-E Articular Surface CCK with Locking Screw and Insert Kit 16 mm Left 7-9+ GH | 42-5128-009-16 | Standalone | DE0505748 | As per HSA registered indication(s)
Orthopaedics | Total knee replacement (TKR) | TKR tibial insert | TKR tibial insert - Constrained - Crosslinked polyethylene | Zimmer Inc | Persona Revision Vivacit-E Articular Surface CCK with Locking Screw and Insert Kit 18 mm Left 7-9+ GH | 42-5128-009-18 | Standalone | DE0505748 | As per HSA registered indication(s)
Orthopaedics | Total knee replacement (TKR) | TKR tibial insert | TKR tibial insert - Constrained - Crosslinked polyethylene | Zimmer Inc | Persona Revision Vivacit-E Articular Surface CCK with Locking Screw and Insert Kit 20 mm Left 7-9+ GH | 42-5128-009-20 | Standalone | DE0505748 | As per HSA registered indication(s)
Orthopaedics | Total knee replacement (TKR) | TKR tibial insert | TKR tibial insert - Constrained - Crosslinked polyethylene | Zimmer Inc | Persona Revision Vivacit-E Articular Surface CCK with Locking Screw and Insert Kit 10 mm Left 11-13 GH | 42-5128-010-10 | Standalone | DE0505748 | As per HSA registered indication(s)
Orthopaedics | Total knee replacement (TKR) | TKR tibial insert | TKR tibial insert - Constrained - Crosslinked polyethylene | Zimmer Inc | Persona Revision Vivacit-E Articular Surface CCK with Locking Screw and Insert Kit 12 mm Left 11-13 GH | 42-5128-010-12 | Standalone | DE0505748 | As per HSA registered indication(s)
Orthopaedics | Total knee replacement (TKR) | TKR tibial insert | TKR tibial insert - Constrained - Crosslinked polyethylene | Zimmer Inc | Persona Revision Vivacit-E Articular Surface CCK with Locking Screw and Insert Kit 14 mm Left 11-13 GH | 42-5128-010-14 | Standalone | DE0505748 | As per HSA registered indication(s)
Orthopaedics | Total knee replacement (TKR) | TKR tibial insert | TKR tibial insert - Constrained - Crosslinked polyethylene | Zimmer Inc | Persona Revision Vivacit-E Articular Surface CCK with Locking Screw and Insert Kit 16 mm Left 11-13 GH | 42-5128-010-16 | Standalone | DE0505748 | As per HSA registered indication(s)
Orthopaedics | Total knee replacement (TKR) | TKR tibial insert | TKR tibial insert - Constrained - Crosslinked polyethylene | Zimmer Inc | Persona Revision Vivacit-E Articular Surface CCK with Locking Screw and Insert Kit 18 mm Left 11-13 GH | 42-5128-010-18 | Standalone | DE0505748 | As per HSA registered indication(s)
Orthopaedics | Total knee replacement (TKR) | TKR tibial insert | TKR tibial insert - Constrained - Crosslinked polyethylene | Zimmer Inc | Persona Revision Vivacit-E Articular Surface CCK with Locking Screw and Insert Kit 20 mm Left 11-13 GH | 42-5128-010-20 | Standalone | DE0505748 | As per HSA registered indication(s)
Orthopaedics | Total knee replacement (TKR) | TKR tibial insert | TKR tibial insert - Constrained - Crosslinked polyethylene | Zimmer Inc | Persona Revision Vivacit-E Articular Surface CCK with Locking Screw and Insert Kit 10 mm Right 1-1+ AB | 42-5228-001-10 | Standalone | DE0505748 | As per HSA registered indication(s)
Orthopaedics | Total knee replacement (TKR) | TKR tibial insert | TKR tibial insert - Constrained - Crosslinked polyethylene | Zimmer Inc | Persona Revision Vivacit-E Articular Surface CCK with Locking Screw and Insert Kit 12 mm Right 1-1+ AB | 42-5228-001-12 | Standalone | DE0505748 | As per HSA registered indication(s)
Orthopaedics | Total knee replacement (TKR) | TKR tibial insert | TKR tibial insert - Constrained - Crosslinked polyethylene | Zimmer Inc | Persona Revision Vivacit-E Articular Surface CCK with Locking Screw and Insert Kit 14 mm Right 1-1+ AB | 42-5228-001-14 | Standalone | DE0505748 | As per HSA registered indication(s)
Orthopaedics | Total knee replacement (TKR) | TKR tibial insert | TKR tibial insert - Constrained - Crosslinked polyethylene | Zimmer Inc | Persona Revision Vivacit-E Articular Surface CCK with Locking Screw and Insert Kit 16 mm Right 1-1+ AB | 42-5228-001-16 | Standalone | DE0505748 | As per HSA registered indication(s)
Orthopaedics | Total knee replacement (TKR) | TKR tibial insert | TKR tibial insert - Constrained - Crosslinked polyethylene | Zimmer Inc | Persona Revision Vivacit-E Articular Surface CCK with Locking Screw and Insert Kit 18 mm Right 1-1+ AB | 42-5228-001-18 | Standalone | DE0505748 | As per HSA registered indication(s)
Orthopaedics | Total knee replacement (TKR) | TKR tibial insert | TKR tibial insert - Constrained - Crosslinked polyethylene | Zimmer Inc | Persona Revision Vivacit-E Articular Surface CCK with Locking Screw and Insert Kit 20 mm Right 1-1+ AB | 42-5228-001-20 | Standalone | DE0505748 | As per HSA registered indication(s)
Orthopaedics | Total knee replacement (TKR) | TKR tibial insert | TKR tibial insert - Constrained - Crosslinked polyethylene | Zimmer Inc | Persona Revision Vivacit-E Articular Surface CCK with Locking Screw and Insert Kit 22 mm Right 1-1+ AB | 42-5228-001-22 | Standalone | DE0505748 | As per HSA registered indication(s)
Orthopaedics | Total knee replacement (TKR) | TKR tibial insert | TKR tibial insert - Constrained - Crosslinked polyethylene | Zimmer Inc | Persona Revision Vivacit-E Articular Surface CCK with Locking Screw and Insert Kit 24 mm Right 1-1+ AB | 42-5228-001-24 | Standalone | DE0505748 | As per HSA registered indication(s)
Orthopaedics | Total knee replacement (TKR) | TKR tibial insert | TKR tibial insert - Constrained - Crosslinked polyethylene | Zimmer Inc | Persona Revision Vivacit-E Articular Surface CCK with Locking Screw and Insert Kit 26 mm Right 1-1+ AB | 42-5228-001-26 | Standalone | DE0505748 | As per HSA registered indication(s)
Orthopaedics | Total knee replacement (TKR) | TKR tibial insert | TKR tibial insert - Constrained - Crosslinked polyethylene | Zimmer Inc | Persona Revision Vivacit-E Articular Surface CCK with Locking Screw and Insert Kit 10 mm Right 3-5+ AB | 42-5228-002-10 | Standalone | DE0505748 | As per HSA registered indication(s)
Orthopaedics | Total knee replacement (TKR) | TKR tibial insert | TKR tibial insert - Constrained - Crosslinked polyethylene | Zimmer Inc | Persona Revision Vivacit-E Articular Surface CCK with Locking Screw and Insert Kit 12 mm Right 3-5+ AB | 42-5228-002-12 | Standalone | DE0505748 | As per HSA registered indication(s)
Orthopaedics | Total knee replacement (TKR) | TKR tibial insert | TKR tibial insert - Constrained - Crosslinked polyethylene | Zimmer Inc | Persona Revision Vivacit-E Articular Surface CCK with Locking Screw and Insert Kit 14 mm Right 3-5+ AB | 42-5228-002-14 | Standalone | DE0505748 | As per HSA registered indication(s)
Orthopaedics | Total knee replacement (TKR) | TKR tibial insert | TKR tibial insert - Constrained - Crosslinked polyethylene | Zimmer Inc | Persona Revision Vivacit-E Articular Surface CCK with Locking Screw and Insert Kit 16 mm Right 3-5+ AB | 42-5228-002-16 | Standalone | DE0505748 | As per HSA registered indication(s)
Orthopaedics | Total knee replacement (TKR) | TKR tibial insert | TKR tibial insert - Constrained - Crosslinked polyethylene | Zimmer Inc | Persona Revision Vivacit-E Articular Surface CCK with Locking Screw and Insert Kit 18 mm Right 3-5+ AB | 42-5228-002-18 | Standalone | DE0505748 | As per HSA registered indication(s)
Orthopaedics | Total knee replacement (TKR) | TKR tibial insert | TKR tibial insert - Constrained - Crosslinked polyethylene | Zimmer Inc | Persona Revision Vivacit-E Articular Surface CCK with Locking Screw and Insert Kit 20 mm Right 3-5+ AB | 42-5228-002-20 | Standalone | DE0505748 | As per HSA registered indication(s)
Orthopaedics | Total knee replacement (TKR) | TKR tibial insert | TKR tibial insert - Constrained - Crosslinked polyethylene | Zimmer Inc | Persona Revision Vivacit-E Articular Surface CCK with Locking Screw and Insert Kit 10 mm Right 1-1+ CD | 42-5228-003-10 | Standalone | DE0505748 | As per HSA registered indication(s)
Orthopaedics | Total knee replacement (TKR) | TKR tibial insert | TKR tibial insert - Constrained - Crosslinked polyethylene | Zimmer Inc | Persona Revision Vivacit-E Articular Surface CCK with Locking Screw and Insert Kit 12 mm Right 1-1+ CD | 42-5228-003-12 | Standalone | DE0505748 | As per HSA registered indication(s)
Orthopaedics | Total knee replacement (TKR) | TKR tibial insert | TKR tibial insert - Constrained - Crosslinked polyethylene | Zimmer Inc | Persona Revision Vivacit-E Articular Surface CCK with Locking Screw and Insert Kit 14 mm Right 1-1+ CD | 42-5228-003-14 | Standalone | DE0505748 | As per HSA registered indication(s)
Orthopaedics | Total knee replacement (TKR) | TKR tibial insert | TKR tibial insert - Constrained - Crosslinked polyethylene | Zimmer Inc | Persona Revision Vivacit-E Articular Surface CCK with Locking Screw and Insert Kit 16 mm Right 1-1+ CD | 42-5228-003-16 | Standalone | DE0505748 | As per HSA registered indication(s)
Orthopaedics | Total knee replacement (TKR) | TKR tibial insert | TKR tibial insert - Constrained - Crosslinked polyethylene | Zimmer Inc | Persona Revision Vivacit-E Articular Surface CCK with Locking Screw and Insert Kit 18 mm Right 1-1+ CD | 42-5228-003-18 | Standalone | DE0505748 | As per HSA registered indication(s)
Orthopaedics | Total knee replacement (TKR) | TKR tibial insert | TKR tibial insert - Constrained - Crosslinked polyethylene | Zimmer Inc | Persona Revision Vivacit-E Articular Surface CCK with Locking Screw and Insert Kit 20 mm Right 1-1+ CD | 42-5228-003-20 | Standalone | DE0505748 | As per HSA registered indication(s)
Orthopaedics | Total knee replacement (TKR) | TKR tibial insert | TKR tibial insert - Constrained - Crosslinked polyethylene | Zimmer Inc | Persona Revision Vivacit-E Articular Surface CCK with Locking Screw and Insert Kit 10 mm Right 3-5+ CD | 42-5228-004-10 | Standalone | DE0505748 | As per HSA registered indication(s)
Orthopaedics | Total knee replacement (TKR) | TKR tibial insert | TKR tibial insert - Constrained - Crosslinked polyethylene | Zimmer Inc | Persona Revision Vivacit-E Articular Surface CCK with Locking Screw and Insert Kit 12 mm Right 3-5+ CD | 42-5228-004-12 | Standalone | DE0505748 | As per HSA registered indication(s)
Orthopaedics | Total knee replacement (TKR) | TKR tibial insert | TKR tibial insert - Constrained - Crosslinked polyethylene | Zimmer Inc | Persona Revision Vivacit-E Articular Surface CCK with Locking Screw and Insert Kit 14 mm Right 3-5+ CD | 42-5228-004-14 | Standalone | DE0505748 | As per HSA registered indication(s)
Orthopaedics | Total knee replacement (TKR) | TKR tibial insert | TKR tibial insert - Constrained - Crosslinked polyethylene | Zimmer Inc | Persona Revision Vivacit-E Articular Surface CCK with Locking Screw and Insert Kit 16 mm Right 3-5+ CD | 42-5228-004-16 | Standalone | DE0505748 | As per HSA registered indication(s)
Orthopaedics | Total knee replacement (TKR) | TKR tibial insert | TKR tibial insert - Constrained - Crosslinked polyethylene | Zimmer Inc | Persona Revision Vivacit-E Articular Surface CCK with Locking Screw and Insert Kit 18 mm Right 3-5+ CD | 42-5228-004-18 | Standalone | DE0505748 | As per HSA registered indication(s)
Orthopaedics | Total knee replacement (TKR) | TKR tibial insert | TKR tibial insert - Constrained - Crosslinked polyethylene | Zimmer Inc | Persona Revision Vivacit-E Articular Surface CCK with Locking Screw and Insert Kit 20 mm Right 3-5+ CD | 42-5228-004-20 | Standalone | DE0505748 | As per HSA registered indication(s)
Orthopaedics | Total knee replacement (TKR) | TKR tibial insert | TKR tibial insert - Constrained - Crosslinked polyethylene | Zimmer Inc | Persona Revision Vivacit-E Articular Surface CCK with Locking Screw and Insert Kit 10 mm Right 7-9+ CD | 42-5228-005-10 | Standalone | DE0505748 | As per HSA registered indication(s)
Orthopaedics | Total knee replacement (TKR) | TKR tibial insert | TKR tibial insert - Constrained - Crosslinked polyethylene | Zimmer Inc | Persona Revision Vivacit-E Articular Surface CCK with Locking Screw and Insert Kit 12 mm Right 7-9+ CD | 42-5228-005-12 | Standalone | DE0505748 | As per HSA registered indication(s)
Orthopaedics | Total knee replacement (TKR) | TKR tibial insert | TKR tibial insert - Constrained - Crosslinked polyethylene | Zimmer Inc | Persona Revision Vivacit-E Articular Surface CCK with Locking Screw and Insert Kit 14 mm Right 7-9+ CD | 42-5228-005-14 | Standalone | DE0505748 | As per HSA registered indication(s)
Orthopaedics | Total knee replacement (TKR) | TKR tibial insert | TKR tibial insert - Constrained - Crosslinked polyethylene | Zimmer Inc | Persona Revision Vivacit-E Articular Surface CCK with Locking Screw and Insert Kit 16 mm Right 7-9+ CD | 42-5228-005-16 | Standalone | DE0505748 | As per HSA registered indication(s)
Orthopaedics | Total knee replacement (TKR) | TKR tibial insert | TKR tibial insert - Constrained - Crosslinked polyethylene | Zimmer Inc | Persona Revision Vivacit-E Articular Surface CCK with Locking Screw and Insert Kit 18 mm Right 7-9+ CD | 42-5228-005-18 | Standalone | DE0505748 | As per HSA registered indication(s)
Orthopaedics | Total knee replacement (TKR) | TKR tibial insert | TKR tibial insert - Constrained - Crosslinked polyethylene | Zimmer Inc | Persona Revision Vivacit-E Articular Surface CCK with Locking Screw and Insert Kit 20 mm Right 7-9+ CD | 42-5228-005-20 | Standalone | DE0505748 | As per HSA registered indication(s)
Orthopaedics | Total knee replacement (TKR) | TKR tibial insert | TKR tibial insert - Constrained - Crosslinked polyethylene | Zimmer Inc | Persona Revision Vivacit-E Articular Surface CCK with Locking Screw and Insert Kit 10 mm Right 3-5+ EF | 42-5228-006-10 | Standalone | DE0505748 | As per HSA registered indication(s)
Orthopaedics | Total knee replacement (TKR) | TKR tibial insert | TKR tibial insert - Constrained - Crosslinked polyethylene | Zimmer Inc | Persona Revision Vivacit-E Articular Surface CCK with Locking Screw and Insert Kit 12 mm Right 3-5+ EF | 42-5228-006-12 | Standalone | DE0505748 | As per HSA registered indication(s)
Orthopaedics | Total knee replacement (TKR) | TKR tibial insert | TKR tibial insert - Constrained - Crosslinked polyethylene | Zimmer Inc | Persona Revision Vivacit-E Articular Surface CCK with Locking Screw and Insert Kit 14 mm Right 3-5+ EF | 42-5228-006-14 | Standalone | DE0505748 | As per HSA registered indication(s)
Orthopaedics | Total knee replacement (TKR) | TKR tibial insert | TKR tibial insert - Constrained - Crosslinked polyethylene | Zimmer Inc | Persona Revision Vivacit-E Articular Surface CCK with Locking Screw and Insert Kit 16 mm Right 3-5+ EF | 42-5228-006-16 | Standalone | DE0505748 | As per HSA registered indication(s)
Orthopaedics | Total knee replacement (TKR) | TKR tibial insert | TKR tibial insert - Constrained - Crosslinked polyethylene | Zimmer Inc | Persona Revision Vivacit-E Articular Surface CCK with Locking Screw and Insert Kit 18 mm Right 3-5+ EF | 42-5228-006-18 | Standalone | DE0505748 | As per HSA registered indication(s)
Orthopaedics | Total knee replacement (TKR) | TKR tibial insert | TKR tibial insert - Constrained - Crosslinked polyethylene | Zimmer Inc | Persona Revision Vivacit-E Articular Surface CCK with Locking Screw and Insert Kit 20 mm Right 3-5+ EF | 42-5228-006-20 | Standalone | DE0505748 | As per HSA registered indication(s)
Orthopaedics | Total knee replacement (TKR) | TKR tibial insert | TKR tibial insert - Constrained - Crosslinked polyethylene | Zimmer Inc | Persona Revision Vivacit-E Articular Surface CCK with Locking Screw and Insert Kit 10 mm Right 7-9+ EF | 42-5228-007-10 | Standalone | DE0505748 | As per HSA registered indication(s)
Orthopaedics | Total knee replacement (TKR) | TKR tibial insert | TKR tibial insert - Constrained - Crosslinked polyethylene | Zimmer Inc | Persona Revision Vivacit-E Articular Surface CCK with Locking Screw and Insert Kit 12 mm Right 7-9+ EF | 42-5228-007-12 | Standalone | DE0505748 | As per HSA registered indication(s)
Orthopaedics | Total knee replacement (TKR) | TKR tibial insert | TKR tibial insert - Constrained - Crosslinked polyethylene | Zimmer Inc | Persona Revision Vivacit-E Articular Surface CCK with Locking Screw and Insert Kit 14 mm Right 7-9+ EF | 42-5228-007-14 | Standalone | DE0505748 | As per HSA registered indication(s)
Orthopaedics | Total knee replacement (TKR) | TKR tibial insert | TKR tibial insert - Constrained - Crosslinked polyethylene | Zimmer Inc | Persona Revision Vivacit-E Articular Surface CCK with Locking Screw and Insert Kit 16 mm Right 7-9+ EF | 42-5228-007-16 | Standalone | DE0505748 | As per HSA registered indication(s)
Orthopaedics | Total knee replacement (TKR) | TKR tibial insert | TKR tibial insert - Constrained - Crosslinked polyethylene | Zimmer Inc | Persona Revision Vivacit-E Articular Surface CCK with Locking Screw and Insert Kit 18 mm Right 7-9+ EF | 42-5228-007-18 | Standalone | DE0505748 | As per HSA registered indication(s)
Orthopaedics | Total knee replacement (TKR) | TKR tibial insert | TKR tibial insert - Constrained - Crosslinked polyethylene | Zimmer Inc | Persona Revision Vivacit-E Articular Surface CCK with Locking Screw and Insert Kit 20 mm Right 7-9+ EF | 42-5228-007-20 | Standalone | DE0505748 | As per HSA registered indication(s)
Orthopaedics | Total knee replacement (TKR) | TKR tibial insert | TKR tibial insert - Constrained - Crosslinked polyethylene | Zimmer Inc | Persona Revision Vivacit-E Articular Surface CCK with Locking Screw and Insert Kit 10 mm Right 11-11+ EF | 42-5228-008-10 | Standalone | DE0505748 | As per HSA registered indication(s)
Orthopaedics | Total knee replacement (TKR) | TKR tibial insert | TKR tibial insert - Constrained - Crosslinked polyethylene | Zimmer Inc | Persona Revision Vivacit-E Articular Surface CCK with Locking Screw and Insert Kit 12 mm Right 11-11+ EF | 42-5228-008-12 | Standalone | DE0505748 | As per HSA registered indication(s)
Orthopaedics | Total knee replacement (TKR) | TKR tibial insert | TKR tibial insert - Constrained - Crosslinked polyethylene | Zimmer Inc | Persona Revision Vivacit-E Articular Surface CCK with Locking Screw and Insert Kit 14 mm Right 11-11+ EF | 42-5228-008-14 | Standalone | DE0505748 | As per HSA registered indication(s)
Orthopaedics | Total knee replacement (TKR) | TKR tibial insert | TKR tibial insert - Constrained - Crosslinked polyethylene | Zimmer Inc | Persona Revision Vivacit-E Articular Surface CCK with Locking Screw and Insert Kit 16 mm Right 11-11+ EF | 42-5228-008-16 | Standalone | DE0505748 | As per HSA registered indication(s)
Orthopaedics | Total knee replacement (TKR) | TKR tibial insert | TKR tibial insert - Constrained - Crosslinked polyethylene | Zimmer Inc | Persona Revision Vivacit-E Articular Surface CCK with Locking Screw and Insert Kit 18 mm Right 11-11+ EF | 42-5228-008-18 | Standalone | DE0505748 | As per HSA registered indication(s)
Orthopaedics | Total knee replacement (TKR) | TKR tibial insert | TKR tibial insert - Constrained - Crosslinked polyethylene | Zimmer Inc | Persona Revision Vivacit-E Articular Surface CCK with Locking Screw and Insert Kit 20 mm Right 11-11+ EF | 42-5228-008-20 | Standalone | DE0505748 | As per HSA registered indication(s)
Orthopaedics | Total knee replacement (TKR) | TKR tibial insert | TKR tibial insert - Constrained - Crosslinked polyethylene | Zimmer Inc | Persona Revision Vivacit-E Articular Surface CCK with Locking Screw and Insert Kit 10 mm Right 7-9+ GH | 42-5228-009-10 | Standalone | DE0505748 | As per HSA registered indication(s)
Orthopaedics | Total knee replacement (TKR) | TKR tibial insert | TKR tibial insert - Constrained - Crosslinked polyethylene | Zimmer Inc | Persona Revision Vivacit-E Articular Surface CCK with Locking Screw and Insert Kit 12 mm Right 7-9+ GH | 42-5228-009-12 | Standalone | DE0505748 | As per HSA registered indication(s)
Orthopaedics | Total knee replacement (TKR) | TKR tibial insert | TKR tibial insert - Constrained - Crosslinked polyethylene | Zimmer Inc | Persona Revision Vivacit-E Articular Surface CCK with Locking Screw and Insert Kit 14 mm Right 7-9+ GH | 42-5228-009-14 | Standalone | DE0505748 | As per HSA registered indication(s)
Orthopaedics | Total knee replacement (TKR) | TKR tibial insert | TKR tibial insert - Constrained - Crosslinked polyethylene | Zimmer Inc | Persona Revision Vivacit-E Articular Surface CCK with Locking Screw and Insert Kit 16 mm Right 7-9+ GH | 42-5228-009-16 | Standalone | DE0505748 | As per HSA registered indication(s)
Orthopaedics | Total knee replacement (TKR) | TKR tibial insert | TKR tibial insert - Constrained - Crosslinked polyethylene | Zimmer Inc | Persona Revision Vivacit-E Articular Surface CCK with Locking Screw and Insert Kit 18 mm Right 7-9+ GH | 42-5228-009-18 | Standalone | DE0505748 | As per HSA registered indication(s)
Orthopaedics | Total knee replacement (TKR) | TKR tibial insert | TKR tibial insert - Constrained - Crosslinked polyethylene | Zimmer Inc | Persona Revision Vivacit-E Articular Surface CCK with Locking Screw and Insert Kit 20 mm Right 7-9+ GH | 42-5228-009-20 | Standalone | DE0505748 | As per HSA registered indication(s)
Orthopaedics | Total knee replacement (TKR) | TKR tibial insert | TKR tibial insert - Constrained - Crosslinked polyethylene | Zimmer Inc | Persona Revision Vivacit-E Articular Surface CCK with Locking Screw and Insert Kit 10 mm Right 11-13 GH | 42-5228-010-10 | Standalone | DE0505748 | As per HSA registered indication(s)
Orthopaedics | Total knee replacement (TKR) | TKR tibial insert | TKR tibial insert - Constrained - Crosslinked polyethylene | Zimmer Inc | Persona Revision Vivacit-E Articular Surface CCK with Locking Screw and Insert Kit 12 mm Right 11-13 GH | 42-5228-010-12 | Standalone | DE0505748 | As per HSA registered indication(s)
Orthopaedics | Total knee replacement (TKR) | TKR tibial insert | TKR tibial insert - Constrained - Crosslinked polyethylene | Zimmer Inc | Persona Revision Vivacit-E Articular Surface CCK with Locking Screw and Insert Kit 14 mm Right 11-13 GH | 42-5228-010-14 | Standalone | DE0505748 | As per HSA registered indication(s)
Orthopaedics | Total knee replacement (TKR) | TKR tibial insert | TKR tibial insert - Constrained - Crosslinked polyethylene | Zimmer Inc | Persona Revision Vivacit-E Articular Surface CCK with Locking Screw and Insert Kit 16 mm Right 11-13 GH | 42-5228-010-16 | Standalone | DE0505748 | As per HSA registered indication(s)
Orthopaedics | Total knee replacement (TKR) | TKR tibial insert | TKR tibial insert - Constrained - Crosslinked polyethylene | Zimmer Inc | Persona Revision Vivacit-E Articular Surface CCK with Locking Screw and Insert Kit 18 mm Right 11-13 GH | 42-5228-010-18 | Standalone | DE0505748 | As per HSA registered indication(s)
Orthopaedics | Total knee replacement (TKR) | TKR tibial insert | TKR tibial insert - Constrained - Crosslinked polyethylene | Zimmer Inc | Persona Revision Vivacit-E Articular Surface CCK with Locking Screw and Insert Kit 20 mm Right 11-13 GH | 42-5228-010-20 | Standalone | DE0505748 | As per HSA registered indication(s)
Orthopaedics | Total knee replacement (TKR) | TKR tibial insert | TKR tibial insert - Constrained - Crosslinked polyethylene | DePuy Ireland | ATTUNE CRS FB INSRT SZ 2 22MM | 151700222 | Standalone | DE0502715 | As per HSA registered indication(s)
Orthopaedics | Total knee replacement (TKR) | TKR tibial insert | TKR tibial insert - Constrained - Crosslinked polyethylene | DePuy Ireland | ATTUNE CRS FB INSRT SZ 2 24MM | 151700224 | Standalone | DE0502715 | As per HSA registered indication(s)
Orthopaedics | Total knee replacement (TKR) | TKR tibial insert | TKR tibial insert - Constrained - Crosslinked polyethylene | DePuy Ireland | ATTUNE CRS FB INSRT SZ 2 26MM | 151700226 | Standalone | DE0502715 | As per HSA registered indication(s)
Orthopaedics | Total knee replacement (TKR) | TKR tibial insert | TKR tibial insert - Constrained - Crosslinked polyethylene | DePuy Ireland | ATTUNE CRS FB INSRT SZ 3 22MM | 151700322 | Standalone | DE0502715 | As per HSA registered indication(s)
Orthopaedics | Total knee replacement (TKR) | TKR tibial insert | TKR tibial insert - Constrained - Crosslinked polyethylene | DePuy Ireland | ATTUNE CRS FB INSRT SZ 3 24MM | 151700324 | Standalone | DE0502715 | As per HSA registered indication(s)
Orthopaedics | Total knee replacement (TKR) | TKR tibial insert | TKR tibial insert - Constrained - Crosslinked polyethylene | DePuy Ireland | ATTUNE CRS FB INSRT SZ 3 26MM | 151700326 | Standalone | DE0502715 | As per HSA registered indication(s)
Orthopaedics | Total knee replacement (TKR) | TKR tibial insert | TKR tibial insert - Constrained - Crosslinked polyethylene | DePuy Ireland | ATTUNE CRS FB INSRT SZ 4 22MM | 151700422 | Standalone | DE0502715 | As per HSA registered indication(s)
Orthopaedics | Total knee replacement (TKR) | TKR tibial insert | TKR tibial insert - Constrained - Crosslinked polyethylene | DePuy Ireland | ATTUNE CRS FB INSRT SZ 4 24MM | 151700424 | Standalone | DE0502715 | As per HSA registered indication(s)
Orthopaedics | Total knee replacement (TKR) | TKR tibial insert | TKR tibial insert - Constrained - Crosslinked polyethylene | DePuy Ireland | ATTUNE CRS FB INSRT SZ 4 26MM | 151700426 | Standalone | DE0502715 | As per HSA registered indication(s)
Orthopaedics | Total knee replacement (TKR) | TKR tibial insert | TKR tibial insert - Constrained - Crosslinked polyethylene | DePuy Ireland | ATTUNE CRS FB INSRT SZ 5 22MM | 151700522 | Standalone | DE0502715 | As per HSA registered indication(s)
Orthopaedics | Total knee replacement (TKR) | TKR tibial insert | TKR tibial insert - Constrained - Crosslinked polyethylene | DePuy Ireland | ATTUNE CRS FB INSRT SZ 5 24MM | 151700524 | Standalone | DE0502715 | As per HSA registered indication(s)
Orthopaedics | Total knee replacement (TKR) | TKR tibial insert | TKR tibial insert - Constrained - Crosslinked polyethylene | DePuy Ireland | ATTUNE CRS FB INSRT SZ 5 26MM | 151700526 | Standalone | DE0502715 | As per HSA registered indication(s)
Orthopaedics | Total knee replacement (TKR) | TKR tibial insert | TKR tibial insert - Constrained - Crosslinked polyethylene | DePuy Ireland | ATTUNE CRS FB INSRT SZ 6 22MM | 151700622 | Standalone | DE0502715 | As per HSA registered indication(s)
Orthopaedics | Total knee replacement (TKR) | TKR tibial insert | TKR tibial insert - Constrained - Crosslinked polyethylene | DePuy Ireland | ATTUNE CRS FB INSRT SZ 6 24MM | 151700624 | Standalone | DE0502715 | As per HSA registered indication(s)
Orthopaedics | Total knee replacement (TKR) | TKR tibial insert | TKR tibial insert - Constrained - Crosslinked polyethylene | DePuy Ireland | ATTUNE CRS FB INSRT SZ 6 26MM | 151700626 | Standalone | DE0502715 | As per HSA registered indication(s)
Orthopaedics | Total knee replacement (TKR) | TKR tibial insert | TKR tibial insert - Constrained - Crosslinked polyethylene | DePuy Ireland | ATTUNE CRS FB INSRT SZ 7 22MM | 151700722 | Standalone | DE0502715 | As per HSA registered indication(s)
Orthopaedics | Total knee replacement (TKR) | TKR tibial insert | TKR tibial insert - Constrained - Crosslinked polyethylene | DePuy Ireland | ATTUNE CRS FB INSRT SZ 7 24MM | 151700724 | Standalone | DE0502715 | As per HSA registered indication(s)
Orthopaedics | Total knee replacement (TKR) | TKR tibial insert | TKR tibial insert - Constrained - Crosslinked polyethylene | DePuy Ireland | ATTUNE CRS FB INSRT SZ 7 26MM | 151700726 | Standalone | DE0502715 | As per HSA registered indication(s)
Orthopaedics | Total knee replacement (TKR) | TKR tibial insert | TKR tibial insert - Constrained - Crosslinked polyethylene | DePuy Ireland | ATTUNE CRS FB INSRT SZ 8 22MM | 151700822 | Standalone | DE0502715 | As per HSA registered indication(s)
Orthopaedics | Total knee replacement (TKR) | TKR tibial insert | TKR tibial insert - Constrained - Crosslinked polyethylene | DePuy Ireland | ATTUNE CRS FB INSRT SZ 8 24MM | 151700824 | Standalone | DE0502715 | As per HSA registered indication(s)
Orthopaedics | Total knee replacement (TKR) | TKR tibial insert | TKR tibial insert - Constrained - Crosslinked polyethylene | DePuy Ireland | ATTUNE CRS FB INSRT SZ 8 26MM | 151700826 | Standalone | DE0502715 | As per HSA registered indication(s)
Orthopaedics | Total knee replacement (TKR) | TKR tibial insert | TKR tibial insert - Constrained - Crosslinked polyethylene | DePuy Ireland | ATTUNE CRS RP INSRT SZ 2 22MM | 151710222 | Standalone | DE0502715 | As per HSA registered indication(s)
Orthopaedics | Total knee replacement (TKR) | TKR tibial insert | TKR tibial insert - Constrained - Crosslinked polyethylene | DePuy Ireland | ATTUNE CRS RP INSRT SZ 2 24MM | 151710224 | Standalone | DE0502715 | As per HSA registered indication(s)
Orthopaedics | Total knee replacement (TKR) | TKR tibial insert | TKR tibial insert - Constrained - Crosslinked polyethylene | DePuy Ireland | ATTUNE CRS RP INSRT SZ 2 26MM | 151710226 | Standalone | DE0502715 | As per HSA registered indication(s)
Orthopaedics | Total knee replacement (TKR) | TKR tibial insert | TKR tibial insert - Constrained - Crosslinked polyethylene | DePuy Ireland | ATTUNE CRS RP INSRT SZ 3 22MM | 151710322 | Standalone | DE0502715 | As per HSA registered indication(s)
Orthopaedics | Total knee replacement (TKR) | TKR tibial insert | TKR tibial insert - Constrained - Crosslinked polyethylene | DePuy Ireland | ATTUNE CRS RP INSRT SZ 3 24MM | 151710324 | Standalone | DE0502715 | As per HSA registered indication(s)
Orthopaedics | Total knee replacement (TKR) | TKR tibial insert | TKR tibial insert - Constrained - Crosslinked polyethylene | DePuy Ireland | ATTUNE CRS RP INSRT SZ 3 26MM | 151710326 | Standalone | DE0502715 | As per HSA registered indication(s)
Orthopaedics | Total knee replacement (TKR) | TKR tibial insert | TKR tibial insert - Constrained - Crosslinked polyethylene | DePuy Ireland | ATTUNE CRS RP INSRT SZ 4 22MM | 151710422 | Standalone | DE0502715 | As per HSA registered indication(s)
Orthopaedics | Total knee replacement (TKR) | TKR tibial insert | TKR tibial insert - Constrained - Crosslinked polyethylene | DePuy Ireland | ATTUNE CRS RP INSRT SZ 4 24MM | 151710424 | Standalone | DE0502715 | As per HSA registered indication(s)
Orthopaedics | Total knee replacement (TKR) | TKR tibial insert | TKR tibial insert - Constrained - Crosslinked polyethylene | DePuy Ireland | ATTUNE CRS RP INSRT SZ 4 26MM | 151710426 | Standalone | DE0502715 | As per HSA registered indication(s)
Orthopaedics | Total knee replacement (TKR) | TKR tibial insert | TKR tibial insert - Constrained - Crosslinked polyethylene | DePuy Ireland | ATTUNE CRS RP INSRT SZ 5 22MM | 151710522 | Standalone | DE0502715 | As per HSA registered indication(s)
Orthopaedics | Total knee replacement (TKR) | TKR tibial insert | TKR tibial insert - Constrained - Crosslinked polyethylene | DePuy Ireland | ATTUNE CRS RP INSRT SZ 5 24MM | 151710524 | Standalone | DE0502715 | As per HSA registered indication(s)
Orthopaedics | Total knee replacement (TKR) | TKR tibial insert | TKR tibial insert - Constrained - Crosslinked polyethylene | DePuy Ireland | ATTUNE CRS RP INSRT SZ 5 26MM | 151710526 | Standalone | DE0502715 | As per HSA registered indication(s)
Orthopaedics | Total knee replacement (TKR) | TKR tibial insert | TKR tibial insert - Constrained - Crosslinked polyethylene | DePuy Ireland | ATTUNE CRS RP INSRT SZ 6 22MM | 151710622 | Standalone | DE0502715 | As per HSA registered indication(s)
Orthopaedics | Total knee replacement (TKR) | TKR tibial insert | TKR tibial insert - Constrained - Crosslinked polyethylene | DePuy Ireland | ATTUNE CRS RP INSRT SZ 6 24MM | 151710624 | Standalone | DE0502715 | As per HSA registered indication(s)
Orthopaedics | Total knee replacement (TKR) | TKR tibial insert | TKR tibial insert - Constrained - Crosslinked polyethylene | DePuy Ireland | ATTUNE CRS RP INSRT SZ 6 26MM | 151710626 | Standalone | DE0502715 | As per HSA registered indication(s)
Orthopaedics | Total knee replacement (TKR) | TKR tibial insert | TKR tibial insert - Constrained - Crosslinked polyethylene | DePuy Ireland | ATTUNE CRS RP INSRT SZ 7 22MM | 151710722 | Standalone | DE0502715 | As per HSA registered indication(s)
Orthopaedics | Total knee replacement (TKR) | TKR tibial insert | TKR tibial insert - Constrained - Crosslinked polyethylene | DePuy Ireland | ATTUNE CRS RP INSRT SZ 7 24MM | 151710724 | Standalone | DE0502715 | As per HSA registered indication(s)
Orthopaedics | Total knee replacement (TKR) | TKR tibial insert | TKR tibial insert - Constrained - Crosslinked polyethylene | DePuy Ireland | ATTUNE CRS RP INSRT SZ 7 26MM | 151710726 | Standalone | DE0502715 | As per HSA registered indication(s)
Orthopaedics | Total knee replacement (TKR) | TKR tibial insert | TKR tibial insert - Constrained - Crosslinked polyethylene | DePuy Ireland | ATTUNE CRS RP INSRT SZ 8 22MM | 151710822 | Standalone | DE0502715 | As per HSA registered indication(s)
Orthopaedics | Total knee replacement (TKR) | TKR tibial insert | TKR tibial insert - Constrained - Crosslinked polyethylene | DePuy Ireland | ATTUNE CRS RP INSRT SZ 8 24MM | 151710824 | Standalone | DE0502715 | As per HSA registered indication(s)
Orthopaedics | Total knee replacement (TKR) | TKR tibial insert | TKR tibial insert - Constrained - Crosslinked polyethylene | DePuy Ireland | ATTUNE CRS RP INSRT SZ 8 26MM | 151710826 | Standalone | DE0502715 | As per HSA registered indication(s)
Orthopaedics | Total knee replacement (TKR) | TKR patellar component | TKR patellar component - Standard | DePuy (Ireland) | ATTUNE MEDIAL DOME PAT 29MM | 151820029 | Standalone | DE0013986 | As per HSA registered indication(s)
Orthopaedics | Total knee replacement (TKR) | TKR patellar component | TKR patellar component - Standard | DePuy (Ireland) | ATTUNE MEDIAL DOME PAT 32MM | 151820032 | Standalone | DE0013986 | As per HSA registered indication(s)
Orthopaedics | Total knee replacement (TKR) | TKR patellar component | TKR patellar component - Standard | DePuy (Ireland) | ATTUNE MEDIAL DOME PAT 35MM | 151820035 | Standalone | DE0013986 | As per HSA registered indication(s)
Orthopaedics | Total knee replacement (TKR) | TKR patellar component | TKR patellar component - Standard | DePuy (Ireland) | ATTUNE MEDIAL DOME PAT 38MM | 151820038 | Standalone | DE0013986 | As per HSA registered indication(s)
Orthopaedics | Total knee replacement (TKR) | TKR patellar component | TKR patellar component - Standard | DePuy (Ireland) | ATTUNE MEDIAL DOME PAT 41MM | 151820041 | Standalone | DE0013986 | As per HSA registered indication(s)
Orthopaedics | Total knee replacement (TKR) | TKR patellar component | TKR patellar component - Standard | DePuy (Ireland) | ATTUNE MEDIAL ANAT PAT 29MM | 151810029 | Standalone | DE0013986 | As per HSA registered indication(s)
Orthopaedics | Total knee replacement (TKR) | TKR patellar component | TKR patellar component - Standard | DePuy (Ireland) | ATTUNE MEDIAL ANAT PAT 32MM | 151810032 | Standalone | DE0013986 | As per HSA registered indication(s)
Orthopaedics | Total knee replacement (TKR) | TKR patellar component | TKR patellar component - Standard | DePuy (Ireland) | ATTUNE MEDIAL ANAT PAT 35MM | 151810035 | Standalone | DE0013986 | As per HSA registered indication(s)
Orthopaedics | Total knee replacement (TKR) | TKR patellar component | TKR patellar component - Standard | DePuy (Ireland) | ATTUNE MEDIAL ANAT PAT 38MM | 151810038 | Standalone | DE0013986 | As per HSA registered indication(s)
Orthopaedics | Total knee replacement (TKR) | TKR patellar component | TKR patellar component - Standard | DePuy (Ireland) | ATTUNE MEDIAL ANAT PAT 41MM | 151810041 | Standalone | DE0013986 | As per HSA registered indication(s)
Orthopaedics | Total knee replacement (TKR) | TKR patellar component | TKR patellar component - Standard | DePuy Orthopaedics | PFC SIGMA OVL DOME PAT 3PEG32 | 960100 | Standalone | DE0003257 | As per HSA registered indication(s)
Orthopaedics | Total knee replacement (TKR) | TKR patellar component | TKR patellar component - Standard | DePuy Orthopaedics | PFC SIGMA OVL DOME PAT 3PEG 35 | 960101 | Standalone | DE0003257 | As per HSA registered indication(s)
Orthopaedics | Total knee replacement (TKR) | TKR patellar component | TKR patellar component - Standard | DePuy Orthopaedics | PFC SIGMA OVL DOME PAT 3PEG 38 | 960102 | Standalone | DE0003257 | As per HSA registered indication(s)
Orthopaedics | Total knee replacement (TKR) | TKR patellar component | TKR patellar component - Standard | DePuy Orthopaedics | PFC SIGMA OV/DOME PAT 3PEG 41 | 960103 | Standalone | DE0003257 | As per HSA registered indication(s)
Orthopaedics | Total knee replacement (TKR) | TKR patellar component | TKR patellar component - Standard | DePuy Orthopaedics | 30 mm SROM Dome Patella | 621630 | Standalone | DE0016852 | As per HSA registered indication(s)
Orthopaedics | Total knee replacement (TKR) | TKR patellar component | TKR patellar component - Standard | DePuy Orthopaedics | 32 mm SROM Dome Patella | 621632 | Standalone | DE0016852 | As per HSA registered indication(s)
Orthopaedics | Total knee replacement (TKR) | TKR patellar component | TKR patellar component - Standard | DePuy Orthopaedics | 35 mm SROM Dome Patella | 621635 | Standalone | DE0016852 | As per HSA registered indication(s)
Orthopaedics | Total knee replacement (TKR) | TKR patellar component | TKR patellar component - Standard | DePuy Orthopaedics | 38 mm SROM Dome Patella | 621638 | Standalone | DE0016852 | As per HSA registered indication(s)
Orthopaedics | Total knee replacement (TKR) | TKR patellar component | TKR patellar component - Standard | Smith+Nephew | Resurfacing Patella 26mm | 71420580 | Standalone | DE0001162 | As per HSA registered indication(s)
Orthopaedics | Total knee replacement (TKR) | TKR patellar component | TKR patellar component - Standard | Smith+Nephew | Resurfacing Patella 29mm | 71420574 | Standalone | DE0001162 | As per HSA registered indication(s)
Orthopaedics | Total knee replacement (TKR) | TKR patellar component | TKR patellar component - Standard | Smith+Nephew | Resurfacing Patella 32mm | 71420576 | Standalone | DE0001162 | As per HSA registered indication(s)
Orthopaedics | Total knee replacement (TKR) | TKR patellar component | TKR patellar component - Standard | Smith+Nephew | Resurfacing Patella 35mm | 71420578 | Standalone | DE0001162 | As per HSA registered indication(s)
Orthopaedics | Total knee replacement (TKR) | TKR patellar component | TKR patellar component - Standard | Smith+Nephew | Biconvex Patella 23mm | 71420566 | Standalone | DE0001162 | As per HSA registered indication(s)
Orthopaedics | Total knee replacement (TKR) | TKR patellar component | TKR patellar component - Standard | Smith+Nephew | Biconvex Patella 26mm | 71420568 | Standalone | DE0001162 | As per HSA registered indication(s)
Orthopaedics | Total knee replacement (TKR) | TKR patellar component | TKR patellar component - Standard | Smith+Nephew | Biconvex Patella 29mm | 71420570 | Standalone | DE0001162 | As per HSA registered indication(s)
Orthopaedics | Total knee replacement (TKR) | TKR patellar component | TKR patellar component - Standard | Smith+Nephew | Biconvex Patella 32mm | 71420572 | Standalone | DE0001162 | As per HSA registered indication(s)
Orthopaedics | Total knee replacement (TKR) | TKR patellar component | TKR patellar component - Standard | Smith+Nephew | GENESIS II 7.5mm Resurfacing Patellar Component 26mm | 71932634 | Standalone | DE0001162 | As per HSA registered indication(s)
Orthopaedics | Total knee replacement (TKR) | TKR patellar component | TKR patellar component - Standard | Smith+Nephew | GENESIS II 7.5mm Resurfacing Patellar Component 29mm | 71932635 | Standalone | DE0001162 | As per HSA registered indication(s)
Orthopaedics | Total knee replacement (TKR) | TKR patellar component | TKR patellar component - Standard | Smith+Nephew | GENESIS II 7.5mm Resurfacing Patellar Component 32mm | 71932636 | Standalone | DE0001162 | As per HSA registered indication(s)
Orthopaedics | Total knee replacement (TKR) | TKR patellar component | TKR patellar component - Standard | Smith+Nephew | GENESIS II 7.5mm Resurfacing Patellar Component 35mm | 71932637 | Standalone | DE0001162 | As per HSA registered indication(s)
Orthopaedics | Total knee replacement (TKR) | TKR patellar component | TKR patellar component - Standard | Smith+Nephew | JOURNEY Patella Biconvex 23mm Standard | 74024623 | Standalone | DE0500840 | As per HSA registered indication(s)
Orthopaedics | Total knee replacement (TKR) | TKR patellar component | TKR patellar component - Standard | Smith+Nephew | JOURNEY Patella Biconvex 26mm Standard | 74024626 | Standalone | DE0500840 | As per HSA registered indication(s)
Orthopaedics | Total knee replacement (TKR) | TKR patellar component | TKR patellar component - Standard | Smith+Nephew | JOURNEY Patella Biconvex 29mm Standard | 74024629 | Standalone | DE0500840 | As per HSA registered indication(s)
Orthopaedics | Total knee replacement (TKR) | TKR patellar component | TKR patellar component - Standard | Smith+Nephew | JOURNEY Patella Biconvex 32mm Standard | 74024632 | Standalone | DE0500840 | As per HSA registered indication(s)
Orthopaedics | Total knee replacement (TKR) | TKR patellar component | TKR patellar component - Standard | Smith+Nephew | JOURNEY Patella Resurfacing 26mm Standard | 74024826 | Standalone | DE0500840 | As per HSA registered indication(s)
Orthopaedics | Total knee replacement (TKR) | TKR patellar component | TKR patellar component - Standard | Smith+Nephew | JOURNEY Patella Resurfacing 29mm Standard | 74024829 | Standalone | DE0500840 | As per HSA registered indication(s)
Orthopaedics | Total knee replacement (TKR) | TKR patellar component | TKR patellar component - Standard | Smith+Nephew | JOURNEY Patella Resurfacing 32mm Standard | 74024832 | Standalone | DE0500840 | As per HSA registered indication(s)
Orthopaedics | Total knee replacement (TKR) | TKR patellar component | TKR patellar component - Standard | Smith+Nephew | JOURNEY Patella Resurfacing 35mm Standard | 74024835 | Standalone | DE0500840 | As per HSA registered indication(s)
Orthopaedics | Total knee replacement (TKR) | TKR patellar component | TKR patellar component - Standard | Smith+Nephew | JOURNEY Patella Resurfacing 38mm Standard | 74024838 | Standalone | DE0500840 | As per HSA registered indication(s)
Orthopaedics | Total knee replacement (TKR) | TKR patellar component | TKR patellar component - Standard | Smith+Nephew | JOURNEY Patella Resurfacing 41mm Standard | 74024841 | Standalone | DE0500840 | As per HSA registered indication(s)
Orthopaedics | Total knee replacement (TKR) | TKR patellar component | TKR patellar component - Standard | STRYKER HOWMEDICA OSTEONICS | Univeral Dome Patella Size 3 Thickness 8mm | 733308 | Standalone | DE0004051 | As per HSA registered indication(s)
Orthopaedics | Total knee replacement (TKR) | TKR patellar component | TKR patellar component - Standard | STRYKER HOWMEDICA OSTEONICS | Univeral Dome Patella Size 5 Thickness 8mm | 733508 | Standalone | DE0004051 | As per HSA registered indication(s)
Orthopaedics | Total knee replacement (TKR) | TKR patellar component | TKR patellar component - Standard | STRYKER HOWMEDICA OSTEONICS | Univeral Dome Patella Size 7 Thickness 8mm | 733708 | Standalone | DE0004051 | As per HSA registered indication(s)
Orthopaedics | Total knee replacement (TKR) | TKR patellar component | TKR patellar component - Standard | STRYKER HOWMEDICA OSTEONICS | Scorpio Concent Dome Patella Size 5 | 732510 | Standalone | DE0004051 | As per HSA registered indication(s)
Orthopaedics | Total knee replacement (TKR) | TKR patellar component | TKR patellar component - Standard | STRYKER HOWMEDICA OSTEONICS | SCORPIO CONCENT DOME PATELLAR #7 | 732710 | Standalone | DE0004051 | As per HSA registered indication(s)
Orthopaedics | Total knee replacement (TKR) | TKR patellar component | TKR patellar component - Standard | STRYKER HOWMEDICA OSTEONICS | SCORPIO CONCENT DOME PATELLAR #9 | 732910 | Standalone | DE0004051 | As per HSA registered indication(s)
Orthopaedics | Total knee replacement (TKR) | TKR patellar component | TKR patellar component - Standard | STRYKER HOWMEDICA OSTEONICS | Symmetric Patella X3- S27mm x 8mm | 5550G278 | Standalone | DE0018575 | As per HSA registered indication(s)
Orthopaedics | Total knee replacement (TKR) | TKR patellar component | TKR patellar component - Standard | STRYKER HOWMEDICA OSTEONICS | Symmetric Patella X3- S29mm x 8mm | 5550G298 | Standalone | DE0018575 | As per HSA registered indication(s)
Orthopaedics | Total knee replacement (TKR) | TKR patellar component | TKR patellar component - Standard | STRYKER HOWMEDICA OSTEONICS | Symmetric Patella X3- S31mm x 9mm | 5550G319 | Standalone | DE0018575 | As per HSA registered indication(s)
Orthopaedics | Total knee replacement (TKR) | TKR patellar component | TKR patellar component - Standard | STRYKER HOWMEDICA OSTEONICS | Symmetric Patella X3- S33mm x 9mm | 5550G339 | Standalone | DE0018575 | As per HSA registered indication(s)
Orthopaedics | Total knee replacement (TKR) | TKR patellar component | TKR patellar component - Standard | STRYKER HOWMEDICA OSTEONICS | Symmetric Patella X3- S36mm x 10mm | 5550G360 | Standalone | DE0018575 | As per HSA registered indication(s)
Orthopaedics | Total knee replacement (TKR) | TKR patellar component | TKR patellar component - Standard | STRYKER HOWMEDICA OSTEONICS | Symmetric Patella X3- S39mm x 11mm | 5550G391 | Standalone | DE0018575 | As per HSA registered indication(s)
Orthopaedics | Total knee replacement (TKR) | TKR patellar component | TKR patellar component - Standard | STRYKER HOWMEDICA OSTEONICS | Asymmetrical Patella Size 29 | 5551G299 | Standalone | DE0018575 | As per HSA registered indication(s)
Orthopaedics | Total knee replacement (TKR) | TKR patellar component | TKR patellar component - Standard | STRYKER HOWMEDICA OSTEONICS | Asymmetrical Patella Size 32 | 5551G320 | Standalone | DE0018575 | As per HSA registered indication(s)
Orthopaedics | Total knee replacement (TKR) | TKR patellar component | TKR patellar component - Standard | STRYKER HOWMEDICA OSTEONICS | Asymmetrical Patella Size 35 | 5551G350 | Standalone | DE0018575 | As per HSA registered indication(s)
Orthopaedics | Total knee replacement (TKR) | TKR patellar component | TKR patellar component - Standard | STRYKER HOWMEDICA OSTEONICS | Asymmetrical Patella Size 38 | 5551G381 | Standalone | DE0018575 | As per HSA registered indication(s)
Orthopaedics | Total knee replacement (TKR) | TKR patellar component | TKR patellar component - Standard | STRYKER HOWMEDICA OSTEONICS | Asymmetrical Patella Size 40 | 5551G401 | Standalone | DE0018575 | As per HSA registered indication(s)
Orthopaedics | Total knee replacement (TKR) | TKR patellar component | TKR patellar component - Standard | STRYKER HOWMEDICA OSTEONICS | TRIATHLON ASYM X3 PAT 29X9 | 5551G299E | Standalone | DE0018575 | As per HSA registered indication(s)
Orthopaedics | Total knee replacement (TKR) | TKR patellar component | TKR patellar component - Standard | STRYKER HOWMEDICA OSTEONICS | TRIATHLON ASYM X3 PAT 32X10 | 5551G320E | Standalone | DE0018575 | As per HSA registered indication(s)
Orthopaedics | Total knee replacement (TKR) | TKR patellar component | TKR patellar component - Standard | STRYKER HOWMEDICA OSTEONICS | TRIATHLON ASYM X3 PAT 35X10 | 5551G350E | Standalone | DE0018575 | As per HSA registered indication(s)
Orthopaedics | Total knee replacement (TKR) | TKR patellar component | TKR patellar component - Standard | STRYKER HOWMEDICA OSTEONICS | TRIATHLON ASYM X3 PAT 38X11 | 5551G381E | Standalone | DE0018575 | As per HSA registered indication(s)
Orthopaedics | Total knee replacement (TKR) | TKR patellar component | TKR patellar component - Standard | STRYKER HOWMEDICA OSTEONICS | TRIATHLON ASYM X3 PAT 40X11 | 5551G401E | Standalone | DE0018575 | As per HSA registered indication(s)
Orthopaedics | Total knee replacement (TKR) | TKR patellar component | TKR patellar component - Standard | STRYKER HOWMEDICA OSTEONICS | TRIATHLON SYM X3 PATELLA 27X8 | 5550G278E | Standalone | DE0018575 | As per HSA registered indication(s)
Orthopaedics | Total knee replacement (TKR) | TKR patellar component | TKR patellar component - Standard | STRYKER HOWMEDICA OSTEONICS | TRIATHLON SYM X3 PATELLA 29X8 | 5550G298E | Standalone | DE0018575 | As per HSA registered indication(s)
Orthopaedics | Total knee replacement (TKR) | TKR patellar component | TKR patellar component - Standard | STRYKER HOWMEDICA OSTEONICS | TRIATHLON SYM X3 PATELLA 31X9 | 5550G319E | Standalone | DE0018575 | As per HSA registered indication(s)
Orthopaedics | Total knee replacement (TKR) | TKR patellar component | TKR patellar component - Standard | STRYKER HOWMEDICA OSTEONICS | TRIATHLON SYM X3 PATELLA 33X9 | 5550G339E | Standalone | DE0018575 | As per HSA registered indication(s)
Orthopaedics | Total knee replacement (TKR) | TKR patellar component | TKR patellar component - Standard | STRYKER HOWMEDICA OSTEONICS | TRIATHLON SYM X3 PATELLA 36X10 | 5550G360E | Standalone | DE0018575 | As per HSA registered indication(s)
Orthopaedics | Total knee replacement (TKR) | TKR patellar component | TKR patellar component - Standard | STRYKER HOWMEDICA OSTEONICS | TRIATHLON SYMMETRIC X3 PATELLA | 5550G391E | Standalone | DE0018575 | As per HSA registered indication(s)
Orthopaedics | Total knee replacement (TKR) | TKR patellar component | TKR patellar component - Standard | Stryker RHQ NL-LIM Limerick | TRIATHLON SYM PATELLA S27X8MM | 5550L278 | Standalone | DE0018575 | As per HSA registered indication(s)
Orthopaedics | Total knee replacement (TKR) | TKR patellar component | TKR patellar component - Standard | Stryker RHQ NL-LIM Limerick | TRIATHLON SYM PATELLA S29X8MM | 5550L298 | Standalone | DE0018575 | As per HSA registered indication(s)
Orthopaedics | Total knee replacement (TKR) | TKR patellar component | TKR patellar component - Standard | Stryker RHQ NL-LIM Limerick | TRIATHLON SYM PATELLA S31X9MM | 5550L319 | Standalone | DE0018575 | As per HSA registered indication(s)
Orthopaedics | Total knee replacement (TKR) | TKR patellar component | TKR patellar component - Standard | Stryker RHQ NL-LIM Limerick | TRIATHLON SYM PATELLA S33X9MM | 5550L339 | Standalone | DE0018575 | As per HSA registered indication(s)
Orthopaedics | Total knee replacement (TKR) | TKR patellar component | TKR patellar component - Standard | Stryker RHQ NL-LIM Limerick | TRIATHLON SYM PATELLA S36X10 | 5550L360 | Standalone | DE0018575 | As per HSA registered indication(s)
Orthopaedics | Total knee replacement (TKR) | TKR patellar component | TKR patellar component - Standard | Stryker RHQ NL-LIM Limerick | TRIATHLON SYM PATELLA S39X11 | 5550L391 | Standalone | DE0018575 | As per HSA registered indication(s)
Orthopaedics | Total knee replacement (TKR) | TKR patellar component | TKR patellar component - Standard | Stryker RHQ NL-LIM Limerick | TRIATHLON ASYM PATELLA A29X9MM | 5551L299 | Standalone | DE0018575 | As per HSA registered indication(s)
Orthopaedics | Total knee replacement (TKR) | TKR patellar component | TKR patellar component - Standard | Stryker RHQ NL-LIM Limerick | TRIATHLON ASYM PATELLA A32X10 | 5551L320 | Standalone | DE0018575 | As per HSA registered indication(s)
Orthopaedics | Total knee replacement (TKR) | TKR patellar component | TKR patellar component - Standard | Stryker RHQ NL-LIM Limerick | TRIATHLON ASYM PATELLA A35X10 | 5551L350 | Standalone | DE0018575 | As per HSA registered indication(s)
Orthopaedics | Total knee replacement (TKR) | TKR patellar component | TKR patellar component - Standard | Stryker RHQ NL-LIM Limerick | TRIATHLON ASYM PATELLA A38X11 | 5551L381 | Standalone | DE0018575 | As per HSA registered indication(s)
Orthopaedics | Total knee replacement (TKR) | TKR patellar component | TKR patellar component - Standard | Stryker RHQ NL-LIM Limerick | TRIATHLON ASYM PATELLA A40X11 | 5551L401 | Standalone | DE0018575 | As per HSA registered indication(s)
Orthopaedics | Total knee replacement (TKR) | TKR patellar component | TKR patellar component - Standard | Zimmer Biomet | Series A Standard Patella 3 Peg No/Wire 25x8 | 184760 | Standalone | DE0008428 | As per HSA registered indication(s)
Orthopaedics | Total knee replacement (TKR) | TKR patellar component | TKR patellar component - Standard | Zimmer Biomet | Series A Standard Patella 3 Peg No/Wire 28x8 | 184762 | Standalone | DE0008428 | As per HSA registered indication(s)
Orthopaedics | Total knee replacement (TKR) | TKR patellar component | TKR patellar component - Standard | Zimmer Biomet | Series A Standard Patella 3 Peg No/Wire 33x8 | 184764 | Standalone | DE0008428 | As per HSA registered indication(s)
Orthopaedics | Total knee replacement (TKR) | TKR patellar component | TKR patellar component - Standard | Zimmer Biomet | Series A Standard Patella 3 Peg No/Wire 34x8.5 | 184766 | Standalone | DE0008428 | As per HSA registered indication(s)
Orthopaedics | Total knee replacement (TKR) | TKR patellar component | TKR patellar component - Standard | Zimmer Biomet | Series A Standard Patella 3 Peg No/Wire 37x10 | 184768 | Standalone | DE0008428 | As per HSA registered indication(s)
Orthopaedics | Total knee replacement (TKR) | TKR patellar component | TKR patellar component - Standard | Zimmer Biomet | Series A Standard Patella 3 Peg No/Wire 40x10 | 184770 | Standalone | DE0008428 | As per HSA registered indication(s)
Orthopaedics | Total knee replacement (TKR) | TKR patellar component | TKR patellar component - Standard | Zimmer Inc | NGK ALL-POLY PATELLA,26MM | 00-5972-065-26 | Standalone | DE0004638 | As per HSA registered indication(s)
Orthopaedics | Total knee replacement (TKR) | TKR patellar component | TKR patellar component - Standard | Zimmer Inc | NGK ALL-POLY PATELLA,29MM | 00-5972-065-29 | Standalone | DE0004638 | As per HSA registered indication(s)
Orthopaedics | Total knee replacement (TKR) | TKR patellar component | TKR patellar component - Standard | Zimmer Inc | NGK ALL-POLY PATELLA,32MM | 00-5972-065-32 | Standalone | DE0004638 | As per HSA registered indication(s)
Orthopaedics | Total knee replacement (TKR) | TKR patellar component | TKR patellar component - Standard | Zimmer Inc | NGK ALL-POLY PATELLA,35MM | 00-5972-065-35 | Standalone | DE0004638 | As per HSA registered indication(s)
Orthopaedics | Total knee replacement (TKR) | TKR patellar component | TKR patellar component - Standard | Zimmer Inc | NGK ALL-POLY PATELLA,38MM | 00-5972-065-38 | Standalone | DE0004638 | As per HSA registered indication(s)
Orthopaedics | Total knee replacement (TKR) | TKR patellar component | TKR patellar component - Standard | Zimmer Inc | NGK ALL-POLY PATELLA,41MM | 00-5972-065-41 | Standalone | DE0004638 | As per HSA registered indication(s)
Orthopaedics | Total knee replacement (TKR) | TKR patellar component | TKR patellar component - Standard | Zimmer Inc | PSN ALL POLY PAT PLY VE 26MM | 42-5402-000-26 | Standalone | DE0018338 | As per HSA registered indication(s)
Orthopaedics | Total knee replacement (TKR) | TKR patellar component | TKR patellar component - Standard | Zimmer Inc | PSN ALL POLY PAT PLY VE 29MM | 42-5402-000-29 | Standalone | DE0018338 | As per HSA registered indication(s)
Orthopaedics | Total knee replacement (TKR) | TKR patellar component | TKR patellar component - Standard | Zimmer Inc | PSN ALL POLY PAT PLY VE 32MM | 42-5402-000-32 | Standalone | DE0018338 | As per HSA registered indication(s)
Orthopaedics | Total knee replacement (TKR) | TKR patellar component | TKR patellar component - Standard | Zimmer Inc | PSN ALL POLY PAT PLY VE 35MM | 42-5402-000-35 | Standalone | DE0018338 | As per HSA registered indication(s)
Orthopaedics | Total knee replacement (TKR) | TKR all-poly tibial component | TKR tibial component - All-poly | DePuy Orthopaedics | PFC SIGMA A/P CVD TB 8MM S2 | 960620 | Standalone | DE0003257 | Patients with rheumatoid arthritis aged 70 years and order
Orthopaedics | Total knee replacement (TKR) | TKR all-poly tibial component | TKR tibial component - All-poly | DePuy Orthopaedics | PFC SIGMA A/P CVD TB10MM S2 | 960621 | Standalone | DE0003257 | Patients with rheumatoid arthritis aged 70 years and order
Orthopaedics | Total knee replacement (TKR) | TKR all-poly tibial component | TKR tibial component - All-poly | DePuy Orthopaedics | PFC SIGMA A/P CVD TB 12.5MM S2 | 960622 | Standalone | DE0003257 | Patients with rheumatoid arthritis aged 70 years and order
Orthopaedics | Total knee replacement (TKR) | TKR all-poly tibial component | TKR tibial component - All-poly | DePuy Orthopaedics | PFC SIGMA A/P CVD TB 15MM S2 | 960623 | Standalone | DE0003257 | Patients with rheumatoid arthritis aged 70 years and order
Orthopaedics | Total knee replacement (TKR) | TKR all-poly tibial component | TKR tibial component - All-poly | DePuy Orthopaedics | PFC SIGMA A/P CVD TB 8MM S2.5 | 960630 | Standalone | DE0003257 | Patients with rheumatoid arthritis aged 70 years and order
Orthopaedics | Total knee replacement (TKR) | TKR all-poly tibial component | TKR tibial component - All-poly | DePuy Orthopaedics | PFC SIGMA A/P CVD TB 10MM S2.5 | 960631 | Standalone | DE0003257 | Patients with rheumatoid arthritis aged 70 years and order
Orthopaedics | Total knee replacement (TKR) | TKR all-poly tibial component | TKR tibial component - All-poly | DePuy Orthopaedics | PFC SIGMA A/P CVD TB 12.5 S2.5 | 960632 | Standalone | DE0003257 | Patients with rheumatoid arthritis aged 70 years and order
Orthopaedics | Total knee replacement (TKR) | TKR all-poly tibial component | TKR tibial component - All-poly | DePuy Orthopaedics | PFC SIGMA A/P CVD TB 15MM S2.5 | 960633 | Standalone | DE0003257 | Patients with rheumatoid arthritis aged 70 years and order
Orthopaedics | Total knee replacement (TKR) | TKR all-poly tibial component | TKR tibial component - All-poly | DePuy Orthopaedics | PFC SIGMA A/P CVD TB 8MM S3 | 960640 | Standalone | DE0003257 | Patients with rheumatoid arthritis aged 70 years and order
Orthopaedics | Total knee replacement (TKR) | TKR all-poly tibial component | TKR tibial component - All-poly | DePuy Orthopaedics | PFCSIGMA A/P CVD TB10MM SZ 3 | 960641 | Standalone | DE0003257 | Patients with rheumatoid arthritis aged 70 years and order
Orthopaedics | Total knee replacement (TKR) | TKR all-poly tibial component | TKR tibial component - All-poly | DePuy Orthopaedics | PFC SIGMA A/P CVD TB 12.5MM S3 | 960642 | Standalone | DE0003257 | Patients with rheumatoid arthritis aged 70 years and order
Orthopaedics | Total knee replacement (TKR) | TKR all-poly tibial component | TKR tibial component - All-poly | DePuy Orthopaedics | PFC SIGMA A/P CVD TB 15MM S3 | 960643 | Standalone | DE0003257 | Patients with rheumatoid arthritis aged 70 years and order
Orthopaedics | Total knee replacement (TKR) | TKR all-poly tibial component | TKR tibial component - All-poly | DePuy Orthopaedics | PFC SIGMA A/P CVD TB 8MM S4 | 960650 | Standalone | DE0003257 | Patients with rheumatoid arthritis aged 70 years and order
Orthopaedics | Total knee replacement (TKR) | TKR all-poly tibial component | TKR tibial component - All-poly | DePuy Orthopaedics | PFC SIGMA A/P CVD TB 10MM S4 | 960651 | Standalone | DE0003257 | Patients with rheumatoid arthritis aged 70 years and order
Orthopaedics | Total knee replacement (TKR) | TKR all-poly tibial component | TKR tibial component - All-poly | DePuy Orthopaedics | PFC SIGMA A/P CVD TB 12.5 S4 | 960652 | Standalone | DE0003257 | Patients with rheumatoid arthritis aged 70 years and order
Orthopaedics | Total knee replacement (TKR) | TKR all-poly tibial component | TKR tibial component - All-poly | DePuy Orthopaedics | PFC SIGMA A/P CVD TB 15MM S4 | 960653 | Standalone | DE0003257 | Patients with rheumatoid arthritis aged 70 years and order
Orthopaedics | Partial knee replacement (PKR) | PKR femoral component | PKR femoral component - Standard | Biomet UK Ltd | OXFORD Fem Cemented Twin Peg Sz Extra Small | 166940 | Standalone | DE0017087 | As per HSA registered indication(s)
Orthopaedics | Partial knee replacement (PKR) | PKR femoral component | PKR femoral component - Standard | Biomet UK Ltd | OXFORD Fem Cemented Twin Peg Sz Small | 166941 | Standalone | DE0017087 | As per HSA registered indication(s)
Orthopaedics | Partial knee replacement (PKR) | PKR femoral component | PKR femoral component - Standard | Biomet UK Ltd | OXFORD Fem Cemented Twin Peg Sz Medium | 166942 | Standalone | DE0017087 | As per HSA registered indication(s)
Orthopaedics | Partial knee replacement (PKR) | PKR femoral component | PKR femoral component - Standard | Biomet UK Ltd | OXFORD Fem Cemented Twin Peg Sz Large | 166943 | Standalone | DE0017087 | As per HSA registered indication(s)
Orthopaedics | Partial knee replacement (PKR) | PKR femoral component | PKR femoral component - Standard | Biomet UK Ltd | OXFORD Fem Cemented Twin Peg Sz Extra Large | 166944 | Standalone | DE0017087 | As per HSA registered indication(s)
Orthopaedics | Partial knee replacement (PKR) | PKR femoral component | PKR femoral component - Standard | Biomet UK Ltd | OXF UNI PH 3 FEM C/LESS HA EX SMALL | 154912 | Standalone | DE0017086 | As per HSA registered indication(s)
Orthopaedics | Partial knee replacement (PKR) | PKR femoral component | PKR femoral component - Standard | Biomet UK Ltd | OXF PKS C/LESS FEM COCR SZ SML PC/HA | 154925 | Standalone | DE0017086 | As per HSA registered indication(s)
Orthopaedics | Partial knee replacement (PKR) | PKR femoral component | PKR femoral component - Standard | Biomet UK Ltd | OXF PKS C/LESS FEM COCR SZ MED PC/HA | 154926 | Standalone | DE0017086 | As per HSA registered indication(s)
Orthopaedics | Partial knee replacement (PKR) | PKR femoral component | PKR femoral component - Standard | Biomet UK Ltd | OXF PKS C/LESS FEM COCR SZ LRG PC/HA | 154927 | Standalone | DE0017086 | As per HSA registered indication(s)
Orthopaedics | Partial knee replacement (PKR) | PKR femoral component | PKR femoral component - Standard | Biomet UK Ltd | OXF PKS C/LESS FEM COCR SZ X-LRG PC/HA | 154928 | Standalone | DE0017086 | As per HSA registered indication(s)
Orthopaedics | Partial knee replacement (PKR) | PKR femoral component | PKR femoral component - Standard | DePuy Orthopaedics | SIGMA HP GCK UNI FEM CEM SZ1 LM RL | 102407100 | Standalone | DE0005188 | As per HSA registered indication(s)
Orthopaedics | Partial knee replacement (PKR) | PKR femoral component | PKR femoral component - Standard | DePuy Orthopaedics | SIGMA HP GCK UNI FEM CEM SZ2 LM RL | 102407200 | Standalone | DE0005188 | As per HSA registered indication(s)
Orthopaedics | Partial knee replacement (PKR) | PKR femoral component | PKR femoral component - Standard | DePuy Orthopaedics | SIGMA HP GCK UNI FEM CEM SZ3 LM RL | 102407300 | Standalone | DE0005188 | As per HSA registered indication(s)
Orthopaedics | Partial knee replacement (PKR) | PKR femoral component | PKR femoral component - Standard | DePuy Orthopaedics | SIGMA HP GCK UNI FEM CEM SZ4 LM RL | 102407400 | Standalone | DE0005188 | As per HSA registered indication(s)
Orthopaedics | Partial knee replacement (PKR) | PKR femoral component | PKR femoral component - Standard | DePuy Orthopaedics | SIGMA HP GCK UNI FEM CEM SZ5 LM RL | 102407500 | Standalone | DE0005188 | As per HSA registered indication(s)
Orthopaedics | Partial knee replacement (PKR) | PKR femoral component | PKR femoral component - Standard | DePuy Orthopaedics | SIGMA HP GCK UNI FEM CEM SZ1 RM LL | 102408100 | Standalone | DE0005188 | As per HSA registered indication(s)
Orthopaedics | Partial knee replacement (PKR) | PKR femoral component | PKR femoral component - Standard | DePuy Orthopaedics | SIGMA HP GCK UNI FEM CEM SZ2 RM LL | 102408200 | Standalone | DE0005188 | As per HSA registered indication(s)
Orthopaedics | Partial knee replacement (PKR) | PKR femoral component | PKR femoral component - Standard | DePuy Orthopaedics | SIGMA HP GCK UNI FEM CEM SZ3 RM LL | 102408300 | Standalone | DE0005188 | As per HSA registered indication(s)
Orthopaedics | Partial knee replacement (PKR) | PKR femoral component | PKR femoral component - Standard | DePuy Orthopaedics | SIGMA HP GCK UNI FEM CEM SZ4 RM LL | 102408400 | Standalone | DE0005188 | As per HSA registered indication(s)
Orthopaedics | Partial knee replacement (PKR) | PKR femoral component | PKR femoral component - Standard | DePuy Orthopaedics | SIGMA HP GCK UNI FEM CEM SZ5 RM LL | 102408500 | Standalone | DE0005188 | As per HSA registered indication(s)
Orthopaedics | Partial knee replacement (PKR) | PKR femoral component | PKR femoral component - Standard | STRYKER HOWMEDICA OSTEONICS | TRIATHLON PKR FEMUR #1 LM/RL | 5610F101 | Standalone | DE0017074 | As per HSA registered indication(s)
Orthopaedics | Partial knee replacement (PKR) | PKR femoral component | PKR femoral component - Standard | STRYKER HOWMEDICA OSTEONICS | TRIATHLON PKR FEMUR #2 LM/RL | 5610F201 | Standalone | DE0017074 | As per HSA registered indication(s)
Orthopaedics | Partial knee replacement (PKR) | PKR femoral component | PKR femoral component - Standard | STRYKER HOWMEDICA OSTEONICS | TRIATHLON PKR FEMUR #3 LM/RL | 5610F301 | Standalone | DE0017074 | As per HSA registered indication(s)
Orthopaedics | Partial knee replacement (PKR) | PKR femoral component | PKR femoral component - Standard | STRYKER HOWMEDICA OSTEONICS | TRIATHLON PKR FEMUR #4 LM/RL | 5610F401 | Standalone | DE0017074 | As per HSA registered indication(s)
Orthopaedics | Partial knee replacement (PKR) | PKR femoral component | PKR femoral component - Standard | STRYKER HOWMEDICA OSTEONICS | TRIATHLON PKR FEMUR #5 LM/RL | 5610F501 | Standalone | DE0017074 | As per HSA registered indication(s)
Orthopaedics | Partial knee replacement (PKR) | PKR femoral component | PKR femoral component - Standard | STRYKER HOWMEDICA OSTEONICS | TRIATHLON PKR FEMUR #6 LM/RL | 5610F601 | Standalone | DE0017074 | As per HSA registered indication(s)
Orthopaedics | Partial knee replacement (PKR) | PKR femoral component | PKR femoral component - Standard | STRYKER HOWMEDICA OSTEONICS | TRIATHLON PKR FEMUR #1 RM/LL | 5610F102 | Standalone | DE0017074 | As per HSA registered indication(s)
Orthopaedics | Partial knee replacement (PKR) | PKR femoral component | PKR femoral component - Standard | STRYKER HOWMEDICA OSTEONICS | TRIATHLON PKR FEMUR #2 RM/LL | 5610F202 | Standalone | DE0017074 | As per HSA registered indication(s)
Orthopaedics | Partial knee replacement (PKR) | PKR femoral component | PKR femoral component - Standard | STRYKER HOWMEDICA OSTEONICS | TRIATHLON PKR FEMUR #3 RM/LL | 5610F302 | Standalone | DE0017074 | As per HSA registered indication(s)
Orthopaedics | Partial knee replacement (PKR) | PKR femoral component | PKR femoral component - Standard | STRYKER HOWMEDICA OSTEONICS | TRIATHLON PKR FEMUR #4 RM/LL | 5610F402 | Standalone | DE0017074 | As per HSA registered indication(s)
Orthopaedics | Partial knee replacement (PKR) | PKR femoral component | PKR femoral component - Standard | STRYKER HOWMEDICA OSTEONICS | TRIATHLON PKR FEMUR #5 RM/LL | 5610F502 | Standalone | DE0017074 | As per HSA registered indication(s)
Orthopaedics | Partial knee replacement (PKR) | PKR femoral component | PKR femoral component - Standard | STRYKER HOWMEDICA OSTEONICS | TRIATHLON PKR FEMUR #6 RM/LL | 5610F602 | Standalone | DE0017074 | As per HSA registered indication(s)
Orthopaedics | Partial knee replacement (PKR) | PKR femoral component | PKR femoral component - Standard | Zimmer Inc | Persona Partial Knee Femoral Component Left Medial Size 1 | 42-5580-001-01 | Standalone | DE0503105 | As per HSA registered indication(s)
Orthopaedics | Partial knee replacement (PKR) | PKR femoral component | PKR femoral component - Standard | Zimmer Inc | Persona Partial Knee Femoral Component Left Medial Size 2 | 42-5580-002-01 | Standalone | DE0503105 | As per HSA registered indication(s)
Orthopaedics | Partial knee replacement (PKR) | PKR femoral component | PKR femoral component - Standard | Zimmer Inc | Persona Partial Knee Femoral Component Left Medial Size 3 | 42-5580-003-01 | Standalone | DE0503105 | As per HSA registered indication(s)
Orthopaedics | Partial knee replacement (PKR) | PKR femoral component | PKR femoral component - Standard | Zimmer Inc | Persona Partial Knee Femoral Component Left Medial Size 4 | 42-5580-004-01 | Standalone | DE0503105 | As per HSA registered indication(s)
Orthopaedics | Partial knee replacement (PKR) | PKR femoral component | PKR femoral component - Standard | Zimmer Inc | Persona Partial Knee Femoral Component Left Medial Size 5 | 42-5580-005-01 | Standalone | DE0503105 | As per HSA registered indication(s)
Orthopaedics | Partial knee replacement (PKR) | PKR femoral component | PKR femoral component - Standard | Zimmer Inc | Persona Partial Knee Femoral Component Left Medial Size 6 | 42-5580-006-01 | Standalone | DE0503105 | As per HSA registered indication(s)
Orthopaedics | Partial knee replacement (PKR) | PKR femoral component | PKR femoral component - Standard | Zimmer Inc | Persona Partial Knee Femoral Component Left Medial Size 7 | 42-5580-007-01 | Standalone | DE0503105 | As per HSA registered indication(s)
Orthopaedics | Partial knee replacement (PKR) | PKR femoral component | PKR femoral component - Standard | Zimmer Inc | Persona Partial Knee Femoral Component Left Medial Size 8 | 42-5580-008-01 | Standalone | DE0503105 | As per HSA registered indication(s)
Orthopaedics | Partial knee replacement (PKR) | PKR femoral component | PKR femoral component - Standard | Zimmer Inc | Persona Partial Knee Femoral Component Right Medial Size 1 | 42-5580-001-02 | Standalone | DE0503105 | As per HSA registered indication(s)
Orthopaedics | Partial knee replacement (PKR) | PKR femoral component | PKR femoral component - Standard | Zimmer Inc | Persona Partial Knee Femoral Component Right Medial Size 2 | 42-5580-002-02 | Standalone | DE0503105 | As per HSA registered indication(s)
Orthopaedics | Partial knee replacement (PKR) | PKR femoral component | PKR femoral component - Standard | Zimmer Inc | Persona Partial Knee Femoral Component Right Medial Size 3 | 42-5580-003-02 | Standalone | DE0503105 | As per HSA registered indication(s)
Orthopaedics | Partial knee replacement (PKR) | PKR femoral component | PKR femoral component - Standard | Zimmer Inc | Persona Partial Knee Femoral Component Right Medial Size 4 | 42-5580-004-02 | Standalone | DE0503105 | As per HSA registered indication(s)
Orthopaedics | Partial knee replacement (PKR) | PKR femoral component | PKR femoral component - Standard | Zimmer Inc | Persona Partial Knee Femoral Component Right Medial Size 5 | 42-5580-005-02 | Standalone | DE0503105 | As per HSA registered indication(s)
Orthopaedics | Partial knee replacement (PKR) | PKR femoral component | PKR femoral component - Standard | Zimmer Inc | Persona Partial Knee Femoral Component Right Medial Size 6 | 42-5580-006-02 | Standalone | DE0503105 | As per HSA registered indication(s)
Orthopaedics | Partial knee replacement (PKR) | PKR femoral component | PKR femoral component - Standard | Zimmer Inc | Persona Partial Knee Femoral Component Right Medial Size 7 | 42-5580-007-02 | Standalone | DE0503105 | As per HSA registered indication(s)
Orthopaedics | Partial knee replacement (PKR) | PKR femoral component | PKR femoral component - Standard | Zimmer Inc | Persona Partial Knee Femoral Component Right Medial Size 8 | 42-5580-008-02 | Standalone | DE0503105 | As per HSA registered indication(s)
Orthopaedics | Partial knee replacement (PKR) | PKR femoral component | PKR femoral component - Hypoallergenic | Smith+Nephew | JUNI OX FB FEM SZ 1 LM RL | 71422341 | Standalone | DE0018311 | Patients with a known or suspected metal allergy
Orthopaedics | Partial knee replacement (PKR) | PKR femoral component | PKR femoral component - Hypoallergenic | Smith+Nephew | JUNI OX FB FEM SZ 2 LM RL | 71422342 | Standalone | DE0018311 | Patients with a known or suspected metal allergy
Orthopaedics | Partial knee replacement (PKR) | PKR femoral component | PKR femoral component - Hypoallergenic | Smith+Nephew | JUNI OX FB FEM SZ 3 LM RL | 71422343 | Standalone | DE0018311 | Patients with a known or suspected metal allergy
Orthopaedics | Partial knee replacement (PKR) | PKR femoral component | PKR femoral component - Hypoallergenic | Smith+Nephew | JUNI OX FB FEM SZ 4 LM RL | 71422344 | Standalone | DE0018311 | Patients with a known or suspected metal allergy
Orthopaedics | Partial knee replacement (PKR) | PKR femoral component | PKR femoral component - Hypoallergenic | Smith+Nephew | JUNI OX FB FEM SZ 5 LM RL | 71422345 | Standalone | DE0018311 | Patients with a known or suspected metal allergy
Orthopaedics | Partial knee replacement (PKR) | PKR femoral component | PKR femoral component - Hypoallergenic | Smith+Nephew | JUNI OX FB FEM SZ 6 LM RL | 71422346 | Standalone | DE0018311 | Patients with a known or suspected metal allergy
Orthopaedics | Partial knee replacement (PKR) | PKR femoral component | PKR femoral component - Hypoallergenic | Smith+Nephew | JUNI OX FB FEM SZ 7 LM RL | 71422347 | Standalone | DE0018311 | Patients with a known or suspected metal allergy
Orthopaedics | Partial knee replacement (PKR) | PKR femoral component | PKR femoral component - Hypoallergenic | Smith+Nephew | JUNI OX FB FEM SZ 1 RM LL | 71422351 | Standalone | DE0018311 | Patients with a known or suspected metal allergy
Orthopaedics | Partial knee replacement (PKR) | PKR femoral component | PKR femoral component - Hypoallergenic | Smith+Nephew | JUNI OX FB FEM SZ 2 RM LL | 71422352 | Standalone | DE0018311 | Patients with a known or suspected metal allergy
Orthopaedics | Partial knee replacement (PKR) | PKR femoral component | PKR femoral component - Hypoallergenic | Smith+Nephew | JUNI OX FB FEM SZ 3 RM LL | 71422353 | Standalone | DE0018311 | Patients with a known or suspected metal allergy
Orthopaedics | Partial knee replacement (PKR) | PKR femoral component | PKR femoral component - Hypoallergenic | Smith+Nephew | JUNI OX FB FEM SZ 4 RM LL | 71422354 | Standalone | DE0018311 | Patients with a known or suspected metal allergy
Orthopaedics | Partial knee replacement (PKR) | PKR femoral component | PKR femoral component - Hypoallergenic | Smith+Nephew | JUNI OX FB FEM SZ 5 RM LL | 71422355 | Standalone | DE0018311 | Patients with a known or suspected metal allergy
Orthopaedics | Partial knee replacement (PKR) | PKR femoral component | PKR femoral component - Hypoallergenic | Smith+Nephew | JUNI OX FB FEM SZ 6 RM LL | 71422356 | Standalone | DE0018311 | Patients with a known or suspected metal allergy
Orthopaedics | Partial knee replacement (PKR) | PKR femoral component | PKR femoral component - Hypoallergenic | Smith+Nephew | JUNI OX FB FEM SZ 7 RM LL | 71422357 | Standalone | DE0018311 | Patients with a known or suspected metal allergy
Orthopaedics | Partial knee replacement (PKR) | PKR tibial tray | PKR tibial tray - Standard | Biomet UK Ltd | OXFORD Tib Tray Std Lt Medial Sz AA | 159531 | Standalone | DE0017087 | As per HSA registered indication(s)
Orthopaedics | Partial knee replacement (PKR) | PKR tibial tray | PKR tibial tray - Standard | Biomet UK Ltd | OXFORD Tib Tray Std Rt Medial Sz AA | 159532 | Standalone | DE0017087 | As per HSA registered indication(s)
Orthopaedics | Partial knee replacement (PKR) | PKR tibial tray | PKR tibial tray - Standard | Biomet UK Ltd | OXFORD Tib Tray Std Lt Medial Sz A | 154718 | Standalone | DE0017087 | As per HSA registered indication(s)
Orthopaedics | Partial knee replacement (PKR) | PKR tibial tray | PKR tibial tray - Standard | Biomet UK Ltd | OXFORD Tib Tray Std Rt Medial Sz A | 154719 | Standalone | DE0017087 | As per HSA registered indication(s)
Orthopaedics | Partial knee replacement (PKR) | PKR tibial tray | PKR tibial tray - Standard | Biomet UK Ltd | OXFORD Tib Tray Std Lt Medial Sz B | 154720 | Standalone | DE0017087 | As per HSA registered indication(s)
Orthopaedics | Partial knee replacement (PKR) | PKR tibial tray | PKR tibial tray - Standard | Biomet UK Ltd | OXFORD Tib Tray Std Rt Medial Sz B | 154721 | Standalone | DE0017087 | As per HSA registered indication(s)
Orthopaedics | Partial knee replacement (PKR) | PKR tibial tray | PKR tibial tray - Standard | Biomet UK Ltd | OXFORD Tib Tray Std Lt Medial Sz C | 154722 | Standalone | DE0017087 | As per HSA registered indication(s)
Orthopaedics | Partial knee replacement (PKR) | PKR tibial tray | PKR tibial tray - Standard | Biomet UK Ltd | OXFORD Tib Tray Std Rt Medial Sz C | 154723 | Standalone | DE0017087 | As per HSA registered indication(s)
Orthopaedics | Partial knee replacement (PKR) | PKR tibial tray | PKR tibial tray - Standard | Biomet UK Ltd | OXFORD Tib Tray Std Lt Medial Sz D | 154724 | Standalone | DE0017087 | As per HSA registered indication(s)
Orthopaedics | Partial knee replacement (PKR) | PKR tibial tray | PKR tibial tray - Standard | Biomet UK Ltd | OXFORD Tib Tray Std Rt Medial Sz D | 154725 | Standalone | DE0017087 | As per HSA registered indication(s)
Orthopaedics | Partial knee replacement (PKR) | PKR tibial tray | PKR tibial tray - Standard | Biomet UK Ltd | OXFORD Tib Tray Std Lt Medial Sz E | 154726 | Standalone | DE0017087 | As per HSA registered indication(s)
Orthopaedics | Partial knee replacement (PKR) | PKR tibial tray | PKR tibial tray - Standard | Biomet UK Ltd | OXFORD Tib Tray Std Rt Medial Sz E | 154727 | Standalone | DE0017087 | As per HSA registered indication(s)
Orthopaedics | Partial knee replacement (PKR) | PKR tibial tray | PKR tibial tray - Standard | Biomet UK Ltd | OXFORD Tib Tray Std Lt Medial Sz F | 154775 | Standalone | DE0017087 | As per HSA registered indication(s)
Orthopaedics | Partial knee replacement (PKR) | PKR tibial tray | PKR tibial tray - Standard | Biomet UK Ltd | OXFORD Tib Tray Std Rt Medial Sz F | 154776 | Standalone | DE0017087 | As per HSA registered indication(s)
Orthopaedics | Partial knee replacement (PKR) | PKR tibial tray | PKR tibial tray - Standard | Biomet UK Ltd | OXF UNI C/LESS TIB TRAY LM AA | 166570 | Standalone | DE0017086 | As per HSA registered indication(s)
Orthopaedics | Partial knee replacement (PKR) | PKR tibial tray | PKR tibial tray - Standard | Biomet UK Ltd | OXF PKS CEMENTLESS TIB COCR SIZE A LM | 166845 | Standalone | DE0017086 | As per HSA registered indication(s)
Orthopaedics | Partial knee replacement (PKR) | PKR tibial tray | PKR tibial tray - Standard | Biomet UK Ltd | OXF UNI C/LESS TIB TRAY LM B | 166572 | Standalone | DE0017086 | As per HSA registered indication(s)
Orthopaedics | Partial knee replacement (PKR) | PKR tibial tray | PKR tibial tray - Standard | Biomet UK Ltd | OXF UNI C/LESS TIB TRAY LM C | 166574 | Standalone | DE0017086 | As per HSA registered indication(s)
Orthopaedics | Partial knee replacement (PKR) | PKR tibial tray | PKR tibial tray - Standard | Biomet UK Ltd | OXF UNI C/LESS TIB TRAY LM D | 166576 | Standalone | DE0017086 | As per HSA registered indication(s)
Orthopaedics | Partial knee replacement (PKR) | PKR tibial tray | PKR tibial tray - Standard | Biomet UK Ltd | OXF UNI C/LESS TIB TRAY LM E | 166578 | Standalone | DE0017086 | As per HSA registered indication(s)
Orthopaedics | Partial knee replacement (PKR) | PKR tibial tray | PKR tibial tray - Standard | Biomet UK Ltd | OXF UNI C/LESS TIB TRAY LM F | 166580 | Standalone | DE0017086 | As per HSA registered indication(s)
Orthopaedics | Partial knee replacement (PKR) | PKR tibial tray | PKR tibial tray - Standard | Biomet UK Ltd | OXF UNI C/LESS TIB TRAY RM AA | 166571 | Standalone | DE0017086 | As per HSA registered indication(s)
Orthopaedics | Partial knee replacement (PKR) | PKR tibial tray | PKR tibial tray - Standard | Biomet UK Ltd | OXFORD PKS CEMENTLESS TIB COCR SIZE A RM | 166846 | Standalone | DE0017086 | As per HSA registered indication(s)
Orthopaedics | Partial knee replacement (PKR) | PKR tibial tray | PKR tibial tray - Standard | Biomet UK Ltd | OXF UNI C/LESS TIB TRAY RM B | 166573 | Standalone | DE0017086 | As per HSA registered indication(s)
Orthopaedics | Partial knee replacement (PKR) | PKR tibial tray | PKR tibial tray - Standard | Biomet UK Ltd | OXF UNI C/LESS TIB TRAY RM C | 166575 | Standalone | DE0017086 | As per HSA registered indication(s)
Orthopaedics | Partial knee replacement (PKR) | PKR tibial tray | PKR tibial tray - Standard | Biomet UK Ltd | OXF UNI C/LESS TIB TRAY RM D | 166577 | Standalone | DE0017086 | As per HSA registered indication(s)
Orthopaedics | Partial knee replacement (PKR) | PKR tibial tray | PKR tibial tray - Standard | Biomet UK Ltd | OXF UNI C/LESS TIB TRAY RM E | 166579 | Standalone | DE0017086 | As per HSA registered indication(s)
Orthopaedics | Partial knee replacement (PKR) | PKR tibial tray | PKR tibial tray - Standard | Biomet UK Ltd | OXF UNI C/LESS TIB TRAY RM F | 166581 | Standalone | DE0017086 | As per HSA registered indication(s)
Orthopaedics | Partial knee replacement (PKR) | PKR tibial tray | PKR tibial tray - Standard | Smith+Nephew | JRNY UNI TIBIAL BASE LM/RL SZ 1 | 71422421 | Standalone | DE0018311 | As per HSA registered indication(s)
Orthopaedics | Partial knee replacement (PKR) | PKR tibial tray | PKR tibial tray - Standard | Smith+Nephew | JRNY UNI TIBIAL BASE LM/RL SZ 2 | 71422422 | Standalone | DE0018311 | As per HSA registered indication(s)
Orthopaedics | Partial knee replacement (PKR) | PKR tibial tray | PKR tibial tray - Standard | Smith+Nephew | JRNY UNI TIBIAL BASE LM/RL SZ 3 | 71422423 | Standalone | DE0018311 | As per HSA registered indication(s)
Orthopaedics | Partial knee replacement (PKR) | PKR tibial tray | PKR tibial tray - Standard | Smith+Nephew | JRNY UNI TIBIAL BASE LM/RL SZ 4 | 71422424 | Standalone | DE0018311 | As per HSA registered indication(s)
Orthopaedics | Partial knee replacement (PKR) | PKR tibial tray | PKR tibial tray - Standard | Smith+Nephew | JRNY UNI TIBIAL BASE LM/RL SZ 5 | 71422425 | Standalone | DE0018311 | As per HSA registered indication(s)
Orthopaedics | Partial knee replacement (PKR) | PKR tibial tray | PKR tibial tray - Standard | Smith+Nephew | JRNY UNI TIBIAL BASE LM/RL SZ 6 | 71422426 | Standalone | DE0018311 | As per HSA registered indication(s)
Orthopaedics | Partial knee replacement (PKR) | PKR tibial tray | PKR tibial tray - Standard | Smith+Nephew | UNI TIBIAL BASE RM/LL SZ 1 | 71422431 | Standalone | DE0018311 | As per HSA registered indication(s)
Orthopaedics | Partial knee replacement (PKR) | PKR tibial tray | PKR tibial tray - Standard | Smith+Nephew | JRNY UNI TIBIAL BASE RM/LL SZ 2 | 71422432 | Standalone | DE0018311 | As per HSA registered indication(s)
Orthopaedics | Partial knee replacement (PKR) | PKR tibial tray | PKR tibial tray - Standard | Smith+Nephew | JRNY UNI TIBIAL BASE RM/LL SZ 3 | 71422433 | Standalone | DE0018311 | As per HSA registered indication(s)
Orthopaedics | Partial knee replacement (PKR) | PKR tibial tray | PKR tibial tray - Standard | Smith+Nephew | JRNY UNI TIBIAL BASE RM/LL SZ 4 | 71422434 | Standalone | DE0018311 | As per HSA registered indication(s)
Orthopaedics | Partial knee replacement (PKR) | PKR tibial tray | PKR tibial tray - Standard | Smith+Nephew | JRNY UNI TIBIAL BASE RM/LL SZ 5 | 71422435 | Standalone | DE0018311 | As per HSA registered indication(s)
Orthopaedics | Partial knee replacement (PKR) | PKR tibial tray | PKR tibial tray - Standard | Smith+Nephew | JRNY UNI TIBIAL BASE RM/LL SZ 6 | 71422436 | Standalone | DE0018311 | As per HSA registered indication(s)
Orthopaedics | Partial knee replacement (PKR) | PKR tibial tray | PKR tibial tray - Standard | Smith+Nephew | JUK Medial Tibia Baseplate 1 Left | 74026711 | Standalone | DE0505715 | As per HSA registered indication(s)
Orthopaedics | Partial knee replacement (PKR) | PKR tibial tray | PKR tibial tray - Standard | Smith+Nephew | JUK Medial Tibia Baseplate 1 Right | 74026721 | Standalone | DE0505715 | As per HSA registered indication(s)
Orthopaedics | Partial knee replacement (PKR) | PKR tibial tray | PKR tibial tray - Standard | Smith+Nephew | JUK Medial Tibia Baseplate 2 Left | 74026712 | Standalone | DE0505715 | As per HSA registered indication(s)
Orthopaedics | Partial knee replacement (PKR) | PKR tibial tray | PKR tibial tray - Standard | Smith+Nephew | JUK Medial Tibia Baseplate 2 Right | 74026722 | Standalone | DE0505715 | As per HSA registered indication(s)
Orthopaedics | Partial knee replacement (PKR) | PKR tibial tray | PKR tibial tray - Standard | Smith+Nephew | JUK Medial Tibia Baseplate 3 Left | 74026713 | Standalone | DE0505715 | As per HSA registered indication(s)
Orthopaedics | Partial knee replacement (PKR) | PKR tibial tray | PKR tibial tray - Standard | Smith+Nephew | JUK Medial Tibia Baseplate 3 Right | 74026723 | Standalone | DE0505715 | As per HSA registered indication(s)
Orthopaedics | Partial knee replacement (PKR) | PKR tibial tray | PKR tibial tray - Standard | Smith+Nephew | JUK Medial Tibia Baseplate 4 Left | 74026714 | Standalone | DE0505715 | As per HSA registered indication(s)
Orthopaedics | Partial knee replacement (PKR) | PKR tibial tray | PKR tibial tray - Standard | Smith+Nephew | JUK Medial Tibia Baseplate 4 Right | 74026724 | Standalone | DE0505715 | As per HSA registered indication(s)
Orthopaedics | Partial knee replacement (PKR) | PKR tibial tray | PKR tibial tray - Standard | Smith+Nephew | JUK Medial Tibia Baseplate 5 Left | 74026715 | Standalone | DE0505715 | As per HSA registered indication(s)
Orthopaedics | Partial knee replacement (PKR) | PKR tibial tray | PKR tibial tray - Standard | Smith+Nephew | JUK Medial Tibia Baseplate 5 Right | 74026725 | Standalone | DE0505715 | As per HSA registered indication(s)
Orthopaedics | Partial knee replacement (PKR) | PKR tibial tray | PKR tibial tray - Standard | Smith+Nephew | JUK Medial Tibia Baseplate 6 Left | 74026716 | Standalone | DE0505715 | As per HSA registered indication(s)
Orthopaedics | Partial knee replacement (PKR) | PKR tibial tray | PKR tibial tray - Standard | Smith+Nephew | JUK Medial Tibia Baseplate 6 Right | 74026726 | Standalone | DE0505715 | As per HSA registered indication(s)
Orthopaedics | Partial knee replacement (PKR) | PKR tibial tray | PKR tibial tray - Standard | Smith+Nephew | JUK Medial Tibia Baseplate 7 Left | 74026717 | Standalone | DE0505715 | As per HSA registered indication(s)
Orthopaedics | Partial knee replacement (PKR) | PKR tibial tray | PKR tibial tray - Standard | Smith+Nephew | JUK Medial Tibia Baseplate 7 Right | 74026727 | Standalone | DE0505715 | As per HSA registered indication(s)
Orthopaedics | Partial knee replacement (PKR) | PKR tibial tray | PKR tibial tray - Standard | Smith+Nephew | JUK Medial Tibia Baseplate 8 Left | 74026718 | Standalone | DE0505715 | As per HSA registered indication(s)
Orthopaedics | Partial knee replacement (PKR) | PKR tibial tray | PKR tibial tray - Standard | Smith+Nephew | JUK Medial Tibia Baseplate 8 Right | 74026728 | Standalone | DE0505715 | As per HSA registered indication(s)
Orthopaedics | Partial knee replacement (PKR) | PKR tibial tray | PKR tibial tray - Standard | Smith+Nephew | JUK Medial Tibia Baseplate 9 Left | 74026719 | Standalone | DE0505715 | As per HSA registered indication(s)
Orthopaedics | Partial knee replacement (PKR) | PKR tibial tray | PKR tibial tray - Standard | Smith+Nephew | JUK Medial Tibia Baseplate 9 Right | 74026729 | Standalone | DE0505715 | As per HSA registered indication(s)
Orthopaedics | Partial knee replacement (PKR) | PKR tibial tray | PKR tibial tray - Standard | Smith+Nephew | JUK Medial Tibia Baseplate 10 Left | 74026720 | Standalone | DE0505715 | As per HSA registered indication(s)
Orthopaedics | Partial knee replacement (PKR) | PKR tibial tray | PKR tibial tray - Standard | Smith+Nephew | JUK Medial Tibia Baseplate 10 Right | 74026730 | Standalone | DE0505715 | As per HSA registered indication(s)
Orthopaedics | Partial knee replacement (PKR) | PKR tibial tray | PKR tibial tray - Standard | Smith+Nephew | JUK Lateral Tibia Baseplate 0 Left | 74026130 | Standalone | DE0505715 | As per HSA registered indication(s)
Orthopaedics | Partial knee replacement (PKR) | PKR tibial tray | PKR tibial tray - Standard | Smith+Nephew | JUK Lateral Tibia Baseplate 0 Right | 74026140 | Standalone | DE0505715 | As per HSA registered indication(s)
Orthopaedics | Partial knee replacement (PKR) | PKR tibial tray | PKR tibial tray - Standard | Smith+Nephew | JUK Lateral Tibia Baseplate 1 Left | 74026131 | Standalone | DE0505715 | As per HSA registered indication(s)
Orthopaedics | Partial knee replacement (PKR) | PKR tibial tray | PKR tibial tray - Standard | Smith+Nephew | JUK Lateral Tibia Baseplate 1 Right | 74026141 | Standalone | DE0505715 | As per HSA registered indication(s)
Orthopaedics | Partial knee replacement (PKR) | PKR tibial tray | PKR tibial tray - Standard | Smith+Nephew | JUK Lateral Tibia Baseplate 2 Left | 74026132 | Standalone | DE0505715 | As per HSA registered indication(s)
Orthopaedics | Partial knee replacement (PKR) | PKR tibial tray | PKR tibial tray - Standard | Smith+Nephew | JUK Lateral Tibia Baseplate 2 Right | 74026142 | Standalone | DE0505715 | As per HSA registered indication(s)
Orthopaedics | Partial knee replacement (PKR) | PKR tibial tray | PKR tibial tray - Standard | Smith+Nephew | JUK Lateral Tibia Baseplate 3 Left | 74026133 | Standalone | DE0505715 | As per HSA registered indication(s)
Orthopaedics | Partial knee replacement (PKR) | PKR tibial tray | PKR tibial tray - Standard | Smith+Nephew | JUK Lateral Tibia Baseplate 3 Right | 74026143 | Standalone | DE0505715 | As per HSA registered indication(s)
Orthopaedics | Partial knee replacement (PKR) | PKR tibial tray | PKR tibial tray - Standard | Smith+Nephew | JUK Lateral Tibia Baseplate 4 Left | 74026134 | Standalone | DE0505715 | As per HSA registered indication(s)
Orthopaedics | Partial knee replacement (PKR) | PKR tibial tray | PKR tibial tray - Standard | Smith+Nephew | JUK Lateral Tibia Baseplate 4 Right | 74026144 | Standalone | DE0505715 | As per HSA registered indication(s)
Orthopaedics | Partial knee replacement (PKR) | PKR tibial tray | PKR tibial tray - Standard | Smith+Nephew | JUK Lateral Tibia Baseplate 5 Left | 74026135 | Standalone | DE0505715 | As per HSA registered indication(s)
Orthopaedics | Partial knee replacement (PKR) | PKR tibial tray | PKR tibial tray - Standard | Smith+Nephew | JUK Lateral Tibia Baseplate 5 Right | 74026145 | Standalone | DE0505715 | As per HSA registered indication(s)
Orthopaedics | Partial knee replacement (PKR) | PKR tibial tray | PKR tibial tray - Standard | Smith+Nephew | JUK Lateral Tibia Baseplate 6 Left | 74026136 | Standalone | DE0505715 | As per HSA registered indication(s)
Orthopaedics | Partial knee replacement (PKR) | PKR tibial tray | PKR tibial tray - Standard | Smith+Nephew | JUK Lateral Tibia Baseplate 6 Right | 74026146 | Standalone | DE0505715 | As per HSA registered indication(s)
Orthopaedics | Partial knee replacement (PKR) | PKR tibial tray | PKR tibial tray - Standard | Smith+Nephew | JUK Lateral Tibia Baseplate 7 Left | 74026137 | Standalone | DE0505715 | As per HSA registered indication(s)
Orthopaedics | Partial knee replacement (PKR) | PKR tibial tray | PKR tibial tray - Standard | Smith+Nephew | JUK Lateral Tibia Baseplate 7 Right | 74026147 | Standalone | DE0505715 | As per HSA registered indication(s)
Orthopaedics | Partial knee replacement (PKR) | PKR tibial tray | PKR tibial tray - Standard | STRYKER HOWMEDICA OSTEONICS | TRI PKR BASEPLATE #1 LM/RL | 5620B101 | Standalone | DE0017074 | As per HSA registered indication(s)
Orthopaedics | Partial knee replacement (PKR) | PKR tibial tray | PKR tibial tray - Standard | STRYKER HOWMEDICA OSTEONICS | TRI PKR BASEPLATE #2 LM/RL | 5620B201 | Standalone | DE0017074 | As per HSA registered indication(s)
Orthopaedics | Partial knee replacement (PKR) | PKR tibial tray | PKR tibial tray - Standard | STRYKER HOWMEDICA OSTEONICS | TRI PKR BASEPLATE #3 LM/RL | 5620B301 | Standalone | DE0017074 | As per HSA registered indication(s)
Orthopaedics | Partial knee replacement (PKR) | PKR tibial tray | PKR tibial tray - Standard | STRYKER HOWMEDICA OSTEONICS | TRI PKR BASEPLATE #4 LM/RL | 5620B401 | Standalone | DE0017074 | As per HSA registered indication(s)
Orthopaedics | Partial knee replacement (PKR) | PKR tibial tray | PKR tibial tray - Standard | STRYKER HOWMEDICA OSTEONICS | TRI PKR BASEPLATE #5 LM/RL | 5620B501 | Standalone | DE0017074 | As per HSA registered indication(s)
Orthopaedics | Partial knee replacement (PKR) | PKR tibial tray | PKR tibial tray - Standard | STRYKER HOWMEDICA OSTEONICS | TRI PKR BASEPLATE #6 LM/RL | 5620B601 | Standalone | DE0017074 | As per HSA registered indication(s)
Orthopaedics | Partial knee replacement (PKR) | PKR tibial tray | PKR tibial tray - Standard | STRYKER HOWMEDICA OSTEONICS | TRI PKR BASEPLATE #1 RM/LL | 5620B102 | Standalone | DE0017074 | As per HSA registered indication(s)
Orthopaedics | Partial knee replacement (PKR) | PKR tibial tray | PKR tibial tray - Standard | STRYKER HOWMEDICA OSTEONICS | TRI PKR BASEPLATE #2 RM/LL | 5620B202 | Standalone | DE0017074 | As per HSA registered indication(s)
Orthopaedics | Partial knee replacement (PKR) | PKR tibial tray | PKR tibial tray - Standard | STRYKER HOWMEDICA OSTEONICS | TRI PKR BASEPLATE #3 RM/LL | 5620B302 | Standalone | DE0017074 | As per HSA registered indication(s)
Orthopaedics | Partial knee replacement (PKR) | PKR tibial tray | PKR tibial tray - Standard | STRYKER HOWMEDICA OSTEONICS | TRI PKR BASEPLATE #4 RM/LL | 5620B402 | Standalone | DE0017074 | As per HSA registered indication(s)
Orthopaedics | Partial knee replacement (PKR) | PKR tibial tray | PKR tibial tray - Standard | STRYKER HOWMEDICA OSTEONICS | TRI PKR BASEPLATE #5 RM/LL | 5620B502 | Standalone | DE0017074 | As per HSA registered indication(s)
Orthopaedics | Partial knee replacement (PKR) | PKR tibial tray | PKR tibial tray - Standard | STRYKER HOWMEDICA OSTEONICS | TRI PKR BASEPLATE #6 RM/LL | 5620B602 | Standalone | DE0017074 | As per HSA registered indication(s)
Orthopaedics | Partial knee replacement (PKR) | PKR tibial tray | PKR tibial tray - Standard | STRYKER HOWMEDICA OSTEONICS | RESTORIS MCK TIB BASE LM RL 1 | 180601 | Standalone | DE0016662 | As per HSA registered indication(s)
Orthopaedics | Partial knee replacement (PKR) | PKR tibial tray | PKR tibial tray - Standard | STRYKER HOWMEDICA OSTEONICS | RESTORIS MCK TIB BASE LM RL 2 | 180602 | Standalone | DE0016662 | As per HSA registered indication(s)
Orthopaedics | Partial knee replacement (PKR) | PKR tibial tray | PKR tibial tray - Standard | STRYKER HOWMEDICA OSTEONICS | RESTORIS MCK TIB BASE LM RL 3 | 180603 | Standalone | DE0016662 | As per HSA registered indication(s)
Orthopaedics | Partial knee replacement (PKR) | PKR tibial tray | PKR tibial tray - Standard | STRYKER HOWMEDICA OSTEONICS | RESTORIS MCK TIB BASE LM RL 4 | 180604 | Standalone | DE0016662 | As per HSA registered indication(s)
Orthopaedics | Partial knee replacement (PKR) | PKR tibial tray | PKR tibial tray - Standard | STRYKER HOWMEDICA OSTEONICS | RESTORIS MCK TIB BASE LM RL 5 | 180605 | Standalone | DE0016662 | As per HSA registered indication(s)
Orthopaedics | Partial knee replacement (PKR) | PKR tibial tray | PKR tibial tray - Standard | STRYKER HOWMEDICA OSTEONICS | RESTORIS MCK TIB BASE LM RL 6 | 180606 | Standalone | DE0016662 | As per HSA registered indication(s)
Orthopaedics | Partial knee replacement (PKR) | PKR tibial tray | PKR tibial tray - Standard | STRYKER HOWMEDICA OSTEONICS | RESTORIS MCK TIB BASE LM RL 7 | 180607 | Standalone | DE0016662 | As per HSA registered indication(s)
Orthopaedics | Partial knee replacement (PKR) | PKR tibial tray | PKR tibial tray - Standard | STRYKER HOWMEDICA OSTEONICS | RESTORIS MCK TIB BASE LM RL 8 | 180608 | Standalone | DE0016662 | As per HSA registered indication(s)
Orthopaedics | Partial knee replacement (PKR) | PKR tibial tray | PKR tibial tray - Standard | STRYKER HOWMEDICA OSTEONICS | RESTORIS MCK TIB BASE RM LL 1 | 180611 | Standalone | DE0016662 | As per HSA registered indication(s)
Orthopaedics | Partial knee replacement (PKR) | PKR tibial tray | PKR tibial tray - Standard | STRYKER HOWMEDICA OSTEONICS | RESTORIS MCK TIB BASE RM LL 2 | 180612 | Standalone | DE0016662 | As per HSA registered indication(s)
Orthopaedics | Partial knee replacement (PKR) | PKR tibial tray | PKR tibial tray - Standard | STRYKER HOWMEDICA OSTEONICS | RESTORIS MCK TIB BASE RM LL 3 | 180613 | Standalone | DE0016662 | As per HSA registered indication(s)
Orthopaedics | Partial knee replacement (PKR) | PKR tibial tray | PKR tibial tray - Standard | STRYKER HOWMEDICA OSTEONICS | RESTORIS MCK TIB BASE RM LL 4 | 180614 | Standalone | DE0016662 | As per HSA registered indication(s)
Orthopaedics | Partial knee replacement (PKR) | PKR tibial tray | PKR tibial tray - Standard | STRYKER HOWMEDICA OSTEONICS | RESTORIS MCK TIB BASE RM LL 5 | 180615 | Standalone | DE0016662 | As per HSA registered indication(s)
Orthopaedics | Partial knee replacement (PKR) | PKR tibial tray | PKR tibial tray - Standard | STRYKER HOWMEDICA OSTEONICS | RESTORIS MCK TIB BASE RM LL 6 | 180616 | Standalone | DE0016662 | As per HSA registered indication(s)
Orthopaedics | Partial knee replacement (PKR) | PKR tibial tray | PKR tibial tray - Standard | STRYKER HOWMEDICA OSTEONICS | RESTORIS MCK TIB BASE RM LL 7 | 180617 | Standalone | DE0016662 | As per HSA registered indication(s)
Orthopaedics | Partial knee replacement (PKR) | PKR tibial tray | PKR tibial tray - Standard | STRYKER HOWMEDICA OSTEONICS | RESTORIS MCK TIB BASE RM LL 8 | 180618 | Standalone | DE0016662 | As per HSA registered indication(s)
Orthopaedics | Partial knee replacement (PKR) | PKR tibial tray | PKR tibial tray - Standard | Zimmer Inc | Persona Partial Knee Tibial Component Left Medial Size C | 42-5380-003-01 | Standalone | DE0503105 | As per HSA registered indication(s)
Orthopaedics | Partial knee replacement (PKR) | PKR tibial tray | PKR tibial tray - Standard | Zimmer Inc | Persona Partial Knee Tibial Component Left Medial Size D | 42-5380-004-01 | Standalone | DE0503105 | As per HSA registered indication(s)
Orthopaedics | Partial knee replacement (PKR) | PKR tibial tray | PKR tibial tray - Standard | Zimmer Inc | Persona Partial Knee Tibial Component Left Medial Size E | 42-5380-005-01 | Standalone | DE0503105 | As per HSA registered indication(s)
Orthopaedics | Partial knee replacement (PKR) | PKR tibial tray | PKR tibial tray - Standard | Zimmer Inc | Persona Partial Knee Tibial Component Left Medial Size F | 42-5380-006-01 | Standalone | DE0503105 | As per HSA registered indication(s)
Orthopaedics | Partial knee replacement (PKR) | PKR tibial tray | PKR tibial tray - Standard | Zimmer Inc | Persona Partial Knee Tibial Component Left Medial Size G | 42-5380-007-01 | Standalone | DE0503105 | As per HSA registered indication(s)
Orthopaedics | Partial knee replacement (PKR) | PKR tibial tray | PKR tibial tray - Standard | Zimmer Inc | Persona Partial Knee Tibial Component Left Medial Size H | 42-5380-008-01 | Standalone | DE0503105 | As per HSA registered indication(s)
Orthopaedics | Partial knee replacement (PKR) | PKR tibial tray | PKR tibial tray - Standard | Zimmer Inc | Persona Partial Knee Tibial Component Right Medial Size C | 42-5380-003-02 | Standalone | DE0503105 | As per HSA registered indication(s)
Orthopaedics | Partial knee replacement (PKR) | PKR tibial tray | PKR tibial tray - Standard | Zimmer Inc | Persona Partial Knee Tibial Component Right Medial Size D | 42-5380-004-02 | Standalone | DE0503105 | As per HSA registered indication(s)
Orthopaedics | Partial knee replacement (PKR) | PKR tibial tray | PKR tibial tray - Standard | Zimmer Inc | Persona Partial Knee Tibial Component Right Medial Size E | 42-5380-005-02 | Standalone | DE0503105 | As per HSA registered indication(s)
Orthopaedics | Partial knee replacement (PKR) | PKR tibial tray | PKR tibial tray - Standard | Zimmer Inc | Persona Partial Knee Tibial Component Right Medial Size F | 42-5380-006-02 | Standalone | DE0503105 | As per HSA registered indication(s)
Orthopaedics | Partial knee replacement (PKR) | PKR tibial tray | PKR tibial tray - Standard | Zimmer Inc | Persona Partial Knee Tibial Component Right Medial Size G | 42-5380-007-02 | Standalone | DE0503105 | As per HSA registered indication(s)
Orthopaedics | Partial knee replacement (PKR) | PKR tibial tray | PKR tibial tray - Standard | Zimmer Inc | Persona Partial Knee Tibial Component Right Medial Size H | 42-5380-008-02 | Standalone | DE0503105 | As per HSA registered indication(s)
Orthopaedics | Partial knee replacement (PKR) | PKR tibial insert | PKR tibial insert - Standard | DePuy Orthopaedics | SIGMA HP UNI INS SZ1 7MM LM/RL | 102453107 | Standalone | DE0005188 | As per HSA registered indication(s)
Orthopaedics | Partial knee replacement (PKR) | PKR tibial insert | PKR tibial insert - Standard | DePuy Orthopaedics | SIGMA HP UNI INS SZ1 8MM LM/RL | 102453108 | Standalone | DE0005188 | As per HSA registered indication(s)
Orthopaedics | Partial knee replacement (PKR) | PKR tibial insert | PKR tibial insert - Standard | DePuy Orthopaedics | SIGMA HP UNI INS SZ1 9MM LM/RL | 102453109 | Standalone | DE0005188 | As per HSA registered indication(s)
Orthopaedics | Partial knee replacement (PKR) | PKR tibial insert | PKR tibial insert - Standard | DePuy Orthopaedics | SIGMA HP GCK UNI INSERT SZ2 7MM LM RL | 102453207 | Standalone | DE0005188 | As per HSA registered indication(s)
Orthopaedics | Partial knee replacement (PKR) | PKR tibial insert | PKR tibial insert - Standard | DePuy Orthopaedics | SIGMA HP GCK UNI INSERT SZ2 8MM LM RL | 102453208 | Standalone | DE0005188 | As per HSA registered indication(s)
Orthopaedics | Partial knee replacement (PKR) | PKR tibial insert | PKR tibial insert - Standard | DePuy Orthopaedics | SIGMA HP GCK UNI INSERT SZ2 9MM LM RL | 102453209 | Standalone | DE0005188 | As per HSA registered indication(s)
Orthopaedics | Partial knee replacement (PKR) | PKR tibial insert | PKR tibial insert - Standard | DePuy Orthopaedics | SIGMA HP GCK UNI INSERT SZ3 7MM LM RL | 102453307 | Standalone | DE0005188 | As per HSA registered indication(s)
Orthopaedics | Partial knee replacement (PKR) | PKR tibial insert | PKR tibial insert - Standard | DePuy Orthopaedics | SIGMA HP GCK UNI INSERT SZ3 8MM LM RL | 102453308 | Standalone | DE0005188 | As per HSA registered indication(s)
Orthopaedics | Partial knee replacement (PKR) | PKR tibial insert | PKR tibial insert - Standard | DePuy Orthopaedics | SIGMA HP GCK UNI INSERT SZ3 9MM LM RL | 102453309 | Standalone | DE0005188 | As per HSA registered indication(s)
Orthopaedics | Partial knee replacement (PKR) | PKR tibial insert | PKR tibial insert - Standard | DePuy Orthopaedics | SIGMA HP GCK UNI INSERT SZ4 7MM LM RL | 102453407 | Standalone | DE0005188 | As per HSA registered indication(s)
Orthopaedics | Partial knee replacement (PKR) | PKR tibial insert | PKR tibial insert - Standard | DePuy Orthopaedics | SIGMA HP GCK UNI INSERT SZ4 8MM LM RL | 102453408 | Standalone | DE0005188 | As per HSA registered indication(s)
Orthopaedics | Partial knee replacement (PKR) | PKR tibial insert | PKR tibial insert - Standard | DePuy Orthopaedics | SIGMA HP GCK UNI INSERT SZ4 9MM LM RL | 102453409 | Standalone | DE0005188 | As per HSA registered indication(s)
Orthopaedics | Partial knee replacement (PKR) | PKR tibial insert | PKR tibial insert - Standard | DePuy Orthopaedics | SIGMA HP UNI INS SZ1 7MM RM/LL | 102454107 | Standalone | DE0005188 | As per HSA registered indication(s)
Orthopaedics | Partial knee replacement (PKR) | PKR tibial insert | PKR tibial insert - Standard | DePuy Orthopaedics | SIGMA HP UNI INS SZ1 8MM RM/LL | 102454108 | Standalone | DE0005188 | As per HSA registered indication(s)
Orthopaedics | Partial knee replacement (PKR) | PKR tibial insert | PKR tibial insert - Standard | DePuy Orthopaedics | SIGMA HP UNI INS SZ1 9MM RM/LL | 102454109 | Standalone | DE0005188 | As per HSA registered indication(s)
Orthopaedics | Partial knee replacement (PKR) | PKR tibial insert | PKR tibial insert - Standard | DePuy Orthopaedics | SIGMA HP GCK UNI INSERT SZ2 7MM RM LL | 102454207 | Standalone | DE0005188 | As per HSA registered indication(s)
Orthopaedics | Partial knee replacement (PKR) | PKR tibial insert | PKR tibial insert - Standard | DePuy Orthopaedics | SIGMA HP GCK UNI INSERT SZ2 8MM RM LL | 102454208 | Standalone | DE0005188 | As per HSA registered indication(s)
Orthopaedics | Partial knee replacement (PKR) | PKR tibial insert | PKR tibial insert - Standard | DePuy Orthopaedics | SIGMA HP GCK UNI INSERT SZ2 9MM RM LL | 102454209 | Standalone | DE0005188 | As per HSA registered indication(s)
Orthopaedics | Partial knee replacement (PKR) | PKR tibial insert | PKR tibial insert - Standard | DePuy Orthopaedics | SIGMA HP GCK UNI INSERT SZ3 7MM RM LL | 102454307 | Standalone | DE0005188 | As per HSA registered indication(s)
Orthopaedics | Partial knee replacement (PKR) | PKR tibial insert | PKR tibial insert - Standard | DePuy Orthopaedics | SIGMA HP GCK UNI INSERT SZ3 8MM RM LL | 102454308 | Standalone | DE0005188 | As per HSA registered indication(s)
Orthopaedics | Partial knee replacement (PKR) | PKR tibial insert | PKR tibial insert - Standard | DePuy Orthopaedics | SIGMA HP GCK UNI INSERT SZ3 9MM RM LL | 102454309 | Standalone | DE0005188 | As per HSA registered indication(s)
Orthopaedics | Partial knee replacement (PKR) | PKR tibial insert | PKR tibial insert - Standard | DePuy Orthopaedics | SIGMA HP GCK UNI INSERT SZ4 7MM RM LL | 102454407 | Standalone | DE0005188 | As per HSA registered indication(s)
Orthopaedics | Partial knee replacement (PKR) | PKR tibial insert | PKR tibial insert - Standard | DePuy Orthopaedics | SIGMA HP GCK UNI INSERT SZ4 8MM RM LL | 102454408 | Standalone | DE0005188 | As per HSA registered indication(s)
Orthopaedics | Partial knee replacement (PKR) | PKR tibial insert | PKR tibial insert - Standard | DePuy Orthopaedics | SIGMA HP GCK UNI INSERT SZ4 9MM RM LL | 102454409 | Standalone | DE0005188 | As per HSA registered indication(s)
Orthopaedics | Partial knee replacement (PKR) | PKR tibial insert | PKR tibial insert - Standard | DePuy Orthopaedics | SIGMA HP GCK UNI INSERT SZ5 7MM RM LL | 102454507 | Standalone | DE0005188 | As per HSA registered indication(s)
Orthopaedics | Partial knee replacement (PKR) | PKR tibial insert | PKR tibial insert - Standard | Smith+Nephew | JOURNEY UNI TIBINRT S1-2LM/RL8MM | 71422241 | Standalone | DE0018311 | As per HSA registered indication(s)
Orthopaedics | Partial knee replacement (PKR) | PKR tibial insert | PKR tibial insert - Standard | Smith+Nephew | JOURNEY UNI TIBINRT S1-2LM/RL9MM | 71422242 | Standalone | DE0018311 | As per HSA registered indication(s)
Orthopaedics | Partial knee replacement (PKR) | PKR tibial insert | PKR tibial insert - Standard | Smith+Nephew | JOURNEY UNI TIBINRT S1-2LM/RL10MM | 71422243 | Standalone | DE0018311 | As per HSA registered indication(s)
Orthopaedics | Partial knee replacement (PKR) | PKR tibial insert | PKR tibial insert - Standard | Smith+Nephew | JOURNEY UNI TIBINRT S1-2LM/RL11MM | 71422244 | Standalone | DE0018311 | As per HSA registered indication(s)
Orthopaedics | Partial knee replacement (PKR) | PKR tibial insert | PKR tibial insert - Standard | Smith+Nephew | JOURNEY UNI TIBINRT S1-2RM/LL8MM | 71422245 | Standalone | DE0018311 | As per HSA registered indication(s)
Orthopaedics | Partial knee replacement (PKR) | PKR tibial insert | PKR tibial insert - Standard | Smith+Nephew | JOURNEY UNI TIBINRT S1-2RM/LL9MM | 71422246 | Standalone | DE0018311 | As per HSA registered indication(s)
Orthopaedics | Partial knee replacement (PKR) | PKR tibial insert | PKR tibial insert - Standard | Smith+Nephew | JOURNEY UNI TIBINRT S1-2RM/LL10MM | 71422247 | Standalone | DE0018311 | As per HSA registered indication(s)
Orthopaedics | Partial knee replacement (PKR) | PKR tibial insert | PKR tibial insert - Standard | Smith+Nephew | JOURNEY UNI TIBINRT S1-2RM/LL11MM | 71422248 | Standalone | DE0018311 | As per HSA registered indication(s)
Orthopaedics | Partial knee replacement (PKR) | PKR tibial insert | PKR tibial insert - Standard | Smith+Nephew | JOURNEY UNI TIBINRT S3-4LM/RL8MM | 71422251 | Standalone | DE0018311 | As per HSA registered indication(s)
Orthopaedics | Partial knee replacement (PKR) | PKR tibial insert | PKR tibial insert - Standard | Smith+Nephew | JOURNEY UNI TIBINRT S3-4LM/RL9MM | 71422252 | Standalone | DE0018311 | As per HSA registered indication(s)
Orthopaedics | Partial knee replacement (PKR) | PKR tibial insert | PKR tibial insert - Standard | Smith+Nephew | JOURNEY UNI TIBINRT S3-4LM/RL10MM | 71422253 | Standalone | DE0018311 | As per HSA registered indication(s)
Orthopaedics | Partial knee replacement (PKR) | PKR tibial insert | PKR tibial insert - Standard | Smith+Nephew | JOURNEY UNI TIBINRT S3-4LM/RL11MM | 71422254 | Standalone | DE0018311 | As per HSA registered indication(s)
Orthopaedics | Partial knee replacement (PKR) | PKR tibial insert | PKR tibial insert - Standard | Smith+Nephew | JOURNEY UNI TIBINRT S3-4RM/LL8MM | 71422255 | Standalone | DE0018311 | As per HSA registered indication(s)
Orthopaedics | Partial knee replacement (PKR) | PKR tibial insert | PKR tibial insert - Standard | Smith+Nephew | JOURNEY UNI TIBINRT S3-4RM/LL9MM | 71422256 | Standalone | DE0018311 | As per HSA registered indication(s)
Orthopaedics | Partial knee replacement (PKR) | PKR tibial insert | PKR tibial insert - Standard | Smith+Nephew | JOURNEY UNI TIBINRT S3-4RM/LL10MM | 71422257 | Standalone | DE0018311 | As per HSA registered indication(s)
Orthopaedics | Partial knee replacement (PKR) | PKR tibial insert | PKR tibial insert - Standard | Smith+Nephew | JOURNEY UNI TIBINRT S3-4RM/LL11MM | 71422258 | Standalone | DE0018311 | As per HSA registered indication(s)
Orthopaedics | Partial knee replacement (PKR) | PKR tibial insert | PKR tibial insert - Standard | Smith+Nephew | JOURNEY UNI TIBINRT S5-6LM/RL8MM | 71422261 | Standalone | DE0018311 | As per HSA registered indication(s)
Orthopaedics | Partial knee replacement (PKR) | PKR tibial insert | PKR tibial insert - Standard | Smith+Nephew | JOURNEY UNI TIBINRT S5-6LM/RL9MM | 71422262 | Standalone | DE0018311 | As per HSA registered indication(s)
Orthopaedics | Partial knee replacement (PKR) | PKR tibial insert | PKR tibial insert - Standard | Smith+Nephew | JOURNEY UNI TIBINRT S5-6LM/RL10MM | 71422263 | Standalone | DE0018311 | As per HSA registered indication(s)
Orthopaedics | Partial knee replacement (PKR) | PKR tibial insert | PKR tibial insert - Standard | Smith+Nephew | JOURNEY UNI TIBINRT S5-6LM/RL11MM | 71422264 | Standalone | DE0018311 | As per HSA registered indication(s)
Orthopaedics | Partial knee replacement (PKR) | PKR tibial insert | PKR tibial insert - Standard | Smith+Nephew | JOURNEY UNI TIBINRT S5-6RM/LL8MM | 71422265 | Standalone | DE0018311 | As per HSA registered indication(s)
Orthopaedics | Partial knee replacement (PKR) | PKR tibial insert | PKR tibial insert - Standard | Smith+Nephew | JOURNEY UNI TIBINRT S5-6RM/LL9MM | 71422266 | Standalone | DE0018311 | As per HSA registered indication(s)
Orthopaedics | Partial knee replacement (PKR) | PKR tibial insert | PKR tibial insert - Standard | Smith+Nephew | JOURNEY UNI TIBINRT S5-6RM/LL10MM | 71422267 | Standalone | DE0018311 | As per HSA registered indication(s)
Orthopaedics | Partial knee replacement (PKR) | PKR tibial insert | PKR tibial insert - Standard | Smith+Nephew | JOURNEY UNI TIBINRT S5-6RM/LL11MM | 71422268 | Standalone | DE0018311 | As per HSA registered indication(s)
Orthopaedics | Partial knee replacement (PKR) | PKR tibial insert | PKR tibial insert - Standard | STRYKER HOWMEDICA OSTEONICS | RESTORIS MCK TIB ONLAY 1,8 | 1807011 | Standalone | DE0016662 | As per HSA registered indication(s)
Orthopaedics | Partial knee replacement (PKR) | PKR tibial insert | PKR tibial insert - Standard | STRYKER HOWMEDICA OSTEONICS | RESTORIS MCK TIB ONLAY 1,9 | 1807012 | Standalone | DE0016662 | As per HSA registered indication(s)
Orthopaedics | Partial knee replacement (PKR) | PKR tibial insert | PKR tibial insert - Standard | STRYKER HOWMEDICA OSTEONICS | RESTORIS MCK TIB ONLAY 1,10 | 1807013 | Standalone | DE0016662 | As per HSA registered indication(s)
Orthopaedics | Partial knee replacement (PKR) | PKR tibial insert | PKR tibial insert - Standard | STRYKER HOWMEDICA OSTEONICS | RESTORIS MCK TIB ONLAY 2,8 | 1807021 | Standalone | DE0016662 | As per HSA registered indication(s)
Orthopaedics | Partial knee replacement (PKR) | PKR tibial insert | PKR tibial insert - Standard | STRYKER HOWMEDICA OSTEONICS | RESTORIS MCK TIB ONLAY 2,9 | 1807022 | Standalone | DE0016662 | As per HSA registered indication(s)
Orthopaedics | Partial knee replacement (PKR) | PKR tibial insert | PKR tibial insert - Standard | STRYKER HOWMEDICA OSTEONICS | RESTORIS MCK TIB ONLAY 2,10 | 1807023 | Standalone | DE0016662 | As per HSA registered indication(s)
Orthopaedics | Partial knee replacement (PKR) | PKR tibial insert | PKR tibial insert - Standard | STRYKER HOWMEDICA OSTEONICS | RESTORIS MCK TIB ONLAY 3,8 | 1807031 | Standalone | DE0016662 | As per HSA registered indication(s)
Orthopaedics | Partial knee replacement (PKR) | PKR tibial insert | PKR tibial insert - Standard | STRYKER HOWMEDICA OSTEONICS | RESTORIS MCK TIB ONLAY 3,9 | 1807032 | Standalone | DE0016662 | As per HSA registered indication(s)
Orthopaedics | Partial knee replacement (PKR) | PKR tibial insert | PKR tibial insert - Standard | STRYKER HOWMEDICA OSTEONICS | RESTORIS MCK TIB ONLAY 3,10 | 1807033 | Standalone | DE0016662 | As per HSA registered indication(s)
Orthopaedics | Partial knee replacement (PKR) | PKR tibial insert | PKR tibial insert - Standard | STRYKER HOWMEDICA OSTEONICS | RESTORIS MCK TIB ONLAY 4,8 | 1807041 | Standalone | DE0016662 | As per HSA registered indication(s)
Orthopaedics | Partial knee replacement (PKR) | PKR tibial insert | PKR tibial insert - Standard | STRYKER HOWMEDICA OSTEONICS | RESTORIS MCK TIB ONLAY 4,9 | 1807042 | Standalone | DE0016662 | As per HSA registered indication(s)
Orthopaedics | Partial knee replacement (PKR) | PKR tibial insert | PKR tibial insert - Standard | STRYKER HOWMEDICA OSTEONICS | RESTORIS MCK TIB ONLAY 4,10 | 1807043 | Standalone | DE0016662 | As per HSA registered indication(s)
Orthopaedics | Partial knee replacement (PKR) | PKR tibial insert | PKR tibial insert - Standard | STRYKER HOWMEDICA OSTEONICS | RESTORIS MCK TIB ONLAY 5,8 | 1807051 | Standalone | DE0016662 | As per HSA registered indication(s)
Orthopaedics | Partial knee replacement (PKR) | PKR tibial insert | PKR tibial insert - Standard | STRYKER HOWMEDICA OSTEONICS | RESTORIS MCK TIB ONLAY 5,9 | 1807052 | Standalone | DE0016662 | As per HSA registered indication(s)
Orthopaedics | Partial knee replacement (PKR) | PKR tibial insert | PKR tibial insert - Standard | STRYKER HOWMEDICA OSTEONICS | RESTORIS MCK TIB ONLAY 5,10 | 1807053 | Standalone | DE0016662 | As per HSA registered indication(s)
Orthopaedics | Partial knee replacement (PKR) | PKR tibial insert | PKR tibial insert - Standard | STRYKER HOWMEDICA OSTEONICS | RESTORIS MCK TIB ONLAY 6,8 | 1807061 | Standalone | DE0016662 | As per HSA registered indication(s)
Orthopaedics | Partial knee replacement (PKR) | PKR tibial insert | PKR tibial insert - Standard | STRYKER HOWMEDICA OSTEONICS | RESTORIS MCK TIB ONLAY 6,9 | 1807062 | Standalone | DE0016662 | As per HSA registered indication(s)
Orthopaedics | Partial knee replacement (PKR) | PKR tibial insert | PKR tibial insert - Standard | STRYKER HOWMEDICA OSTEONICS | RESTORIS MCK TIB ONLAY 6,10 | 1807063 | Standalone | DE0016662 | As per HSA registered indication(s)
Orthopaedics | Partial knee replacement (PKR) | PKR tibial insert | PKR tibial insert - Standard | STRYKER HOWMEDICA OSTEONICS | RESTORIS MCK TIB ONLAY 7,8 | 1807071 | Standalone | DE0016662 | As per HSA registered indication(s)
Orthopaedics | Partial knee replacement (PKR) | PKR tibial insert | PKR tibial insert - Standard | STRYKER HOWMEDICA OSTEONICS | RESTORIS MCK TIB ONLAY 7,9 | 1807072 | Standalone | DE0016662 | As per HSA registered indication(s)
Orthopaedics | Partial knee replacement (PKR) | PKR tibial insert | PKR tibial insert - Standard | STRYKER HOWMEDICA OSTEONICS | RESTORIS MCK TIB ONLAY 7,10 | 1807073 | Standalone | DE0016662 | As per HSA registered indication(s)
Orthopaedics | Partial knee replacement (PKR) | PKR tibial insert | PKR tibial insert - Standard | STRYKER HOWMEDICA OSTEONICS | RESTORIS MCK TIB ONLAY 8,8 | 1807081 | Standalone | DE0016662 | As per HSA registered indication(s)
Orthopaedics | Partial knee replacement (PKR) | PKR tibial insert | PKR tibial insert - Standard | STRYKER HOWMEDICA OSTEONICS | RESTORIS MCK TIB ONLAY 8,9 | 1807082 | Standalone | DE0016662 | As per HSA registered indication(s)
Orthopaedics | Partial knee replacement (PKR) | PKR tibial insert | PKR tibial insert - Standard | STRYKER HOWMEDICA OSTEONICS | RESTORIS MCK TIB ONLAY 8,10 | 1807083 | Standalone | DE0016662 | As per HSA registered indication(s)
Orthopaedics | Partial knee replacement (PKR) | PKR tibial insert | PKR tibial insert - Standard | Zimmer Inc | Persona Partial Knee Vivacit-E Bearing Left Medial Size C 8mm | 42-5182-003-08 | Standalone | DE0503105 | As per HSA registered indication(s)
Orthopaedics | Partial knee replacement (PKR) | PKR tibial insert | PKR tibial insert - Standard | Zimmer Inc | Persona Partial Knee Vivacit-E Bearing Left Medial Size C 9mm | 42-5182-003-09 | Standalone | DE0503105 | As per HSA registered indication(s)
Orthopaedics | Partial knee replacement (PKR) | PKR tibial insert | PKR tibial insert - Standard | Zimmer Inc | Persona Partial Knee Vivacit-E Bearing Left Medial Size C 10mm | 42-5182-003-10 | Standalone | DE0503105 | As per HSA registered indication(s)
Orthopaedics | Partial knee replacement (PKR) | PKR tibial insert | PKR tibial insert - Standard | Zimmer Inc | Persona Partial Knee Vivacit-E Bearing Left Medial Size C 11mm | 42-5182-003-11 | Standalone | DE0503105 | As per HSA registered indication(s)
Orthopaedics | Partial knee replacement (PKR) | PKR tibial insert | PKR tibial insert - Standard | Zimmer Inc | Persona Partial Knee Vivacit-E Bearing Left Medial Size C 12mm | 42-5182-003-12 | Standalone | DE0503105 | As per HSA registered indication(s)
Orthopaedics | Partial knee replacement (PKR) | PKR tibial insert | PKR tibial insert - Standard | Zimmer Inc | Persona Partial Knee Vivacit-E Bearing Left Medial Size C 14mm | 42-5182-003-14 | Standalone | DE0503105 | As per HSA registered indication(s)
Orthopaedics | Partial knee replacement (PKR) | PKR tibial insert | PKR tibial insert - Standard | Zimmer Inc | Persona Partial Knee Vivacit-E Bearing Left Medial Size D 8mm | 42-5182-004-08 | Standalone | DE0503105 | As per HSA registered indication(s)
Orthopaedics | Partial knee replacement (PKR) | PKR tibial insert | PKR tibial insert - Standard | Zimmer Inc | Persona Partial Knee Vivacit-E Bearing Left Medial Size D 9mm | 42-5182-004-09 | Standalone | DE0503105 | As per HSA registered indication(s)
Orthopaedics | Partial knee replacement (PKR) | PKR tibial insert | PKR tibial insert - Standard | Zimmer Inc | Persona Partial Knee Vivacit-E Bearing Left Medial Size D 10mm | 42-5182-004-10 | Standalone | DE0503105 | As per HSA registered indication(s)
Orthopaedics | Partial knee replacement (PKR) | PKR tibial insert | PKR tibial insert - Standard | Zimmer Inc | Persona Partial Knee Vivacit-E Bearing Left Medial Size D 11mm | 42-5182-004-11 | Standalone | DE0503105 | As per HSA registered indication(s)
Orthopaedics | Partial knee replacement (PKR) | PKR tibial insert | PKR tibial insert - Standard | Zimmer Inc | Persona Partial Knee Vivacit-E Bearing Left Medial Size D 12mm | 42-5182-004-12 | Standalone | DE0503105 | As per HSA registered indication(s)
Orthopaedics | Partial knee replacement (PKR) | PKR tibial insert | PKR tibial insert - Standard | Zimmer Inc | Persona Partial Knee Vivacit-E Bearing Left Medial Size D 14mm | 42-5182-004-14 | Standalone | DE0503105 | As per HSA registered indication(s)
Orthopaedics | Partial knee replacement (PKR) | PKR tibial insert | PKR tibial insert - Standard | Zimmer Inc | Persona Partial Knee Vivacit-E Bearing Left Medial Size E 8mm | 42-5182-005-08 | Standalone | DE0503105 | As per HSA registered indication(s)
Orthopaedics | Partial knee replacement (PKR) | PKR tibial insert | PKR tibial insert - Standard | Zimmer Inc | Persona Partial Knee Vivacit-E Bearing Left Medial Size E 9mm | 42-5182-005-09 | Standalone | DE0503105 | As per HSA registered indication(s)
Orthopaedics | Partial knee replacement (PKR) | PKR tibial insert | PKR tibial insert - Standard | Zimmer Inc | Persona Partial Knee Vivacit-E Bearing Left Medial Size E 10mm | 42-5182-005-10 | Standalone | DE0503105 | As per HSA registered indication(s)
Orthopaedics | Partial knee replacement (PKR) | PKR tibial insert | PKR tibial insert - Standard | Zimmer Inc | Persona Partial Knee Vivacit-E Bearing Left Medial Size E 11mm | 42-5182-005-11 | Standalone | DE0503105 | As per HSA registered indication(s)
Orthopaedics | Partial knee replacement (PKR) | PKR tibial insert | PKR tibial insert - Standard | Zimmer Inc | Persona Partial Knee Vivacit-E Bearing Left Medial Size E 12mm | 42-5182-005-12 | Standalone | DE0503105 | As per HSA registered indication(s)
Orthopaedics | Partial knee replacement (PKR) | PKR tibial insert | PKR tibial insert - Standard | Zimmer Inc | Persona Partial Knee Vivacit-E Bearing Left Medial Size E 14mm | 42-5182-005-14 | Standalone | DE0503105 | As per HSA registered indication(s)
Orthopaedics | Partial knee replacement (PKR) | PKR tibial insert | PKR tibial insert - Standard | Zimmer Inc | Persona Partial Knee Vivacit-E Bearing Left Medial Size F 8mm | 42-5182-006-08 | Standalone | DE0503105 | As per HSA registered indication(s)
Orthopaedics | Partial knee replacement (PKR) | PKR tibial insert | PKR tibial insert - Standard | Zimmer Inc | Persona Partial Knee Vivacit-E Bearing Left Medial Size F 9mm | 42-5182-006-09 | Standalone | DE0503105 | As per HSA registered indication(s)
Orthopaedics | Partial knee replacement (PKR) | PKR tibial insert | PKR tibial insert - Standard | Zimmer Inc | Persona Partial Knee Vivacit-E Bearing Left Medial Size F 10mm | 42-5182-006-10 | Standalone | DE0503105 | As per HSA registered indication(s)
Orthopaedics | Partial knee replacement (PKR) | PKR tibial insert | PKR tibial insert - Standard | Zimmer Inc | Persona Partial Knee Vivacit-E Bearing Left Medial Size F 11mm | 42-5182-006-11 | Standalone | DE0503105 | As per HSA registered indication(s)
Orthopaedics | Partial knee replacement (PKR) | PKR tibial insert | PKR tibial insert - Standard | Zimmer Inc | Persona Partial Knee Vivacit-E Bearing Left Medial Size F 12mm | 42-5182-006-12 | Standalone | DE0503105 | As per HSA registered indication(s)
Orthopaedics | Partial knee replacement (PKR) | PKR tibial insert | PKR tibial insert - Standard | Zimmer Inc | Persona Partial Knee Vivacit-E Bearing Left Medial Size F 14mm | 42-5182-006-14 | Standalone | DE0503105 | As per HSA registered indication(s)
Orthopaedics | Partial knee replacement (PKR) | PKR tibial insert | PKR tibial insert - Standard | Zimmer Inc | Persona Partial Knee Vivacit-E Bearing Left Medial Size G 8mm | 42-5182-007-08 | Standalone | DE0503105 | As per HSA registered indication(s)
Orthopaedics | Partial knee replacement (PKR) | PKR tibial insert | PKR tibial insert - Standard | Zimmer Inc | Persona Partial Knee Vivacit-E Bearing Left Medial Size G 9mm | 42-5182-007-09 | Standalone | DE0503105 | As per HSA registered indication(s)
Orthopaedics | Partial knee replacement (PKR) | PKR tibial insert | PKR tibial insert - Standard | Zimmer Inc | Persona Partial Knee Vivacit-E Bearing Left Medial Size G 10mm | 42-5182-007-10 | Standalone | DE0503105 | As per HSA registered indication(s)
Orthopaedics | Partial knee replacement (PKR) | PKR tibial insert | PKR tibial insert - Standard | Zimmer Inc | Persona Partial Knee Vivacit-E Bearing Left Medial Size G 11mm | 42-5182-007-11 | Standalone | DE0503105 | As per HSA registered indication(s)
Orthopaedics | Partial knee replacement (PKR) | PKR tibial insert | PKR tibial insert - Standard | Zimmer Inc | Persona Partial Knee Vivacit-E Bearing Left Medial Size G 12mm | 42-5182-007-12 | Standalone | DE0503105 | As per HSA registered indication(s)
Orthopaedics | Partial knee replacement (PKR) | PKR tibial insert | PKR tibial insert - Standard | Zimmer Inc | Persona Partial Knee Vivacit-E Bearing Left Medial Size G 14mm | 42-5182-007-14 | Standalone | DE0503105 | As per HSA registered indication(s)
Orthopaedics | Partial knee replacement (PKR) | PKR tibial insert | PKR tibial insert - Standard | Zimmer Inc | Persona Partial Knee Vivacit-E Bearing Left Medial Size H 8mm | 42-5182-008-08 | Standalone | DE0503105 | As per HSA registered indication(s)
Orthopaedics | Partial knee replacement (PKR) | PKR tibial insert | PKR tibial insert - Standard | Zimmer Inc | Persona Partial Knee Vivacit-E Bearing Left Medial Size H 9mm | 42-5182-008-09 | Standalone | DE0503105 | As per HSA registered indication(s)
Orthopaedics | Partial knee replacement (PKR) | PKR tibial insert | PKR tibial insert - Standard | Zimmer Inc | Persona Partial Knee Vivacit-E Bearing Left Medial Size H 10mm | 42-5182-008-10 | Standalone | DE0503105 | As per HSA registered indication(s)
Orthopaedics | Partial knee replacement (PKR) | PKR tibial insert | PKR tibial insert - Standard | Zimmer Inc | Persona Partial Knee Vivacit-E Bearing Left Medial Size H 11mm | 42-5182-008-11 | Standalone | DE0503105 | As per HSA registered indication(s)
Orthopaedics | Partial knee replacement (PKR) | PKR tibial insert | PKR tibial insert - Standard | Zimmer Inc | Persona Partial Knee Vivacit-E Bearing Left Medial Size H 12mm | 42-5182-008-12 | Standalone | DE0503105 | As per HSA registered indication(s)
Orthopaedics | Partial knee replacement (PKR) | PKR tibial insert | PKR tibial insert - Standard | Zimmer Inc | Persona Partial Knee Vivacit-E Bearing Left Medial Size H 14mm | 42-5182-008-14 | Standalone | DE0503105 | As per HSA registered indication(s)
Orthopaedics | Partial knee replacement (PKR) | PKR tibial insert | PKR tibial insert - Standard | Zimmer Inc | Persona Partial Knee Vivacit-E Bearing Right Medial Size C 8mm | 42-5282-003-08 | Standalone | DE0503105 | As per HSA registered indication(s)
Orthopaedics | Partial knee replacement (PKR) | PKR tibial insert | PKR tibial insert - Standard | Zimmer Inc | Persona Partial Knee Vivacit-E Bearing Right Medial Size C 9mm | 42-5282-003-09 | Standalone | DE0503105 | As per HSA registered indication(s)
Orthopaedics | Partial knee replacement (PKR) | PKR tibial insert | PKR tibial insert - Standard | Zimmer Inc | Persona Partial Knee Vivacit-E Bearing Right Medial Size C 10mm | 42-5282-003-10 | Standalone | DE0503105 | As per HSA registered indication(s)
Orthopaedics | Partial knee replacement (PKR) | PKR tibial insert | PKR tibial insert - Standard | Zimmer Inc | Persona Partial Knee Vivacit-E Bearing Right Medial Size C 11mm | 42-5282-003-11 | Standalone | DE0503105 | As per HSA registered indication(s)
Orthopaedics | Partial knee replacement (PKR) | PKR tibial insert | PKR tibial insert - Standard | Zimmer Inc | Persona Partial Knee Vivacit-E Bearing Right Medial Size C 12mm | 42-5282-003-12 | Standalone | DE0503105 | As per HSA registered indication(s)
Orthopaedics | Partial knee replacement (PKR) | PKR tibial insert | PKR tibial insert - Standard | Zimmer Inc | Persona Partial Knee Vivacit-E Bearing Right Medial Size C 14mm | 42-5282-003-14 | Standalone | DE0503105 | As per HSA registered indication(s)
Orthopaedics | Partial knee replacement (PKR) | PKR tibial insert | PKR tibial insert - Standard | Zimmer Inc | Persona Partial Knee Vivacit-E Bearing Right Medial Size D 8mm | 42-5282-004-08 | Standalone | DE0503105 | As per HSA registered indication(s)
Orthopaedics | Partial knee replacement (PKR) | PKR tibial insert | PKR tibial insert - Standard | Zimmer Inc | Persona Partial Knee Vivacit-E Bearing Right Medial Size D 9mm | 42-5282-004-09 | Standalone | DE0503105 | As per HSA registered indication(s)
Orthopaedics | Partial knee replacement (PKR) | PKR tibial insert | PKR tibial insert - Standard | Zimmer Inc | Persona Partial Knee Vivacit-E Bearing Right Medial Size D 10mm | 42-5282-004-10 | Standalone | DE0503105 | As per HSA registered indication(s)
Orthopaedics | Partial knee replacement (PKR) | PKR tibial insert | PKR tibial insert - Standard | Zimmer Inc | Persona Partial Knee Vivacit-E Bearing Right Medial Size D 11mm | 42-5282-004-11 | Standalone | DE0503105 | As per HSA registered indication(s)
Orthopaedics | Partial knee replacement (PKR) | PKR tibial insert | PKR tibial insert - Standard | Zimmer Inc | Persona Partial Knee Vivacit-E Bearing Right Medial Size D 12mm | 42-5282-004-12 | Standalone | DE0503105 | As per HSA registered indication(s)
Orthopaedics | Partial knee replacement (PKR) | PKR tibial insert | PKR tibial insert - Standard | Zimmer Inc | Persona Partial Knee Vivacit-E Bearing Right Medial Size D 14mm | 42-5282-004-14 | Standalone | DE0503105 | As per HSA registered indication(s)
Orthopaedics | Partial knee replacement (PKR) | PKR tibial insert | PKR tibial insert - Standard | Zimmer Inc | Persona Partial Knee Vivacit-E Bearing Right Medial Size E 8mm | 42-5282-005-08 | Standalone | DE0503105 | As per HSA registered indication(s)
Orthopaedics | Partial knee replacement (PKR) | PKR tibial insert | PKR tibial insert - Standard | Zimmer Inc | Persona Partial Knee Vivacit-E Bearing Right Medial Size E 9mm | 42-5282-005-09 | Standalone | DE0503105 | As per HSA registered indication(s)
Orthopaedics | Partial knee replacement (PKR) | PKR tibial insert | PKR tibial insert - Standard | Zimmer Inc | Persona Partial Knee Vivacit-E Bearing Right Medial Size E 10mm | 42-5282-005-10 | Standalone | DE0503105 | As per HSA registered indication(s)
Orthopaedics | Partial knee replacement (PKR) | PKR tibial insert | PKR tibial insert - Standard | Zimmer Inc | Persona Partial Knee Vivacit-E Bearing Right Medial Size E 11mm | 42-5282-005-11 | Standalone | DE0503105 | As per HSA registered indication(s)
Orthopaedics | Partial knee replacement (PKR) | PKR tibial insert | PKR tibial insert - Standard | Zimmer Inc | Persona Partial Knee Vivacit-E Bearing Right Medial Size E 12mm | 42-5282-005-12 | Standalone | DE0503105 | As per HSA registered indication(s)
Orthopaedics | Partial knee replacement (PKR) | PKR tibial insert | PKR tibial insert - Standard | Zimmer Inc | Persona Partial Knee Vivacit-E Bearing Right Medial Size E 14mm | 42-5282-005-14 | Standalone | DE0503105 | As per HSA registered indication(s)
Orthopaedics | Partial knee replacement (PKR) | PKR tibial insert | PKR tibial insert - Standard | Zimmer Inc | Persona Partial Knee Vivacit-E Bearing Right Medial Size F 8mm | 42-5282-006-08 | Standalone | DE0503105 | As per HSA registered indication(s)
Orthopaedics | Partial knee replacement (PKR) | PKR tibial insert | PKR tibial insert - Standard | Zimmer Inc | Persona Partial Knee Vivacit-E Bearing Right Medial Size F 9mm | 42-5282-006-09 | Standalone | DE0503105 | As per HSA registered indication(s)
Orthopaedics | Partial knee replacement (PKR) | PKR tibial insert | PKR tibial insert - Standard | Zimmer Inc | Persona Partial Knee Vivacit-E Bearing Right Medial Size F 10mm | 42-5282-006-10 | Standalone | DE0503105 | As per HSA registered indication(s)
Orthopaedics | Partial knee replacement (PKR) | PKR tibial insert | PKR tibial insert - Standard | Zimmer Inc | Persona Partial Knee Vivacit-E Bearing Right Medial Size F 11mm | 42-5282-006-11 | Standalone | DE0503105 | As per HSA registered indication(s)
Orthopaedics | Partial knee replacement (PKR) | PKR tibial insert | PKR tibial insert - Standard | Zimmer Inc | Persona Partial Knee Vivacit-E Bearing Right Medial Size F 12mm | 42-5282-006-12 | Standalone | DE0503105 | As per HSA registered indication(s)
Orthopaedics | Partial knee replacement (PKR) | PKR tibial insert | PKR tibial insert - Standard | Zimmer Inc | Persona Partial Knee Vivacit-E Bearing Right Medial Size F 14mm | 42-5282-006-14 | Standalone | DE0503105 | As per HSA registered indication(s)
Orthopaedics | Partial knee replacement (PKR) | PKR tibial insert | PKR tibial insert - Standard | Zimmer Inc | Persona Partial Knee Vivacit-E Bearing Right Medial Size G 8mm | 42-5282-007-08 | Standalone | DE0503105 | As per HSA registered indication(s)
Orthopaedics | Partial knee replacement (PKR) | PKR tibial insert | PKR tibial insert - Standard | Zimmer Inc | Persona Partial Knee Vivacit-E Bearing Right Medial Size G 9mm | 42-5282-007-09 | Standalone | DE0503105 | As per HSA registered indication(s)
Orthopaedics | Partial knee replacement (PKR) | PKR tibial insert | PKR tibial insert - Standard | Zimmer Inc | Persona Partial Knee Vivacit-E Bearing Right Medial Size G 10mm | 42-5282-007-10 | Standalone | DE0503105 | As per HSA registered indication(s)
Orthopaedics | Partial knee replacement (PKR) | PKR tibial insert | PKR tibial insert - Standard | Zimmer Inc | Persona Partial Knee Vivacit-E Bearing Right Medial Size G 11mm | 42-5282-007-11 | Standalone | DE0503105 | As per HSA registered indication(s)
Orthopaedics | Partial knee replacement (PKR) | PKR tibial insert | PKR tibial insert - Standard | Zimmer Inc | Persona Partial Knee Vivacit-E Bearing Right Medial Size G 12mm | 42-5282-007-12 | Standalone | DE0503105 | As per HSA registered indication(s)
Orthopaedics | Partial knee replacement (PKR) | PKR tibial insert | PKR tibial insert - Standard | Zimmer Inc | Persona Partial Knee Vivacit-E Bearing Right Medial Size G 14mm | 42-5282-007-14 | Standalone | DE0503105 | As per HSA registered indication(s)
Orthopaedics | Partial knee replacement (PKR) | PKR tibial insert | PKR tibial insert - Standard | Zimmer Inc | Persona Partial Knee Vivacit-E Bearing Right Medial Size H 8mm | 42-5282-008-08 | Standalone | DE0503105 | As per HSA registered indication(s)
Orthopaedics | Partial knee replacement (PKR) | PKR tibial insert | PKR tibial insert - Standard | Zimmer Inc | Persona Partial Knee Vivacit-E Bearing Right Medial Size H 9mm | 42-5282-008-09 | Standalone | DE0503105 | As per HSA registered indication(s)
Orthopaedics | Partial knee replacement (PKR) | PKR tibial insert | PKR tibial insert - Standard | Zimmer Inc | Persona Partial Knee Vivacit-E Bearing Right Medial Size H 10mm | 42-5282-008-10 | Standalone | DE0503105 | As per HSA registered indication(s)
Orthopaedics | Partial knee replacement (PKR) | PKR tibial insert | PKR tibial insert - Standard | Zimmer Inc | Persona Partial Knee Vivacit-E Bearing Right Medial Size H 11mm | 42-5282-008-11 | Standalone | DE0503105 | As per HSA registered indication(s)
Orthopaedics | Partial knee replacement (PKR) | PKR tibial insert | PKR tibial insert - Standard | Zimmer Inc | Persona Partial Knee Vivacit-E Bearing Right Medial Size H 12mm | 42-5282-008-12 | Standalone | DE0503105 | As per HSA registered indication(s)
Orthopaedics | Partial knee replacement (PKR) | PKR tibial insert | PKR tibial insert - Standard | Zimmer Inc | Persona Partial Knee Vivacit-E Bearing Right Medial Size H 14mm | 42-5282-008-14 | Standalone | DE0503105 | As per HSA registered indication(s)
Orthopaedics | Partial knee replacement (PKR) | PKR tibial insert | PKR tibial insert - Standard | DePuy Ireland UC | SIGMA HP GCK UNI INSERT SZ5 8MM LM RL | 102453508 | Standalone | DE0005188 | As per HSA registered indication(s)
Orthopaedics | Partial knee replacement (PKR) | PKR tibial insert | PKR tibial insert - Standard | DePuy Ireland UC | SIGMA HP GCK UNI INSERT SZ5 9MM LM RL | 102453509 | Standalone | DE0005188 | As per HSA registered indication(s)
Orthopaedics | Partial knee replacement (PKR) | PKR tibial insert | PKR tibial insert - Standard | DePuy Ireland UC | SIGMA HP GCK UNI INSERT SZ5 8MM RM LL | 102454508 | Standalone | DE0005188 | As per HSA registered indication(s)
Orthopaedics | Partial knee replacement (PKR) | PKR tibial insert | PKR tibial insert - Standard | DePuy Ireland UC | SIGMA HP GCK UNI INSERT SZ5 9MM RM LL | 102454509 | Standalone | DE0005188 | As per HSA registered indication(s)
Orthopaedics | Partial knee replacement (PKR) | PKR tibial insert | PKR tibial insert - Crosslinked polyethylene | Smith+Nephew | JUK XLPE TIBIA ARTICULAR MEDIAL 1-2 8MM | 74026148 | Standalone | DE0505715 | As per HSA registered indication(s)
Orthopaedics | Partial knee replacement (PKR) | PKR tibial insert | PKR tibial insert - Crosslinked polyethylene | Smith+Nephew | JUK XLPE TIBIA ARTICULAR MEDIAL 1-2 9MM | 74026149 | Standalone | DE0505715 | As per HSA registered indication(s)
Orthopaedics | Partial knee replacement (PKR) | PKR tibial insert | PKR tibial insert - Crosslinked polyethylene | Smith+Nephew | JUK XLPE TIBIA ARTICULAR MEDIAL 1-2 10MM | 74026150 | Standalone | DE0505715 | As per HSA registered indication(s)
Orthopaedics | Partial knee replacement (PKR) | PKR tibial insert | PKR tibial insert - Crosslinked polyethylene | Smith+Nephew | JUK XLPE TIBIA ARTICULAR MEDIAL 1-2 11MM | 74026151 | Standalone | DE0505715 | As per HSA registered indication(s)
Orthopaedics | Partial knee replacement (PKR) | PKR tibial insert | PKR tibial insert - Crosslinked polyethylene | Smith+Nephew | JUK XLPE TIBIA ARTICULAR MEDIAL 1-2 12MM | 74026152 | Standalone | DE0505715 | As per HSA registered indication(s)
Orthopaedics | Partial knee replacement (PKR) | PKR tibial insert | PKR tibial insert - Crosslinked polyethylene | Smith+Nephew | JUK XLPE TIBIA ARTICULAR MEDIAL 1-2 13MM | 74026153 | Standalone | DE0505715 | As per HSA registered indication(s)
Orthopaedics | Partial knee replacement (PKR) | PKR tibial insert | PKR tibial insert - Crosslinked polyethylene | Smith+Nephew | JUK XLPE TIBIA ARTICULAR MEDIAL 3-4 8MM | 74026158 | Standalone | DE0505715 | As per HSA registered indication(s)
Orthopaedics | Partial knee replacement (PKR) | PKR tibial insert | PKR tibial insert - Crosslinked polyethylene | Smith+Nephew | JUK XLPE TIBIA ARTICULAR MEDIAL 3-4 9MM | 74026159 | Standalone | DE0505715 | As per HSA registered indication(s)
Orthopaedics | Partial knee replacement (PKR) | PKR tibial insert | PKR tibial insert - Crosslinked polyethylene | Smith+Nephew | JUK XLPE TIBIA ARTICULAR MEDIAL 3-4 10MM | 74026160 | Standalone | DE0505715 | As per HSA registered indication(s)
Orthopaedics | Partial knee replacement (PKR) | PKR tibial insert | PKR tibial insert - Crosslinked polyethylene | Smith+Nephew | JUK XLPE TIBIA ARTICULAR MEDIAL 3-4 11MM | 74026161 | Standalone | DE0505715 | As per HSA registered indication(s)
Orthopaedics | Partial knee replacement (PKR) | PKR tibial insert | PKR tibial insert - Crosslinked polyethylene | Smith+Nephew | JUK XLPE TIBIA ARTICULAR MEDIAL 3-4 12MM | 74026162 | Standalone | DE0505715 | As per HSA registered indication(s)
Orthopaedics | Partial knee replacement (PKR) | PKR tibial insert | PKR tibial insert - Crosslinked polyethylene | Smith+Nephew | JUK XLPE TIBIA ARTICULAR MEDIAL 3-4 13MM | 74026163 | Standalone | DE0505715 | As per HSA registered indication(s)
Orthopaedics | Partial knee replacement (PKR) | PKR tibial insert | PKR tibial insert - Crosslinked polyethylene | Smith+Nephew | JUK XLPE TIBIA ARTICULAR MEDIAL 5-6 8MM | 74026168 | Standalone | DE0505715 | As per HSA registered indication(s)
Orthopaedics | Partial knee replacement (PKR) | PKR tibial insert | PKR tibial insert - Crosslinked polyethylene | Smith+Nephew | JUK XLPE TIBIA ARTICULAR MEDIAL 5-6 9MM | 74026169 | Standalone | DE0505715 | As per HSA registered indication(s)
Orthopaedics | Partial knee replacement (PKR) | PKR tibial insert | PKR tibial insert - Crosslinked polyethylene | Smith+Nephew | JUK XLPE TIBIA ARTICULAR MEDIAL 5-6 10MM | 74026170 | Standalone | DE0505715 | As per HSA registered indication(s)
Orthopaedics | Partial knee replacement (PKR) | PKR tibial insert | PKR tibial insert - Crosslinked polyethylene | Smith+Nephew | JUK XLPE TIBIA ARTICULAR MEDIAL 5-6 11MM | 74026171 | Standalone | DE0505715 | As per HSA registered indication(s)
Orthopaedics | Partial knee replacement (PKR) | PKR tibial insert | PKR tibial insert - Crosslinked polyethylene | Smith+Nephew | JUK XLPE TIBIA ARTICULAR MEDIAL 5-6 12MM | 74026172 | Standalone | DE0505715 | As per HSA registered indication(s)
Orthopaedics | Partial knee replacement (PKR) | PKR tibial insert | PKR tibial insert - Crosslinked polyethylene | Smith+Nephew | JUK XLPE TIBIA ARTICULAR MEDIAL 5-6 13MM | 74026173 | Standalone | DE0505715 | As per HSA registered indication(s)
Orthopaedics | Partial knee replacement (PKR) | PKR tibial insert | PKR tibial insert - Crosslinked polyethylene | Smith+Nephew | JUK XLPE TIBIA ARTICULAR MEDIAL 7-8 8MM | 74026178 | Standalone | DE0505715 | As per HSA registered indication(s)
Orthopaedics | Partial knee replacement (PKR) | PKR tibial insert | PKR tibial insert - Crosslinked polyethylene | Smith+Nephew | JUK XLPE TIBIA ARTICULAR MEDIAL 7-8 9MM | 74026179 | Standalone | DE0505715 | As per HSA registered indication(s)
Orthopaedics | Partial knee replacement (PKR) | PKR tibial insert | PKR tibial insert - Crosslinked polyethylene | Smith+Nephew | JUK XLPE TIBIA ARTICULAR MEDIAL 7-8 10MM | 74026180 | Standalone | DE0505715 | As per HSA registered indication(s)
Orthopaedics | Partial knee replacement (PKR) | PKR tibial insert | PKR tibial insert - Crosslinked polyethylene | Smith+Nephew | JUK XLPE TIBIA ARTICULAR MEDIAL 7-8 11MM | 74026181 | Standalone | DE0505715 | As per HSA registered indication(s)
Orthopaedics | Partial knee replacement (PKR) | PKR tibial insert | PKR tibial insert - Crosslinked polyethylene | Smith+Nephew | JUK XLPE TIBIA ARTICULAR MEDIAL 7-8 12MM | 74026182 | Standalone | DE0505715 | As per HSA registered indication(s)
Orthopaedics | Partial knee replacement (PKR) | PKR tibial insert | PKR tibial insert - Crosslinked polyethylene | Smith+Nephew | JUK XLPE TIBIA ARTICULAR MEDIAL 7-8 13MM | 74026183 | Standalone | DE0505715 | As per HSA registered indication(s)
Orthopaedics | Partial knee replacement (PKR) | PKR tibial insert | PKR tibial insert - Crosslinked polyethylene | Smith+Nephew | JUK XLPE TIBIA ARTICULAR MEDIAL 9-10 8MM | 74026188 | Standalone | DE0505715 | As per HSA registered indication(s)
Orthopaedics | Partial knee replacement (PKR) | PKR tibial insert | PKR tibial insert - Crosslinked polyethylene | Smith+Nephew | JUK XLPE TIBIA ARTICULAR MEDIAL 9-10 9MM | 74026189 | Standalone | DE0505715 | As per HSA registered indication(s)
Orthopaedics | Partial knee replacement (PKR) | PKR tibial insert | PKR tibial insert - Crosslinked polyethylene | Smith+Nephew | JUK XLPE TIBIA ARTICULAR MEDIAL 9-10 10MM | 74026190 | Standalone | DE0505715 | As per HSA registered indication(s)
Orthopaedics | Partial knee replacement (PKR) | PKR tibial insert | PKR tibial insert - Crosslinked polyethylene | Smith+Nephew | JUK XLPE TIBIA ARTICULAR MEDIAL 9-10 11MM | 74026191 | Standalone | DE0505715 | As per HSA registered indication(s)
Orthopaedics | Partial knee replacement (PKR) | PKR tibial insert | PKR tibial insert - Crosslinked polyethylene | Smith+Nephew | JUK XLPE TIBIA ARTICULAR MEDIAL 9-10 12MM | 74026192 | Standalone | DE0505715 | As per HSA registered indication(s)
Orthopaedics | Partial knee replacement (PKR) | PKR tibial insert | PKR tibial insert - Crosslinked polyethylene | Smith+Nephew | JUK XLPE TIBIA ARTICULAR MEDIAL 9-10 13MM | 74026193 | Standalone | DE0505715 | As per HSA registered indication(s)
Orthopaedics | Partial knee replacement (PKR) | PKR tibial insert | PKR tibial insert - Crosslinked polyethylene | Smith+Nephew | JRNY II UNI LAT XLPE INSERT 0-1 8MM | 74026248 | Standalone | DE0505715 | As per HSA registered indication(s)
Orthopaedics | Partial knee replacement (PKR) | PKR tibial insert | PKR tibial insert - Crosslinked polyethylene | Smith+Nephew | JOURNEY II UNI LAT XLPE INSERT 0-1 9MM | 74026249 | Standalone | DE0505715 | As per HSA registered indication(s)
Orthopaedics | Partial knee replacement (PKR) | PKR tibial insert | PKR tibial insert - Crosslinked polyethylene | Smith+Nephew | JRNY II UNI LAT XLPE INSERT 0-1 10MM | 74026250 | Standalone | DE0505715 | As per HSA registered indication(s)
Orthopaedics | Partial knee replacement (PKR) | PKR tibial insert | PKR tibial insert - Crosslinked polyethylene | Smith+Nephew | JRNY II UNI LAT XLPE INSERT 0-1 11MM | 74026251 | Standalone | DE0505715 | As per HSA registered indication(s)
Orthopaedics | Partial knee replacement (PKR) | PKR tibial insert | PKR tibial insert - Crosslinked polyethylene | Smith+Nephew | JRNY II UNI LAT XLPE INSERT 0-1 13MM | 74026253 | Standalone | DE0505715 | As per HSA registered indication(s)
Orthopaedics | Partial knee replacement (PKR) | PKR tibial insert | PKR tibial insert - Crosslinked polyethylene | Smith+Nephew | JRNY II UNI LAT XLPE INSERT 0-1 12MM | 74026252 | Standalone | DE0505715 | As per HSA registered indication(s)
Orthopaedics | Partial knee replacement (PKR) | PKR tibial insert | PKR tibial insert - Crosslinked polyethylene | Smith+Nephew | JRNY II UNI LAT XLPE INSERT 2-3 8MM | 74026258 | Standalone | DE0505715 | As per HSA registered indication(s)
Orthopaedics | Partial knee replacement (PKR) | PKR tibial insert | PKR tibial insert - Crosslinked polyethylene | Smith+Nephew | JRNY II UNI LAT XLPE INSERT 2-3 11MM | 74026261 | Standalone | DE0505715 | As per HSA registered indication(s)
Orthopaedics | Partial knee replacement (PKR) | PKR tibial insert | PKR tibial insert - Crosslinked polyethylene | Smith+Nephew | JRNY II UNI LAT XLPE INSERT 2-3 9MM | 74026259 | Standalone | DE0505715 | As per HSA registered indication(s)
Orthopaedics | Partial knee replacement (PKR) | PKR tibial insert | PKR tibial insert - Crosslinked polyethylene | Smith+Nephew | JRNY II UNI LAT XLPE INSERT 2-3 12MM | 74026262 | Standalone | DE0505715 | As per HSA registered indication(s)
Orthopaedics | Partial knee replacement (PKR) | PKR tibial insert | PKR tibial insert - Crosslinked polyethylene | Smith+Nephew | JRNY II UNI LAT XLPE INSERT 2-3 10MM | 74026260 | Standalone | DE0505715 | As per HSA registered indication(s)
Orthopaedics | Partial knee replacement (PKR) | PKR tibial insert | PKR tibial insert - Crosslinked polyethylene | Smith+Nephew | JRNY II UNI LAT XLPE INSERT 4-5 9MM | 74026269 | Standalone | DE0505715 | As per HSA registered indication(s)
Orthopaedics | Partial knee replacement (PKR) | PKR tibial insert | PKR tibial insert - Crosslinked polyethylene | Smith+Nephew | JRNY II UNI LAT XLPE INSERT 2-3 13MM | 74026263 | Standalone | DE0505715 | As per HSA registered indication(s)
Orthopaedics | Partial knee replacement (PKR) | PKR tibial insert | PKR tibial insert - Crosslinked polyethylene | Smith+Nephew | JRNY II UNI LAT XLPE INSERT 4-5 10MM | 74026270 | Standalone | DE0505715 | As per HSA registered indication(s)
Orthopaedics | Partial knee replacement (PKR) | PKR tibial insert | PKR tibial insert - Crosslinked polyethylene | Smith+Nephew | JRNY II UNI LAT XLPE INSERT 4-5 11MM | 74026271 | Standalone | DE0505715 | As per HSA registered indication(s)
Orthopaedics | Partial knee replacement (PKR) | PKR tibial insert | PKR tibial insert - Crosslinked polyethylene | Smith+Nephew | JRNY II UNI LAT XLPE INSERT 4-5 8MM | 74026268 | Standalone | DE0505715 | As per HSA registered indication(s)
Orthopaedics | Partial knee replacement (PKR) | PKR tibial insert | PKR tibial insert - Crosslinked polyethylene | Smith+Nephew | JRNY II UNI LAT XLPE INSERT 4-5 12MM | 74026272 | Standalone | DE0505715 | As per HSA registered indication(s)
Orthopaedics | Partial knee replacement (PKR) | PKR tibial insert | PKR tibial insert - Crosslinked polyethylene | Smith+Nephew | JRNY II UNI LAT XLPE INSERT 6-7 9MM | 74026279 | Standalone | DE0505715 | As per HSA registered indication(s)
Orthopaedics | Partial knee replacement (PKR) | PKR tibial insert | PKR tibial insert - Crosslinked polyethylene | Smith+Nephew | JRNY II UNI LAT XLPE INSERT 4-5 13MM | 74026273 | Standalone | DE0505715 | As per HSA registered indication(s)
Orthopaedics | Partial knee replacement (PKR) | PKR tibial insert | PKR tibial insert - Crosslinked polyethylene | Smith+Nephew | JRNY II UNI LAT XLPE INSERT 6-7 8MM | 74026278 | Standalone | DE0505715 | As per HSA registered indication(s)
Orthopaedics | Partial knee replacement (PKR) | PKR tibial insert | PKR tibial insert - Crosslinked polyethylene | Smith+Nephew | JRNY II UNI LAT XLPE INSERT 6-7 11MM | 74026281 | Standalone | DE0505715 | As per HSA registered indication(s)
Orthopaedics | Partial knee replacement (PKR) | PKR tibial insert | PKR tibial insert - Crosslinked polyethylene | Smith+Nephew | JRNY II UNI LAT XLPE INSERT 6-7 12MM | 74026282 | Standalone | DE0505715 | As per HSA registered indication(s)
Orthopaedics | Partial knee replacement (PKR) | PKR tibial insert | PKR tibial insert - Crosslinked polyethylene | Smith+Nephew | JRNY II UNI LAT XLPE INSERT 6-7 10MM | 74026280 | Standalone | DE0505715 | As per HSA registered indication(s)
Orthopaedics | Partial knee replacement (PKR) | PKR tibial insert | PKR tibial insert - Crosslinked polyethylene | Smith+Nephew | JRNY II UNI LAT XLPE INSERT 6-7 13MM | 74026283 | Standalone | DE0505715 | As per HSA registered indication(s)
Orthopaedics | Partial knee replacement (PKR) | PKR tibial insert | PKR tibial insert - Crosslinked polyethylene | STRYKER HOWMEDICA OSTEONICS | TRI PKR INSERT X3 #1 LM/RL 8MM | 5630G108 | Standalone | DE0017074 | As per HSA registered indication(s)
Orthopaedics | Partial knee replacement (PKR) | PKR tibial insert | PKR tibial insert - Crosslinked polyethylene | STRYKER HOWMEDICA OSTEONICS | TRI PKR INSERT X3 #1 LM/RL 9MM | 5630G109 | Standalone | DE0017074 | As per HSA registered indication(s)
Orthopaedics | Partial knee replacement (PKR) | PKR tibial insert | PKR tibial insert - Crosslinked polyethylene | STRYKER HOWMEDICA OSTEONICS | TRI PKR INSERT X3 #1 LM/RL10MM | 5630G110 | Standalone | DE0017074 | As per HSA registered indication(s)
Orthopaedics | Partial knee replacement (PKR) | PKR tibial insert | PKR tibial insert - Crosslinked polyethylene | STRYKER HOWMEDICA OSTEONICS | TRI PKR INSERT X3 #1 LM/RL12MM | 5630G112 | Standalone | DE0017074 | As per HSA registered indication(s)
Orthopaedics | Partial knee replacement (PKR) | PKR tibial insert | PKR tibial insert - Crosslinked polyethylene | STRYKER HOWMEDICA OSTEONICS | TRI PKR INSERT X3 #1 RM/LL 8MM | 5630G128 | Standalone | DE0017074 | As per HSA registered indication(s)
Orthopaedics | Partial knee replacement (PKR) | PKR tibial insert | PKR tibial insert - Crosslinked polyethylene | STRYKER HOWMEDICA OSTEONICS | TRI PKR INSERT X3 #1 RM/LL 9MM | 5630G129 | Standalone | DE0017074 | As per HSA registered indication(s)
Orthopaedics | Partial knee replacement (PKR) | PKR tibial insert | PKR tibial insert - Crosslinked polyethylene | STRYKER HOWMEDICA OSTEONICS | TRI PKR INSERT X3 #1 RM/LL10MM | 5630G120 | Standalone | DE0017074 | As per HSA registered indication(s)
Orthopaedics | Partial knee replacement (PKR) | PKR tibial insert | PKR tibial insert - Crosslinked polyethylene | STRYKER HOWMEDICA OSTEONICS | TRI PKR INSERT X3 #1 RM/LL12MM | 5630G122 | Standalone | DE0017074 | As per HSA registered indication(s)
Orthopaedics | Partial knee replacement (PKR) | PKR tibial insert | PKR tibial insert - Crosslinked polyethylene | STRYKER HOWMEDICA OSTEONICS | TRI PKR INSERT X3 #2 LM/RL 8MM | 5630G208 | Standalone | DE0017074 | As per HSA registered indication(s)
Orthopaedics | Partial knee replacement (PKR) | PKR tibial insert | PKR tibial insert - Crosslinked polyethylene | STRYKER HOWMEDICA OSTEONICS | TRI PKR INSERT X3 #2 LM/RL 9MM | 5630G209 | Standalone | DE0017074 | As per HSA registered indication(s)
Orthopaedics | Partial knee replacement (PKR) | PKR tibial insert | PKR tibial insert - Crosslinked polyethylene | STRYKER HOWMEDICA OSTEONICS | TRI PKR INSERT X3 #2 LM/RL10MM | 5630G210 | Standalone | DE0017074 | As per HSA registered indication(s)
Orthopaedics | Partial knee replacement (PKR) | PKR tibial insert | PKR tibial insert - Crosslinked polyethylene | STRYKER HOWMEDICA OSTEONICS | TRI PKR INSERT X3 #2 LM/RL12MM | 5630G212 | Standalone | DE0017074 | As per HSA registered indication(s)
Orthopaedics | Partial knee replacement (PKR) | PKR tibial insert | PKR tibial insert - Crosslinked polyethylene | STRYKER HOWMEDICA OSTEONICS | TRI PKR INSERT X3 #2 RM/LL 8MM | 5630G228 | Standalone | DE0017074 | As per HSA registered indication(s)
Orthopaedics | Partial knee replacement (PKR) | PKR tibial insert | PKR tibial insert - Crosslinked polyethylene | STRYKER HOWMEDICA OSTEONICS | TRI PKR INSERT X3 #2 RM/LL 9MM | 5630G229 | Standalone | DE0017074 | As per HSA registered indication(s)
Orthopaedics | Partial knee replacement (PKR) | PKR tibial insert | PKR tibial insert - Crosslinked polyethylene | STRYKER HOWMEDICA OSTEONICS | TRI PKR INSERT X3 #2 RM/LL10MM | 5630G220 | Standalone | DE0017074 | As per HSA registered indication(s)
Orthopaedics | Partial knee replacement (PKR) | PKR tibial insert | PKR tibial insert - Crosslinked polyethylene | STRYKER HOWMEDICA OSTEONICS | TRI PKR INSERT X3 #2 RM/LL12MM | 5630G222 | Standalone | DE0017074 | As per HSA registered indication(s)
Orthopaedics | Partial knee replacement (PKR) | PKR tibial insert | PKR tibial insert - Crosslinked polyethylene | STRYKER HOWMEDICA OSTEONICS | TRI PKR INSERT X3 #3 LM/RL 8MM | 5630G308 | Standalone | DE0017074 | As per HSA registered indication(s)
Orthopaedics | Partial knee replacement (PKR) | PKR tibial insert | PKR tibial insert - Crosslinked polyethylene | STRYKER HOWMEDICA OSTEONICS | TRI PKR INSERT X3 #3 LM/RL 9MM | 5630G309 | Standalone | DE0017074 | As per HSA registered indication(s)
Orthopaedics | Partial knee replacement (PKR) | PKR tibial insert | PKR tibial insert - Crosslinked polyethylene | STRYKER HOWMEDICA OSTEONICS | TRI PKR INSERT X3 #3 LM/RL10MM | 5630G310 | Standalone | DE0017074 | As per HSA registered indication(s)
Orthopaedics | Partial knee replacement (PKR) | PKR tibial insert | PKR tibial insert - Crosslinked polyethylene | STRYKER HOWMEDICA OSTEONICS | TRI PKR INSERT X3 #3 LM/RL12MM | 5630G312 | Standalone | DE0017074 | As per HSA registered indication(s)
Orthopaedics | Partial knee replacement (PKR) | PKR tibial insert | PKR tibial insert - Crosslinked polyethylene | STRYKER HOWMEDICA OSTEONICS | TRI PKR INSERT X3 #3 RM/LL 8MM | 5630G328 | Standalone | DE0017074 | As per HSA registered indication(s)
Orthopaedics | Partial knee replacement (PKR) | PKR tibial insert | PKR tibial insert - Crosslinked polyethylene | STRYKER HOWMEDICA OSTEONICS | TRI PKR INSERT X3 #3 RM/LL 9MM | 5630G329 | Standalone | DE0017074 | As per HSA registered indication(s)
Orthopaedics | Partial knee replacement (PKR) | PKR tibial insert | PKR tibial insert - Crosslinked polyethylene | STRYKER HOWMEDICA OSTEONICS | TRI PKR INSERT X3 #3 RM/LL10MM | 5630G320 | Standalone | DE0017074 | As per HSA registered indication(s)
Orthopaedics | Partial knee replacement (PKR) | PKR tibial insert | PKR tibial insert - Crosslinked polyethylene | STRYKER HOWMEDICA OSTEONICS | TRI PKR INSERT X3 #3 RM/LL12MM | 5630G322 | Standalone | DE0017074 | As per HSA registered indication(s)
Orthopaedics | Partial knee replacement (PKR) | PKR tibial insert | PKR tibial insert - Crosslinked polyethylene | STRYKER HOWMEDICA OSTEONICS | TRI PKR INSERT X3 #4 LM/RL 8MM | 5630G408 | Standalone | DE0017074 | As per HSA registered indication(s)
Orthopaedics | Partial knee replacement (PKR) | PKR tibial insert | PKR tibial insert - Crosslinked polyethylene | STRYKER HOWMEDICA OSTEONICS | TRI PKR INSERT X3 #4 LM/RL 9MM | 5630G409 | Standalone | DE0017074 | As per HSA registered indication(s)
Orthopaedics | Partial knee replacement (PKR) | PKR tibial insert | PKR tibial insert - Crosslinked polyethylene | STRYKER HOWMEDICA OSTEONICS | TRI PKR INSERT X3 #4 LM/RL10MM | 5630G410 | Standalone | DE0017074 | As per HSA registered indication(s)
Orthopaedics | Partial knee replacement (PKR) | PKR tibial insert | PKR tibial insert - Crosslinked polyethylene | STRYKER HOWMEDICA OSTEONICS | TRI PKR INSERT X3 #4 LM/RL12MM | 5630G412 | Standalone | DE0017074 | As per HSA registered indication(s)
Orthopaedics | Partial knee replacement (PKR) | PKR tibial insert | PKR tibial insert - Crosslinked polyethylene | STRYKER HOWMEDICA OSTEONICS | TRI PKR INSERT X3 #4 RM/LL 8MM | 5630G428 | Standalone | DE0017074 | As per HSA registered indication(s)
Orthopaedics | Partial knee replacement (PKR) | PKR tibial insert | PKR tibial insert - Crosslinked polyethylene | STRYKER HOWMEDICA OSTEONICS | TRI PKR INSERT X3 #4 RM/LL 9MM | 5630G429 | Standalone | DE0017074 | As per HSA registered indication(s)
Orthopaedics | Partial knee replacement (PKR) | PKR tibial insert | PKR tibial insert - Crosslinked polyethylene | STRYKER HOWMEDICA OSTEONICS | TRI PKR INSERT X3 #4 RM/LL10MM | 5630G420 | Standalone | DE0017074 | As per HSA registered indication(s)
Orthopaedics | Partial knee replacement (PKR) | PKR tibial insert | PKR tibial insert - Crosslinked polyethylene | STRYKER HOWMEDICA OSTEONICS | TRI PKR INSERT X3 #4 RM/LL12MM | 5630G422 | Standalone | DE0017074 | As per HSA registered indication(s)
Orthopaedics | Partial knee replacement (PKR) | PKR tibial insert | PKR tibial insert - Crosslinked polyethylene | STRYKER HOWMEDICA OSTEONICS | TRI PKR INSERT X3 #5 LM/RL 8MM | 5630G508 | Standalone | DE0017074 | As per HSA registered indication(s)
Orthopaedics | Partial knee replacement (PKR) | PKR tibial insert | PKR tibial insert - Crosslinked polyethylene | STRYKER HOWMEDICA OSTEONICS | TRI PKR INSERT X3 #5 LM/RL 9MM | 5630G509 | Standalone | DE0017074 | As per HSA registered indication(s)
Orthopaedics | Partial knee replacement (PKR) | PKR tibial insert | PKR tibial insert - Crosslinked polyethylene | STRYKER HOWMEDICA OSTEONICS | TRI PKR INSERT X3 #5 LM/RL10MM | 5630G510 | Standalone | DE0017074 | As per HSA registered indication(s)
Orthopaedics | Partial knee replacement (PKR) | PKR tibial insert | PKR tibial insert - Crosslinked polyethylene | STRYKER HOWMEDICA OSTEONICS | TRI PKR INSERT X3 #5 LM/RL12MM | 5630G512 | Standalone | DE0017074 | As per HSA registered indication(s)
Orthopaedics | Partial knee replacement (PKR) | PKR tibial insert | PKR tibial insert - Crosslinked polyethylene | STRYKER HOWMEDICA OSTEONICS | TRI PKR INSERT X3 #5 RM/LL 8MM | 5630G528 | Standalone | DE0017074 | As per HSA registered indication(s)
Orthopaedics | Partial knee replacement (PKR) | PKR tibial insert | PKR tibial insert - Crosslinked polyethylene | STRYKER HOWMEDICA OSTEONICS | TRI PKR INSERT X3 #5 RM/LL 9MM | 5630G529 | Standalone | DE0017074 | As per HSA registered indication(s)
Orthopaedics | Partial knee replacement (PKR) | PKR tibial insert | PKR tibial insert - Crosslinked polyethylene | STRYKER HOWMEDICA OSTEONICS | TRI PKR INSERT X3 #5 RM/LL10MM | 5630G520 | Standalone | DE0017074 | As per HSA registered indication(s)
Orthopaedics | Partial knee replacement (PKR) | PKR tibial insert | PKR tibial insert - Crosslinked polyethylene | STRYKER HOWMEDICA OSTEONICS | TRI PKR INSERT X3 #5 RM/LL12MM | 5630G522 | Standalone | DE0017074 | As per HSA registered indication(s)
Orthopaedics | Partial knee replacement (PKR) | PKR tibial insert | PKR tibial insert - Crosslinked polyethylene | STRYKER HOWMEDICA OSTEONICS | TRI PKR INSERT X3 #6 LM/RL 8MM | 5630G608 | Standalone | DE0017074 | As per HSA registered indication(s)
Orthopaedics | Partial knee replacement (PKR) | PKR tibial insert | PKR tibial insert - Crosslinked polyethylene | STRYKER HOWMEDICA OSTEONICS | TRI PKR INSERT X3 #6 LM/RL 9MM | 5630G609 | Standalone | DE0017074 | As per HSA registered indication(s)
Orthopaedics | Partial knee replacement (PKR) | PKR tibial insert | PKR tibial insert - Crosslinked polyethylene | STRYKER HOWMEDICA OSTEONICS | TRI PKR INSERT X3 #6 LM/RL10MM | 5630G610 | Standalone | DE0017074 | As per HSA registered indication(s)
Orthopaedics | Partial knee replacement (PKR) | PKR tibial insert | PKR tibial insert - Crosslinked polyethylene | STRYKER HOWMEDICA OSTEONICS | TRI PKR INSERT X3 #6 LM/RL12MM | 5630G612 | Standalone | DE0017074 | As per HSA registered indication(s)
Orthopaedics | Partial knee replacement (PKR) | PKR tibial insert | PKR tibial insert - Crosslinked polyethylene | STRYKER HOWMEDICA OSTEONICS | TRI PKR INSERT X3 #6 RM/LL 8MM | 5630G628 | Standalone | DE0017074 | As per HSA registered indication(s)
Orthopaedics | Partial knee replacement (PKR) | PKR tibial insert | PKR tibial insert - Crosslinked polyethylene | STRYKER HOWMEDICA OSTEONICS | TRI PKR INSERT X3 #6 RM/LL 9MM | 5630G629 | Standalone | DE0017074 | As per HSA registered indication(s)
Orthopaedics | Partial knee replacement (PKR) | PKR tibial insert | PKR tibial insert - Crosslinked polyethylene | STRYKER HOWMEDICA OSTEONICS | TRI PKR INSERT X3 #6 RM/LL10MM | 5630G620 | Standalone | DE0017074 | As per HSA registered indication(s)
Orthopaedics | Partial knee replacement (PKR) | PKR tibial insert | PKR tibial insert - Crosslinked polyethylene | STRYKER HOWMEDICA OSTEONICS | TRI PKR INSERT X3 #6 RM/LL12MM | 5630G622 | Standalone | DE0017074 | As per HSA registered indication(s)
Orthopaedics | Partial knee replacement (PKR) | PKR tibial insert | PKR tibial insert - Crosslinked polyethylene | STRYKER HOWMEDICA OSTEONICS | MAKO X3 Uni Onlay Tibial Insert Size 1 - 8 mm | 1807311E | Standalone | DE0016662 | As per HSA registered indication(s)
Orthopaedics | Partial knee replacement (PKR) | PKR tibial insert | PKR tibial insert - Crosslinked polyethylene | STRYKER HOWMEDICA OSTEONICS | MAKO X3 Uni Onlay Tibial Insert SIZE 1 - 9 mm | 1807312E | Standalone | DE0016662 | As per HSA registered indication(s)
Orthopaedics | Partial knee replacement (PKR) | PKR tibial insert | PKR tibial insert - Crosslinked polyethylene | STRYKER HOWMEDICA OSTEONICS | MAKO X3 Uni Onlay Tibial Insert SIZE 1 - 10 mm | 1807313E | Standalone | DE0016662 | As per HSA registered indication(s)
Orthopaedics | Partial knee replacement (PKR) | PKR tibial insert | PKR tibial insert - Crosslinked polyethylene | STRYKER HOWMEDICA OSTEONICS | MAKO X3 Uni Onlay Tibial Insert SIZE 1 - 12 mm | 1807315E | Standalone | DE0016662 | As per HSA registered indication(s)
Orthopaedics | Partial knee replacement (PKR) | PKR tibial insert | PKR tibial insert - Crosslinked polyethylene | STRYKER HOWMEDICA OSTEONICS | MAKO X3 Uni Onlay Tibial Insert SIZE 2 - 8 mm | 1807321E | Standalone | DE0016662 | As per HSA registered indication(s)
Orthopaedics | Partial knee replacement (PKR) | PKR tibial insert | PKR tibial insert - Crosslinked polyethylene | STRYKER HOWMEDICA OSTEONICS | MAKO X3 Uni Onlay Tibial Insert SIZE 2 - 9 mm | 1807322E | Standalone | DE0016662 | As per HSA registered indication(s)
Orthopaedics | Partial knee replacement (PKR) | PKR tibial insert | PKR tibial insert - Crosslinked polyethylene | STRYKER HOWMEDICA OSTEONICS | MAKO X3 Uni Onlay Tibial Insert SIZE 2 - 10 mm | 1807323E | Standalone | DE0016662 | As per HSA registered indication(s)
Orthopaedics | Partial knee replacement (PKR) | PKR tibial insert | PKR tibial insert - Crosslinked polyethylene | STRYKER HOWMEDICA OSTEONICS | MAKO X3 Uni Onlay Tibial Insert SIZE 2 - 12 mm | 1807325E | Standalone | DE0016662 | As per HSA registered indication(s)
Orthopaedics | Partial knee replacement (PKR) | PKR tibial insert | PKR tibial insert - Crosslinked polyethylene | STRYKER HOWMEDICA OSTEONICS | MAKO X3 Uni Onlay Tibial Insert Size 3 - 8 mm | 1807331E | Standalone | DE0016662 | As per HSA registered indication(s)
Orthopaedics | Partial knee replacement (PKR) | PKR tibial insert | PKR tibial insert - Crosslinked polyethylene | STRYKER HOWMEDICA OSTEONICS | MAKO X3 Uni Onlay Tibial Insert Size 3 - 9 mm | 1807332E | Standalone | DE0016662 | As per HSA registered indication(s)
Orthopaedics | Partial knee replacement (PKR) | PKR tibial insert | PKR tibial insert - Crosslinked polyethylene | STRYKER HOWMEDICA OSTEONICS | MAKO X3 Uni Onlay Tibial Insert Size 3 - 10 mm | 1807333E | Standalone | DE0016662 | As per HSA registered indication(s)
Orthopaedics | Partial knee replacement (PKR) | PKR tibial insert | PKR tibial insert - Crosslinked polyethylene | STRYKER HOWMEDICA OSTEONICS | MAKO X3 Uni Onlay Tibial Insert Size 3 - 12 mm | 1807335E | Standalone | DE0016662 | As per HSA registered indication(s)
Orthopaedics | Partial knee replacement (PKR) | PKR tibial insert | PKR tibial insert - Crosslinked polyethylene | STRYKER HOWMEDICA OSTEONICS | MAKO X3 Uni Onlay Tibial Insert Size 4 - 8 mm | 1807341E | Standalone | DE0016662 | As per HSA registered indication(s)
Orthopaedics | Partial knee replacement (PKR) | PKR tibial insert | PKR tibial insert - Crosslinked polyethylene | STRYKER HOWMEDICA OSTEONICS | MAKO X3 Uni Onlay Tibial Insert Size 4 - 9 mm | 1807342E | Standalone | DE0016662 | As per HSA registered indication(s)
Orthopaedics | Partial knee replacement (PKR) | PKR tibial insert | PKR tibial insert - Crosslinked polyethylene | STRYKER HOWMEDICA OSTEONICS | MAKO X3 Uni Onlay Tibial Insert Size 4 - 10 mm | 1807343E | Standalone | DE0016662 | As per HSA registered indication(s)
Orthopaedics | Partial knee replacement (PKR) | PKR tibial insert | PKR tibial insert - Crosslinked polyethylene | STRYKER HOWMEDICA OSTEONICS | MAKO X3 Uni Onlay Tibial Insert Size 4- 12 mm | 1807345E | Standalone | DE0016662 | As per HSA registered indication(s)
Orthopaedics | Partial knee replacement (PKR) | PKR tibial insert | PKR tibial insert - Crosslinked polyethylene | STRYKER HOWMEDICA OSTEONICS | MAKO X3 Uni Onlay Tibial Insert Size 5 - 8 mm | 1807351E | Standalone | DE0016662 | As per HSA registered indication(s)
Orthopaedics | Partial knee replacement (PKR) | PKR tibial insert | PKR tibial insert - Crosslinked polyethylene | STRYKER HOWMEDICA OSTEONICS | MAKO X3 Uni Onlay Tibial Insert Size 5 - 9 mm | 1807352E | Standalone | DE0016662 | As per HSA registered indication(s)
Orthopaedics | Partial knee replacement (PKR) | PKR tibial insert | PKR tibial insert - Crosslinked polyethylene | STRYKER HOWMEDICA OSTEONICS | MAKO X3 Uni Onlay Tibial Insert Size 5 - 10 mm | 1807353E | Standalone | DE0016662 | As per HSA registered indication(s)
Orthopaedics | Partial knee replacement (PKR) | PKR tibial insert | PKR tibial insert - Crosslinked polyethylene | STRYKER HOWMEDICA OSTEONICS | MAKO X3 Uni Onlay Tibial Insert Size 5- 12 mm | 1807355E | Standalone | DE0016662 | As per HSA registered indication(s)
Orthopaedics | Partial knee replacement (PKR) | PKR tibial insert | PKR tibial insert - Crosslinked polyethylene | STRYKER HOWMEDICA OSTEONICS | MAKO X3 Uni Onlay Tibial Insert Size 6 - 8 mm | 1807361E | Standalone | DE0016662 | As per HSA registered indication(s)
Orthopaedics | Partial knee replacement (PKR) | PKR tibial insert | PKR tibial insert - Crosslinked polyethylene | STRYKER HOWMEDICA OSTEONICS | MAKO X3 Uni Onlay Tibial Insert Size 6 - 9 mm | 1807362E | Standalone | DE0016662 | As per HSA registered indication(s)
Orthopaedics | Partial knee replacement (PKR) | PKR tibial insert | PKR tibial insert - Crosslinked polyethylene | STRYKER HOWMEDICA OSTEONICS | MAKO X3 Uni Onlay Tibial Insert Size 6 - 10 mm | 1807363E | Standalone | DE0016662 | As per HSA registered indication(s)
Orthopaedics | Partial knee replacement (PKR) | PKR tibial insert | PKR tibial insert - Crosslinked polyethylene | STRYKER HOWMEDICA OSTEONICS | MAKO X3 Uni Onlay Tibial Insert Size 6 - 12 mm | 1807365E | Standalone | DE0016662 | As per HSA registered indication(s)
Orthopaedics | Partial knee replacement (PKR) | PKR tibial insert | PKR tibial insert - Crosslinked polyethylene | STRYKER HOWMEDICA OSTEONICS | MAKO X3 Uni Onlay Tibial Insert Size 7 - 8 mm | 1807371E | Standalone | DE0016662 | As per HSA registered indication(s)
Orthopaedics | Partial knee replacement (PKR) | PKR tibial insert | PKR tibial insert - Crosslinked polyethylene | STRYKER HOWMEDICA OSTEONICS | MAKO X3 Uni Onlay Tibial Insert Size 7 - 9 mm | 1807372E | Standalone | DE0016662 | As per HSA registered indication(s)
Orthopaedics | Partial knee replacement (PKR) | PKR tibial insert | PKR tibial insert - Crosslinked polyethylene | STRYKER HOWMEDICA OSTEONICS | MAKO X3 Uni Onlay Tibial Insert Size 7 - 10 mm | 1807373E | Standalone | DE0016662 | As per HSA registered indication(s)
Orthopaedics | Partial knee replacement (PKR) | PKR tibial insert | PKR tibial insert - Crosslinked polyethylene | STRYKER HOWMEDICA OSTEONICS | MAKO X3 Uni Onlay Tibial Insert Size 7 - 12 mm | 1807375E | Standalone | DE0016662 | As per HSA registered indication(s)
Orthopaedics | Partial knee replacement (PKR) | PKR tibial insert | PKR tibial insert - Crosslinked polyethylene | STRYKER HOWMEDICA OSTEONICS | MAKO X3 Uni Onlay Tibial Insert Size 8 - 8 mm | 1807381E | Standalone | DE0016662 | As per HSA registered indication(s)
Orthopaedics | Partial knee replacement (PKR) | PKR tibial insert | PKR tibial insert - Crosslinked polyethylene | STRYKER HOWMEDICA OSTEONICS | MAKO X3 Uni Onlay Tibial Insert Size 8 - 9 mm | 1807382E | Standalone | DE0016662 | As per HSA registered indication(s)
Orthopaedics | Partial knee replacement (PKR) | PKR tibial insert | PKR tibial insert - Crosslinked polyethylene | STRYKER HOWMEDICA OSTEONICS | MAKO X3 Uni Onlay Tibial Insert Size 8 - 10 mm | 1807383E | Standalone | DE0016662 | As per HSA registered indication(s)
Orthopaedics | Partial knee replacement (PKR) | PKR tibial insert | PKR tibial insert - Crosslinked polyethylene | STRYKER HOWMEDICA OSTEONICS | MAKO X3 Uni Onlay Tibial Insert Size 8 - 12 mm | 1807385E | Standalone | DE0016662 | As per HSA registered indication(s)
Orthopaedics | Partial knee replacement (PKR) | PKR tibial insert | PKR tibial insert - Crosslinked polyethylene | STRYKER HOWMEDICA OSTEONICS | TRIATHLON PKR X3 TIBIAL INSERT LM/RL SIZE #1 - 8MM | 5630G108E | Standalone | DE0017074 | As per HSA registered indication(s)
Orthopaedics | Partial knee replacement (PKR) | PKR tibial insert | PKR tibial insert - Crosslinked polyethylene | STRYKER HOWMEDICA OSTEONICS | TRIATHLON PKR X3 TIBIAL INSERT LM/RL SIZE #1 - 9MM | 5630G109E | Standalone | DE0017074 | As per HSA registered indication(s)
Orthopaedics | Partial knee replacement (PKR) | PKR tibial insert | PKR tibial insert - Crosslinked polyethylene | STRYKER HOWMEDICA OSTEONICS | TRIATHLON PKR X3 TIBIAL INSERT LM/RL SIZE #1 - 10MM | 5630G110E | Standalone | DE0017074 | As per HSA registered indication(s)
Orthopaedics | Partial knee replacement (PKR) | PKR tibial insert | PKR tibial insert - Crosslinked polyethylene | STRYKER HOWMEDICA OSTEONICS | TRIATHLON PKR X3 TIBIAL INSERT LM/RL SIZE #1 - 12MM | 5630G112E | Standalone | DE0017074 | As per HSA registered indication(s)
Orthopaedics | Partial knee replacement (PKR) | PKR tibial insert | PKR tibial insert - Crosslinked polyethylene | STRYKER HOWMEDICA OSTEONICS | TRIATHLON PKR X3 TIBIAL INSERT RM/LL SIZE #1 -8MM | 5630G120E | Standalone | DE0017074 | As per HSA registered indication(s)
Orthopaedics | Partial knee replacement (PKR) | PKR tibial insert | PKR tibial insert - Crosslinked polyethylene | STRYKER HOWMEDICA OSTEONICS | TRIATHLON PKR X3 TIBIAL INSERT RM/LL SIZE #1 -9MM | 5630G122E | Standalone | DE0017074 | As per HSA registered indication(s)
Orthopaedics | Partial knee replacement (PKR) | PKR tibial insert | PKR tibial insert - Crosslinked polyethylene | STRYKER HOWMEDICA OSTEONICS | TRIATHLON PKR X3 TIBIAL INSERT RM/LL SIZE #1 -10MM | 5630G128E | Standalone | DE0017074 | As per HSA registered indication(s)
Orthopaedics | Partial knee replacement (PKR) | PKR tibial insert | PKR tibial insert - Crosslinked polyethylene | STRYKER HOWMEDICA OSTEONICS | TRIATHLON PKR X3 TIBIAL INSERT RM/LL SIZE #1 -12MM | 5630G129E | Standalone | DE0017074 | As per HSA registered indication(s)
Orthopaedics | Partial knee replacement (PKR) | PKR tibial insert | PKR tibial insert - Crosslinked polyethylene | STRYKER HOWMEDICA OSTEONICS | TRIATHLON PKR X3 TIBIAL INSERT LM/RL SIZE #2 - 8MM | 5630G208E | Standalone | DE0017074 | As per HSA registered indication(s)
Orthopaedics | Partial knee replacement (PKR) | PKR tibial insert | PKR tibial insert - Crosslinked polyethylene | STRYKER HOWMEDICA OSTEONICS | TRIATHLON PKR X3 TIBIAL INSERT LM/RL SIZE #2 - 9MM | 5630G209E | Standalone | DE0017074 | As per HSA registered indication(s)
Orthopaedics | Partial knee replacement (PKR) | PKR tibial insert | PKR tibial insert - Crosslinked polyethylene | STRYKER HOWMEDICA OSTEONICS | TRIATHLON PKR X3 TIBIAL INSERT LM/RL SIZE #2 - 10MM | 5630G210E | Standalone | DE0017074 | As per HSA registered indication(s)
Orthopaedics | Partial knee replacement (PKR) | PKR tibial insert | PKR tibial insert - Crosslinked polyethylene | STRYKER HOWMEDICA OSTEONICS | TRIATHLON PKR X3 TIBIAL INSERT LM/RL SIZE #2 - 12MM | 5630G212E | Standalone | DE0017074 | As per HSA registered indication(s)
Orthopaedics | Partial knee replacement (PKR) | PKR tibial insert | PKR tibial insert - Crosslinked polyethylene | STRYKER HOWMEDICA OSTEONICS | TRIATHLON PKR X3 TIBIAL INSERT RM/LL SIZE #2 -8MM | 5630G220E | Standalone | DE0017074 | As per HSA registered indication(s)
Orthopaedics | Partial knee replacement (PKR) | PKR tibial insert | PKR tibial insert - Crosslinked polyethylene | STRYKER HOWMEDICA OSTEONICS | TRIATHLON PKR X3 TIBIAL INSERT RM/LL SIZE #2 -9MM | 5630G222E | Standalone | DE0017074 | As per HSA registered indication(s)
Orthopaedics | Partial knee replacement (PKR) | PKR tibial insert | PKR tibial insert - Crosslinked polyethylene | STRYKER HOWMEDICA OSTEONICS | TRIATHLON PKR X3 TIBIAL INSERT RM/LL SIZE #2 -10MM | 5630G228E | Standalone | DE0017074 | As per HSA registered indication(s)
Orthopaedics | Partial knee replacement (PKR) | PKR tibial insert | PKR tibial insert - Crosslinked polyethylene | STRYKER HOWMEDICA OSTEONICS | TRIATHLON PKR X3 TIBIAL INSERT RM/LL SIZE #2 -12MM | 5630G229E | Standalone | DE0017074 | As per HSA registered indication(s)
Orthopaedics | Partial knee replacement (PKR) | PKR tibial insert | PKR tibial insert - Crosslinked polyethylene | STRYKER HOWMEDICA OSTEONICS | TRIATHLON PKR X3 TIBIAL INSERT LM/RL SIZE #3 - 8MM | 5630G308E | Standalone | DE0017074 | As per HSA registered indication(s)
Orthopaedics | Partial knee replacement (PKR) | PKR tibial insert | PKR tibial insert - Crosslinked polyethylene | STRYKER HOWMEDICA OSTEONICS | TRIATHLON PKR X3 TIBIAL INSERT LM/RL SIZE #3 - 9MM | 5630G309E | Standalone | DE0017074 | As per HSA registered indication(s)
Orthopaedics | Partial knee replacement (PKR) | PKR tibial insert | PKR tibial insert - Crosslinked polyethylene | STRYKER HOWMEDICA OSTEONICS | TRIATHLON PKR X3 TIBIAL INSERT LM/RL SIZE #3 - 10MM | 5630G310E | Standalone | DE0017074 | As per HSA registered indication(s)
Orthopaedics | Partial knee replacement (PKR) | PKR tibial insert | PKR tibial insert - Crosslinked polyethylene | STRYKER HOWMEDICA OSTEONICS | TRIATHLON PKR X3 TIBIAL INSERT LM/RL SIZE #3 - 12MM | 5630G312E | Standalone | DE0017074 | As per HSA registered indication(s)
Orthopaedics | Partial knee replacement (PKR) | PKR tibial insert | PKR tibial insert - Crosslinked polyethylene | STRYKER HOWMEDICA OSTEONICS | TRIATHLON PKR X3 TIBIAL INSERT RM/LL SIZE #3 -8MM | 5630G320E | Standalone | DE0017074 | As per HSA registered indication(s)
Orthopaedics | Partial knee replacement (PKR) | PKR tibial insert | PKR tibial insert - Crosslinked polyethylene | STRYKER HOWMEDICA OSTEONICS | TRIATHLON PKR X3 TIBIAL INSERT RM/LL SIZE #3 -9MM | 5630G322E | Standalone | DE0017074 | As per HSA registered indication(s)
Orthopaedics | Partial knee replacement (PKR) | PKR tibial insert | PKR tibial insert - Crosslinked polyethylene | STRYKER HOWMEDICA OSTEONICS | TRIATHLON PKR X3 TIBIAL INSERT RM/LL SIZE #3 -10MM | 5630G328E | Standalone | DE0017074 | As per HSA registered indication(s)
Orthopaedics | Partial knee replacement (PKR) | PKR tibial insert | PKR tibial insert - Crosslinked polyethylene | STRYKER HOWMEDICA OSTEONICS | TRIATHLON PKR X3 TIBIAL INSERT RM/LL SIZE #3 -12MM | 5630G329E | Standalone | DE0017074 | As per HSA registered indication(s)
Orthopaedics | Partial knee replacement (PKR) | PKR tibial insert | PKR tibial insert - Crosslinked polyethylene | STRYKER HOWMEDICA OSTEONICS | TRIATHLON PKR X3 TIBIAL INSERT LM/RL SIZE #4 - 8MM | 5630G408E | Standalone | DE0017074 | As per HSA registered indication(s)
Orthopaedics | Partial knee replacement (PKR) | PKR tibial insert | PKR tibial insert - Crosslinked polyethylene | STRYKER HOWMEDICA OSTEONICS | TRIATHLON PKR X3 TIBIAL INSERT LM/RL SIZE #4 - 9MM | 5630G409E | Standalone | DE0017074 | As per HSA registered indication(s)
Orthopaedics | Partial knee replacement (PKR) | PKR tibial insert | PKR tibial insert - Crosslinked polyethylene | STRYKER HOWMEDICA OSTEONICS | TRIATHLON PKR X3 TIBIAL INSERT LM/RL SIZE #4 - 10MM | 5630G410E | Standalone | DE0017074 | As per HSA registered indication(s)
Orthopaedics | Partial knee replacement (PKR) | PKR tibial insert | PKR tibial insert - Crosslinked polyethylene | STRYKER HOWMEDICA OSTEONICS | TRIATHLON PKR X3 TIBIAL INSERT LM/RL SIZE #4 - 12MM | 5630G412E | Standalone | DE0017074 | As per HSA registered indication(s)
Orthopaedics | Partial knee replacement (PKR) | PKR tibial insert | PKR tibial insert - Crosslinked polyethylene | STRYKER HOWMEDICA OSTEONICS | TRIATHLON PKR X3 TIBIAL INSERT RM/LL SIZE #4 -8MM | 5630G420E | Standalone | DE0017074 | As per HSA registered indication(s)
Orthopaedics | Partial knee replacement (PKR) | PKR tibial insert | PKR tibial insert - Crosslinked polyethylene | STRYKER HOWMEDICA OSTEONICS | TRIATHLON PKR X3 TIBIAL INSERT RM/LL SIZE #4 -9MM | 5630G422E | Standalone | DE0017074 | As per HSA registered indication(s)
Orthopaedics | Partial knee replacement (PKR) | PKR tibial insert | PKR tibial insert - Crosslinked polyethylene | STRYKER HOWMEDICA OSTEONICS | TRIATHLON PKR X3 TIBIAL INSERT RM/LL SIZE #4 -10MM | 5630G428E | Standalone | DE0017074 | As per HSA registered indication(s)
Orthopaedics | Partial knee replacement (PKR) | PKR tibial insert | PKR tibial insert - Crosslinked polyethylene | STRYKER HOWMEDICA OSTEONICS | TRIATHLON PKR X3 TIBIAL INSERT RM/LL SIZE #4 -12MM | 5630G429E | Standalone | DE0017074 | As per HSA registered indication(s)
Orthopaedics | Partial knee replacement (PKR) | PKR tibial insert | PKR tibial insert - Crosslinked polyethylene | STRYKER HOWMEDICA OSTEONICS | TRIATHLON PKR X3 TIBIAL INSERT LM/RL SIZE #5 - 8MM | 5630G508E | Standalone | DE0017074 | As per HSA registered indication(s)
Orthopaedics | Partial knee replacement (PKR) | PKR tibial insert | PKR tibial insert - Crosslinked polyethylene | STRYKER HOWMEDICA OSTEONICS | TRIATHLON PKR X3 TIBIAL INSERT LM/RL SIZE #5 - 9MM | 5630G509E | Standalone | DE0017074 | As per HSA registered indication(s)
Orthopaedics | Partial knee replacement (PKR) | PKR tibial insert | PKR tibial insert - Crosslinked polyethylene | STRYKER HOWMEDICA OSTEONICS | TRIATHLON PKR X3 TIBIAL INSERT LM/RL SIZE #5 - 10MM | 5630G510E | Standalone | DE0017074 | As per HSA registered indication(s)
Orthopaedics | Partial knee replacement (PKR) | PKR tibial insert | PKR tibial insert - Crosslinked polyethylene | STRYKER HOWMEDICA OSTEONICS | TRIATHLON PKR X3 TIBIAL INSERT LM/RL SIZE #5 - 12MM | 5630G512E | Standalone | DE0017074 | As per HSA registered indication(s)
Orthopaedics | Partial knee replacement (PKR) | PKR tibial insert | PKR tibial insert - Crosslinked polyethylene | STRYKER HOWMEDICA OSTEONICS | TRIATHLON PKR X3 TIBIAL INSERT RM/LL SIZE #5 -8MM | 5630G520E | Standalone | DE0017074 | As per HSA registered indication(s)
Orthopaedics | Partial knee replacement (PKR) | PKR tibial insert | PKR tibial insert - Crosslinked polyethylene | STRYKER HOWMEDICA OSTEONICS | TRIATHLON PKR X3 TIBIAL INSERT RM/LL SIZE #5 -9MM | 5630G522E | Standalone | DE0017074 | As per HSA registered indication(s)
Orthopaedics | Partial knee replacement (PKR) | PKR tibial insert | PKR tibial insert - Crosslinked polyethylene | STRYKER HOWMEDICA OSTEONICS | TRIATHLON PKR X3 TIBIAL INSERT RM/LL SIZE #5 -10MM | 5630G528E | Standalone | DE0017074 | As per HSA registered indication(s)
Orthopaedics | Partial knee replacement (PKR) | PKR tibial insert | PKR tibial insert - Crosslinked polyethylene | STRYKER HOWMEDICA OSTEONICS | TRIATHLON PKR X3 TIBIAL INSERT RM/LL SIZE #5 -12MM | 5630G529E | Standalone | DE0017074 | As per HSA registered indication(s)
Orthopaedics | Partial knee replacement (PKR) | PKR tibial insert | PKR tibial insert - Crosslinked polyethylene | STRYKER HOWMEDICA OSTEONICS | TRIATHLON PKR X3 TIBIAL INSERT LM/RL SIZE #6 - 8MM | 5630G608E | Standalone | DE0017074 | As per HSA registered indication(s)
Orthopaedics | Partial knee replacement (PKR) | PKR tibial insert | PKR tibial insert - Crosslinked polyethylene | STRYKER HOWMEDICA OSTEONICS | TRIATHLON PKR X3 TIBIAL INSERT LM/RL SIZE #6 - 9MM | 5630G609E | Standalone | DE0017074 | As per HSA registered indication(s)
Orthopaedics | Partial knee replacement (PKR) | PKR tibial insert | PKR tibial insert - Crosslinked polyethylene | STRYKER HOWMEDICA OSTEONICS | TRIATHLON PKR X3 TIBIAL INSERT LM/RL SIZE #6 - 10MM | 5630G610E | Standalone | DE0017074 | As per HSA registered indication(s)
Orthopaedics | Partial knee replacement (PKR) | PKR tibial insert | PKR tibial insert - Crosslinked polyethylene | STRYKER HOWMEDICA OSTEONICS | TRIATHLON PKR X3 TIBIAL INSERT LM/RL SIZE #6 - 12MM | 5630G612E | Standalone | DE0017074 | As per HSA registered indication(s)
Orthopaedics | Partial knee replacement (PKR) | PKR tibial insert | PKR tibial insert - Crosslinked polyethylene | STRYKER HOWMEDICA OSTEONICS | TRIATHLON PKR X3 TIBIAL INSERT RM/LL SIZE #6 -8MM | 5630G620E | Standalone | DE0017074 | As per HSA registered indication(s)
Orthopaedics | Partial knee replacement (PKR) | PKR tibial insert | PKR tibial insert - Crosslinked polyethylene | STRYKER HOWMEDICA OSTEONICS | TRIATHLON PKR X3 TIBIAL INSERT RM/LL SIZE #6 -9MM | 5630G622E | Standalone | DE0017074 | As per HSA registered indication(s)
Orthopaedics | Partial knee replacement (PKR) | PKR tibial insert | PKR tibial insert - Crosslinked polyethylene | STRYKER HOWMEDICA OSTEONICS | TRIATHLON PKR X3 TIBIAL INSERT RM/LL SIZE #6 -10MM | 5630G628E | Standalone | DE0017074 | As per HSA registered indication(s)
Orthopaedics | Partial knee replacement (PKR) | PKR tibial insert | PKR tibial insert - Crosslinked polyethylene | STRYKER HOWMEDICA OSTEONICS | TRIATHLON PKR X3 TIBIAL INSERT RM/LL SIZE #6 -12MM | 5630G629E | Standalone | DE0017074 | As per HSA registered indication(s)
Orthopaedics | Partial knee replacement (PKR) | Patellofemoral resurfacing (PFR) | PFR trochlear component | STRYKER HOWMEDICA OSTEONICS | RESTORIS MCK PF L 1 | 180401 | Standalone | DE0016662 | As per HSA registered indication(s)
Orthopaedics | Partial knee replacement (PKR) | Patellofemoral resurfacing (PFR) | PFR trochlear component | STRYKER HOWMEDICA OSTEONICS | RESTORIS MCK PF L 2 | 180402 | Standalone | DE0016662 | As per HSA registered indication(s)
Orthopaedics | Partial knee replacement (PKR) | Patellofemoral resurfacing (PFR) | PFR trochlear component | STRYKER HOWMEDICA OSTEONICS | RESTORIS MCK PF L 3 | 180403 | Standalone | DE0016662 | As per HSA registered indication(s)
Orthopaedics | Partial knee replacement (PKR) | Patellofemoral resurfacing (PFR) | PFR trochlear component | STRYKER HOWMEDICA OSTEONICS | RESTORIS MCK PF L 4 | 180404 | Standalone | DE0016662 | As per HSA registered indication(s)
Orthopaedics | Partial knee replacement (PKR) | Patellofemoral resurfacing (PFR) | PFR trochlear component | STRYKER HOWMEDICA OSTEONICS | RESTORIS MCK PF L 5 | 180405 | Standalone | DE0016662 | As per HSA registered indication(s)
Orthopaedics | Partial knee replacement (PKR) | Patellofemoral resurfacing (PFR) | PFR trochlear component | STRYKER HOWMEDICA OSTEONICS | RESTORIS MCK PF L 6 | 180406 | Standalone | DE0016662 | As per HSA registered indication(s)
Orthopaedics | Partial knee replacement (PKR) | Patellofemoral resurfacing (PFR) | PFR trochlear component | STRYKER HOWMEDICA OSTEONICS | RESTORIS MCK PF L 7 | 180407 | Standalone | DE0016662 | As per HSA registered indication(s)
Orthopaedics | Partial knee replacement (PKR) | Patellofemoral resurfacing (PFR) | PFR trochlear component | STRYKER HOWMEDICA OSTEONICS | RESTORIS MCK PF L 8 | 180408 | Standalone | DE0016662 | As per HSA registered indication(s)
Orthopaedics | Partial knee replacement (PKR) | Patellofemoral resurfacing (PFR) | PFR trochlear component | STRYKER HOWMEDICA OSTEONICS | RESTORIS MCK PF R 1 | 180411 | Standalone | DE0016662 | As per HSA registered indication(s)
Orthopaedics | Partial knee replacement (PKR) | Patellofemoral resurfacing (PFR) | PFR trochlear component | STRYKER HOWMEDICA OSTEONICS | RESTORIS MCK PF R 2 | 180412 | Standalone | DE0016662 | As per HSA registered indication(s)
Orthopaedics | Partial knee replacement (PKR) | Patellofemoral resurfacing (PFR) | PFR trochlear component | STRYKER HOWMEDICA OSTEONICS | RESTORIS MCK PF R 3 | 180413 | Standalone | DE0016662 | As per HSA registered indication(s)
Orthopaedics | Partial knee replacement (PKR) | Patellofemoral resurfacing (PFR) | PFR trochlear component | STRYKER HOWMEDICA OSTEONICS | RESTORIS MCK PF R 4 | 180414 | Standalone | DE0016662 | As per HSA registered indication(s)
Orthopaedics | Partial knee replacement (PKR) | Patellofemoral resurfacing (PFR) | PFR trochlear component | STRYKER HOWMEDICA OSTEONICS | RESTORIS MCK PF R 5 | 180415 | Standalone | DE0016662 | As per HSA registered indication(s)
Orthopaedics | Partial knee replacement (PKR) | Patellofemoral resurfacing (PFR) | PFR trochlear component | STRYKER HOWMEDICA OSTEONICS | RESTORIS MCK PF R 6 | 180416 | Standalone | DE0016662 | As per HSA registered indication(s)
Orthopaedics | Partial knee replacement (PKR) | Patellofemoral resurfacing (PFR) | PFR trochlear component | STRYKER HOWMEDICA OSTEONICS | RESTORIS MCK PF R 7 | 180417 | Standalone | DE0016662 | As per HSA registered indication(s)
Orthopaedics | Partial knee replacement (PKR) | Patellofemoral resurfacing (PFR) | PFR trochlear component | STRYKER HOWMEDICA OSTEONICS | RESTORIS MCK PF R 8 | 180418 | Standalone | DE0016662 | As per HSA registered indication(s)
Orthopaedics | Partial knee replacement (PKR) | Patellofemoral resurfacing (PFR) | PFR trochlear component | Zimmer Inc | PFJ PREC FEM SZ 1 LEFT | 00-5926-011-01 | Standalone | DE0005203 | As per HSA registered indication(s)
Orthopaedics | Partial knee replacement (PKR) | Patellofemoral resurfacing (PFR) | PFR trochlear component | Zimmer Inc | PFJ PREC FEM SZ 1 RIGHT | 00-5926-011-02 | Standalone | DE0005203 | As per HSA registered indication(s)
Orthopaedics | Partial knee replacement (PKR) | Patellofemoral resurfacing (PFR) | PFR trochlear component | Zimmer Inc | PFJ PREC FEM SZ 2 LEFT | 00-5926-012-01 | Standalone | DE0005203 | As per HSA registered indication(s)
Orthopaedics | Partial knee replacement (PKR) | Patellofemoral resurfacing (PFR) | PFR trochlear component | Zimmer Inc | PFJ PREC FEM SZ 2 RIGHT | 00-5926-012-02 | Standalone | DE0005203 | As per HSA registered indication(s)
Orthopaedics | Partial knee replacement (PKR) | Patellofemoral resurfacing (PFR) | PFR trochlear component | Zimmer Inc | PFJ PREC FEM SZ 3 LEFT | 00-5926-013-01 | Standalone | DE0005203 | As per HSA registered indication(s)
Orthopaedics | Partial knee replacement (PKR) | Patellofemoral resurfacing (PFR) | PFR trochlear component | Zimmer Inc | PFJ PREC FEM SZ 3 RIGHT | 00-5926-013-02 | Standalone | DE0005203 | As per HSA registered indication(s)
Orthopaedics | Partial knee replacement (PKR) | Patellofemoral resurfacing (PFR) | PFR trochlear component | Zimmer Inc | PFJ PREC FEM SZ 4 LEFT | 00-5926-014-01 | Standalone | DE0005203 | As per HSA registered indication(s)
Orthopaedics | Partial knee replacement (PKR) | Patellofemoral resurfacing (PFR) | PFR trochlear component | Zimmer Inc | PFJ PREC FEM SZ 4 RIGHT | 00-5926-014-02 | Standalone | DE0005203 | As per HSA registered indication(s)
Orthopaedics | Partial knee replacement (PKR) | Patellofemoral resurfacing (PFR) | PFR trochlear component | Zimmer Inc | PFJ PREC FEM SZ 5 LEFT | 00-5926-015-01 | Standalone | DE0005203 | As per HSA registered indication(s)
Orthopaedics | Partial knee replacement (PKR) | Patellofemoral resurfacing (PFR) | PFR trochlear component | Zimmer Inc | PFJ PREC FEM SZ 5 RIGHT | 00-5926-015-02 | Standalone | DE0005203 | As per HSA registered indication(s)
Orthopaedics | Partial knee replacement (PKR) | Patellofemoral resurfacing (PFR) | PFR patellar component | STRYKER HOWMEDICA OSTEONICS | RESTORIS MCK PATELLA, 26 | 1803201 | Standalone | DE0016662 | As per HSA registered indication(s)
Orthopaedics | Partial knee replacement (PKR) | Patellofemoral resurfacing (PFR) | PFR patellar component | STRYKER HOWMEDICA OSTEONICS | RESTORIS MCK PATELLA, 29 | 1803202 | Standalone | DE0016662 | As per HSA registered indication(s)
Orthopaedics | Partial knee replacement (PKR) | Patellofemoral resurfacing (PFR) | PFR patellar component | STRYKER HOWMEDICA OSTEONICS | RESTORIS MCK PATELLA, 32 | 1803203 | Standalone | DE0016662 | As per HSA registered indication(s)
Orthopaedics | Partial knee replacement (PKR) | Patellofemoral resurfacing (PFR) | PFR patellar component | STRYKER HOWMEDICA OSTEONICS | RESTORIS MCK PATELLA, 35 | 1803204 | Standalone | DE0016662 | As per HSA registered indication(s)
Orthopaedics | Partial knee replacement (PKR) | Patellofemoral resurfacing (PFR) | PFR patellar component | STRYKER HOWMEDICA OSTEONICS | RESTORIS MCK PATELLA, 38 | 1803205 | Standalone | DE0016662 | As per HSA registered indication(s)
Orthopaedics | Partial knee replacement (PKR) | Patellofemoral resurfacing (PFR) | PFR patellar component | STRYKER HOWMEDICA OSTEONICS | RESTORIS MCK PATELLA, 41 | 1803206 | Standalone | DE0016662 | As per HSA registered indication(s)
Orthopaedics | Partial knee replacement (PKR) | PKR all-poly tibial component | PKR tibial component - All-poly | DePuy Orthopaedics | SIGMA HP UNI A/P SZ1 8MM LMRL | 102411108 | Standalone | DE0005188 | Patients with rheumatoid arthritis aged 70 years and order
Orthopaedics | Partial knee replacement (PKR) | PKR all-poly tibial component | PKR tibial component - All-poly | DePuy Orthopaedics | SIGMA HP GCK ALLPOLY TIB SZ2 8MM LM RL | 102411208 | Standalone | DE0005188 | Patients with rheumatoid arthritis aged 70 years and order
Orthopaedics | Partial knee replacement (PKR) | PKR all-poly tibial component | PKR tibial component - All-poly | DePuy Orthopaedics | SIGMA HP GCK ALLPOLY TIB SZ3 8MM LM RL | 102411308 | Standalone | DE0005188 | Patients with rheumatoid arthritis aged 70 years and order
Orthopaedics | Partial knee replacement (PKR) | PKR all-poly tibial component | PKR tibial component - All-poly | DePuy Orthopaedics | SIGMA HP GCK ALLPOLY TIB SZ4 8MM LM RL | 102411408 | Standalone | DE0005188 | Patients with rheumatoid arthritis aged 70 years and order
Orthopaedics | Partial knee replacement (PKR) | PKR all-poly tibial component | PKR tibial component - All-poly | DePuy Orthopaedics | SIGMA HP UNI A/P SZ1 8MM RMLL | 102412108 | Standalone | DE0005188 | Patients with rheumatoid arthritis aged 70 years and order
Orthopaedics | Partial knee replacement (PKR) | PKR all-poly tibial component | PKR tibial component - All-poly | DePuy Orthopaedics | SIGMA HP GCK ALLPOLY TIB SZ2 8MM RM LL | 102412208 | Standalone | DE0005188 | Patients with rheumatoid arthritis aged 70 years and order
Orthopaedics | Partial knee replacement (PKR) | PKR all-poly tibial component | PKR tibial component - All-poly | DePuy Orthopaedics | SIGMA HP GCK ALLPOLY TIB SZ3 8MM RM LL | 102412308 | Standalone | DE0005188 | Patients with rheumatoid arthritis aged 70 years and order
Orthopaedics | Partial knee replacement (PKR) | PKR all-poly tibial component | PKR tibial component - All-poly | DePuy Orthopaedics | SIGMA HP GCK ALLPOLY TIB SZ4 8MM RM LL | 102412408 | Standalone | DE0005188 | Patients with rheumatoid arthritis aged 70 years and order
Orthopaedics | Partial knee replacement (PKR) | PKR all-poly tibial component | PKR tibial component - All-poly | DePuy Ireland UC | SIGMA HP GCK ALLPOLY TIB SZ2 9MM LM RL | 102411209 | Standalone | DE0005188 | Patients with rheumatoid arthritis aged 70 years and order
Orthopaedics | Partial knee replacement (PKR) | PKR all-poly tibial component | PKR tibial component - All-poly | DePuy Ireland UC | SIGMA HP GCK ALLPOLY TIB SZ3 9MM LM RL | 102411309 | Standalone | DE0005188 | Patients with rheumatoid arthritis aged 70 years and order
Orthopaedics | Partial knee replacement (PKR) | PKR all-poly tibial component | PKR tibial component - All-poly | DePuy Ireland UC | SIGMA HP GCK ALLPOLY TIB SZ4 9MM LM RL | 102411409 | Standalone | DE0005188 | Patients with rheumatoid arthritis aged 70 years and order
Orthopaedics | Partial knee replacement (PKR) | PKR all-poly tibial component | PKR tibial component - All-poly | DePuy Ireland UC | SIGMA HP GCK ALLPOLY TIB SZ2 9MM RM LL | 102412209 | Standalone | DE0005188 | Patients with rheumatoid arthritis aged 70 years and order
Orthopaedics | Partial knee replacement (PKR) | PKR all-poly tibial component | PKR tibial component - All-poly | DePuy Ireland UC | SIGMA HP GCK ALLPOLY TIB SZ3 9MM RM LL | 102412309 | Standalone | DE0005188 | Patients with rheumatoid arthritis aged 70 years and order
Orthopaedics | Partial knee replacement (PKR) | PKR all-poly tibial component | PKR tibial component - All-poly | DePuy Ireland UC | SIGMA HP GCK ALLPOLY TIB SZ4 9MM RM LL | 102412409 | Standalone | DE0005188 | Patients with rheumatoid arthritis aged 70 years and order
Orthopaedics | Knee replacement accessories | Knee replacement augment | Knee replacement - Wedge | DePuy Orthopaedics | Step Wedge 1.5/10mm | 129456116 | Standalone | DE0012815 | As per HSA registered indication(s)
Orthopaedics | Knee replacement accessories | Knee replacement augment | Knee replacement - Wedge | DePuy Orthopaedics | Step Wedge 1.5/15mm | 129456117 | Standalone | DE0012815 | As per HSA registered indication(s)
Orthopaedics | Knee replacement accessories | Knee replacement augment | Knee replacement - Wedge | DePuy Orthopaedics | Step Wedge 2/10mm | 129456121 | Standalone | DE0012815 | As per HSA registered indication(s)
Orthopaedics | Knee replacement accessories | Knee replacement augment | Knee replacement - Wedge | DePuy Orthopaedics | Step Wedge 2/15mm | 129456122 | Standalone | DE0012815 | As per HSA registered indication(s)
Orthopaedics | Knee replacement accessories | Knee replacement augment | Knee replacement - Wedge | DePuy Orthopaedics | Step Wedge 2.5/10mm | 129456126 | Standalone | DE0012815 | As per HSA registered indication(s)
Orthopaedics | Knee replacement accessories | Knee replacement augment | Knee replacement - Wedge | DePuy Orthopaedics | Step Wedge 2.5/15mm | 129456127 | Standalone | DE0012815 | As per HSA registered indication(s)
Orthopaedics | Knee replacement accessories | Knee replacement augment | Knee replacement - Wedge | DePuy Orthopaedics | Step Wedge 3/10mm | 129456131 | Standalone | DE0012815 | As per HSA registered indication(s)
Orthopaedics | Knee replacement accessories | Knee replacement augment | Knee replacement - Wedge | DePuy Orthopaedics | Step Wedge 3/15mm | 129456132 | Standalone | DE0012815 | As per HSA registered indication(s)
Orthopaedics | Knee replacement accessories | Knee replacement augment | Knee replacement - Wedge | DePuy Orthopaedics | Step Wedge 4/10mm | 129456136 | Standalone | DE0012815 | As per HSA registered indication(s)
Orthopaedics | Knee replacement accessories | Knee replacement augment | Knee replacement - Wedge | DePuy Orthopaedics | Step Wedge 4/15mm | 129456137 | Standalone | DE0012815 | As per HSA registered indication(s)
Orthopaedics | Knee replacement accessories | Knee replacement augment | Knee replacement - Wedge | DePuy Orthopaedics | Step Wedge 5/10mm | 129456141 | Standalone | DE0012815 | As per HSA registered indication(s)
Orthopaedics | Knee replacement accessories | Knee replacement augment | Knee replacement - Wedge | DePuy Orthopaedics | Step Wedge 5/15mm | 129456142 | Standalone | DE0012815 | As per HSA registered indication(s)
Orthopaedics | Knee replacement accessories | Knee replacement augment | Knee replacement - Wedge | DePuy Orthopaedics | PFC SIGMA DIS AUG 4MM/1.5LEFT | 960800 | Standalone | DE0004925 | As per HSA registered indication(s)
Orthopaedics | Knee replacement accessories | Knee replacement augment | Knee replacement - Wedge | DePuy Orthopaedics | PFC SIGMA DIS AUG 4MM/1.5RIGT | 960801 | Standalone | DE0004925 | As per HSA registered indication(s)
Orthopaedics | Knee replacement accessories | Knee replacement augment | Knee replacement - Wedge | DePuy Orthopaedics | PFC SIGMA DIS AUG 8MM/1.5LEFT | 960802 | Standalone | DE0004925 | As per HSA registered indication(s)
Orthopaedics | Knee replacement accessories | Knee replacement augment | Knee replacement - Wedge | DePuy Orthopaedics | PFC SIGMA DIS AUG 8MM/1.5RGHT | 960803 | Standalone | DE0004925 | As per HSA registered indication(s)
Orthopaedics | Knee replacement accessories | Knee replacement augment | Knee replacement - Wedge | DePuy Orthopaedics | PFC SIGMA POST AUG 4MM SZ1.5 | 960806 | Standalone | DE0004925 | As per HSA registered indication(s)
Orthopaedics | Knee replacement accessories | Knee replacement augment | Knee replacement - Wedge | DePuy Orthopaedics | PFC SIGMA DIS AUG 12MM/1.5LEFT | 960809 | Standalone | DE0004925 | As per HSA registered indication(s)
Orthopaedics | Knee replacement accessories | Knee replacement augment | Knee replacement - Wedge | DePuy Orthopaedics | PFC SIGMA DIS AUG 12MM/1.5 RT | 960810 | Standalone | DE0004925 | As per HSA registered indication(s)
Orthopaedics | Knee replacement accessories | Knee replacement augment | Knee replacement - Wedge | DePuy Orthopaedics | PFC SIGMA DIS AUG 4MM SZ2 LEFT | 960820 | Standalone | DE0004925 | As per HSA registered indication(s)
Orthopaedics | Knee replacement accessories | Knee replacement augment | Knee replacement - Wedge | DePuy Orthopaedics | PFC SIGMA DIS AUG 4MM SZ2 RGHT | 960821 | Standalone | DE0004925 | As per HSA registered indication(s)
Orthopaedics | Knee replacement accessories | Knee replacement augment | Knee replacement - Wedge | DePuy Orthopaedics | PFC SIGMA DIS AUG 8MM SZ2 LEFT | 960822 | Standalone | DE0004925 | As per HSA registered indication(s)
Orthopaedics | Knee replacement accessories | Knee replacement augment | Knee replacement - Wedge | DePuy Orthopaedics | PFC SIGMA DIS AUG 8MM SZ2 RGHT | 960823 | Standalone | DE0004925 | As per HSA registered indication(s)
Orthopaedics | Knee replacement accessories | Knee replacement augment | Knee replacement - Wedge | DePuy Orthopaedics | PFC SIGMA FEM POST AUG SZ2 4MM | 960826 | Standalone | DE0004925 | As per HSA registered indication(s)
Orthopaedics | Knee replacement accessories | Knee replacement augment | Knee replacement - Wedge | DePuy Orthopaedics | PFC SIGMA FEM POST AUG SZ2 8MM | 960828 | Standalone | DE0004925 | As per HSA registered indication(s)
Orthopaedics | Knee replacement accessories | Knee replacement augment | Knee replacement - Wedge | DePuy Orthopaedics | PFC SIGMA DIS AUG12MMCO SZ2LEF | 960829 | Standalone | DE0004925 | As per HSA registered indication(s)
Orthopaedics | Knee replacement accessories | Knee replacement augment | Knee replacement - Wedge | DePuy Orthopaedics | PFC SIGMA DIS AUG12MMCO SZ2RGH | 960830 | Standalone | DE0004925 | As per HSA registered indication(s)
Orthopaedics | Knee replacement accessories | Knee replacement augment | Knee replacement - Wedge | DePuy Orthopaedics | PFC SIGMA DIS AUG16MMCO SZ2LEF | 960831 | Standalone | DE0004925 | As per HSA registered indication(s)
Orthopaedics | Knee replacement accessories | Knee replacement augment | Knee replacement - Wedge | DePuy Orthopaedics | PFC SIGMA DIS AUG16MMCO SZ2RGH | 960832 | Standalone | DE0004925 | As per HSA registered indication(s)
Orthopaedics | Knee replacement accessories | Knee replacement augment | Knee replacement - Wedge | DePuy Orthopaedics | PFC SIGMA DIS AUG4MMS2.5LEFT | 960840 | Standalone | DE0004925 | As per HSA registered indication(s)
Orthopaedics | Knee replacement accessories | Knee replacement augment | Knee replacement - Wedge | DePuy Orthopaedics | PFC SIGMA DIS AUG4MMS2.5RGHT | 960841 | Standalone | DE0004925 | As per HSA registered indication(s)
Orthopaedics | Knee replacement accessories | Knee replacement augment | Knee replacement - Wedge | DePuy Orthopaedics | PFC SIGMA DIS AUG8MMS2.5LEFT | 960842 | Standalone | DE0004925 | As per HSA registered indication(s)
Orthopaedics | Knee replacement accessories | Knee replacement augment | Knee replacement - Wedge | DePuy Orthopaedics | PFC SIGMA DIS AUG8MMS2.5RGHT | 960843 | Standalone | DE0004925 | As per HSA registered indication(s)
Orthopaedics | Knee replacement accessories | Knee replacement augment | Knee replacement - Wedge | DePuy Orthopaedics | PFC SIGMA FEM POST AUG SZ2.5 4 | 960846 | Standalone | DE0004925 | As per HSA registered indication(s)
Orthopaedics | Knee replacement accessories | Knee replacement augment | Knee replacement - Wedge | DePuy Orthopaedics | PFC SIGMA FEM POST AUG SZ2.5 8 | 960848 | Standalone | DE0004925 | As per HSA registered indication(s)
Orthopaedics | Knee replacement accessories | Knee replacement augment | Knee replacement - Wedge | DePuy Orthopaedics | PFC SIGMA DIS AUG12MMCO2.5LF | 960849 | Standalone | DE0004925 | As per HSA registered indication(s)
Orthopaedics | Knee replacement accessories | Knee replacement augment | Knee replacement - Wedge | DePuy Orthopaedics | PFC SIGMA DIS AUG12MMCO2.5RG | 960850 | Standalone | DE0004925 | As per HSA registered indication(s)
Orthopaedics | Knee replacement accessories | Knee replacement augment | Knee replacement - Wedge | DePuy Orthopaedics | PFC SIGMA DIS AUG16MMCO2.5LF | 960851 | Standalone | DE0004925 | As per HSA registered indication(s)
Orthopaedics | Knee replacement accessories | Knee replacement augment | Knee replacement - Wedge | DePuy Orthopaedics | PFC SIGMA DIS AUG16MMCO2.5RG | 960852 | Standalone | DE0004925 | As per HSA registered indication(s)
Orthopaedics | Knee replacement accessories | Knee replacement augment | Knee replacement - Wedge | DePuy Orthopaedics | PFC SIGMA DIS AUG 4MM SZ3 LEFT | 960860 | Standalone | DE0004925 | As per HSA registered indication(s)
Orthopaedics | Knee replacement accessories | Knee replacement augment | Knee replacement - Wedge | DePuy Orthopaedics | PFC SIGMA DIS AUG 4MM SZ3 RGHT | 960861 | Standalone | DE0004925 | As per HSA registered indication(s)
Orthopaedics | Knee replacement accessories | Knee replacement augment | Knee replacement - Wedge | DePuy Orthopaedics | PFC SIGMA DIS AUG 8MM SZ3 LEFT | 960862 | Standalone | DE0004925 | As per HSA registered indication(s)
Orthopaedics | Knee replacement accessories | Knee replacement augment | Knee replacement - Wedge | DePuy Orthopaedics | PFC SIGMA DIS AUG 8MM SZ3 RGHT | 960863 | Standalone | DE0004925 | As per HSA registered indication(s)
Orthopaedics | Knee replacement accessories | Knee replacement augment | Knee replacement - Wedge | DePuy Orthopaedics | PFC SIGMA FEM POST AUG SZ3 4MM | 960866 | Standalone | DE0004925 | As per HSA registered indication(s)
Orthopaedics | Knee replacement accessories | Knee replacement augment | Knee replacement - Wedge | DePuy Orthopaedics | PFC SIGMA FEM POST AUG SZ3 8MM | 960868 | Standalone | DE0004925 | As per HSA registered indication(s)
Orthopaedics | Knee replacement accessories | Knee replacement augment | Knee replacement - Wedge | DePuy Orthopaedics | PFC SIGMA DIS AUG12MMCO SZ3LEF | 960869 | Standalone | DE0004925 | As per HSA registered indication(s)
Orthopaedics | Knee replacement accessories | Knee replacement augment | Knee replacement - Wedge | DePuy Orthopaedics | PFC SIGMA DIS AUG12MMCO SZ3RGH | 960870 | Standalone | DE0004925 | As per HSA registered indication(s)
Orthopaedics | Knee replacement accessories | Knee replacement augment | Knee replacement - Wedge | DePuy Orthopaedics | PFC SIGMA DIS AUG16MMCO SZ3LEF | 960871 | Standalone | DE0004925 | As per HSA registered indication(s)
Orthopaedics | Knee replacement accessories | Knee replacement augment | Knee replacement - Wedge | DePuy Orthopaedics | PFC SIGMA DIS AUG16MMCO SZ3RGH | 960872 | Standalone | DE0004925 | As per HSA registered indication(s)
Orthopaedics | Knee replacement accessories | Knee replacement augment | Knee replacement - Wedge | DePuy Orthopaedics | PFC SIGMA DIS AUG 4MM SZ4 LEFT | 960880 | Standalone | DE0004925 | As per HSA registered indication(s)
Orthopaedics | Knee replacement accessories | Knee replacement augment | Knee replacement - Wedge | DePuy Orthopaedics | PFC SIGMA DIS AUG 4MM SZ4 RGHT | 960881 | Standalone | DE0004925 | As per HSA registered indication(s)
Orthopaedics | Knee replacement accessories | Knee replacement augment | Knee replacement - Wedge | DePuy Orthopaedics | PFC SIGMA DIS AUG 8MM SZ4 LEFT | 960882 | Standalone | DE0004925 | As per HSA registered indication(s)
Orthopaedics | Knee replacement accessories | Knee replacement augment | Knee replacement - Wedge | DePuy Orthopaedics | PFC SIGMA DIS AUG 8MM SZ4 RGHT | 960883 | Standalone | DE0004925 | As per HSA registered indication(s)
Orthopaedics | Knee replacement accessories | Knee replacement augment | Knee replacement - Wedge | DePuy Orthopaedics | PFC SIGMA FEM POST AUG SZ4 4MM | 960886 | Standalone | DE0004925 | As per HSA registered indication(s)
Orthopaedics | Knee replacement accessories | Knee replacement augment | Knee replacement - Wedge | DePuy Orthopaedics | PFC SIGMA FEM POST AUG SZ4 8MM | 960888 | Standalone | DE0004925 | As per HSA registered indication(s)
Orthopaedics | Knee replacement accessories | Knee replacement augment | Knee replacement - Wedge | DePuy Orthopaedics | PFC SIGMA DIS AUG12MMCO SZ4LEF | 960889 | Standalone | DE0004925 | As per HSA registered indication(s)
Orthopaedics | Knee replacement accessories | Knee replacement augment | Knee replacement - Wedge | DePuy Orthopaedics | PFC SIGMA DIS AUG12MMCO SZ4RGH | 960890 | Standalone | DE0004925 | As per HSA registered indication(s)
Orthopaedics | Knee replacement accessories | Knee replacement augment | Knee replacement - Wedge | DePuy Orthopaedics | PFC MOD+ TB WDG STP 1OMM S2 | 860173 | Standalone | DE0004925 | As per HSA registered indication(s)
Orthopaedics | Knee replacement accessories | Knee replacement augment | Knee replacement - Wedge | DePuy Orthopaedics | PFC MOD+ TB WDG STP 15MM S2 | 860174 | Standalone | DE0004925 | As per HSA registered indication(s)
Orthopaedics | Knee replacement accessories | Knee replacement augment | Knee replacement - Wedge | DePuy Orthopaedics | PFC MOD+ TB WDG STP 10MM S3 | 860180 | Standalone | DE0004925 | As per HSA registered indication(s)
Orthopaedics | Knee replacement accessories | Knee replacement augment | Knee replacement - Wedge | DePuy Orthopaedics | PFC MOD+ TB WDG STP 15MM S3 | 860181 | Standalone | DE0004925 | As per HSA registered indication(s)
Orthopaedics | Knee replacement accessories | Knee replacement augment | Knee replacement - Wedge | DePuy Orthopaedics | PFC MOD+ TB WDG STP 10MM S4 | 860187 | Standalone | DE0004925 | As per HSA registered indication(s)
Orthopaedics | Knee replacement accessories | Knee replacement augment | Knee replacement - Wedge | DePuy Orthopaedics | PFC MOD+ TB WDG STP 15MM S4 | 860188 | Standalone | DE0004925 | As per HSA registered indication(s)
Orthopaedics | Knee replacement accessories | Knee replacement augment | Knee replacement - Wedge | DePuy Orthopaedics | PFC MOD+ TB WDG STP 10MM S5 | 860194 | Standalone | DE0004925 | As per HSA registered indication(s)
Orthopaedics | Knee replacement accessories | Knee replacement augment | Knee replacement - Wedge | DePuy Orthopaedics | PFC MOD PL TB WD STP 1OMMS1.5 | 860373 | Standalone | DE0004925 | As per HSA registered indication(s)
Orthopaedics | Knee replacement accessories | Knee replacement augment | Knee replacement - Wedge | DePuy Orthopaedics | PFC MOD PL TB WD STP15MMS1.5 | 860374 | Standalone | DE0004925 | As per HSA registered indication(s)
Orthopaedics | Knee replacement accessories | Knee replacement augment | Knee replacement - Wedge | DePuy Orthopaedics | PFC MOD PL TB WD STP 1OMMS2.5 | 860380 | Standalone | DE0004925 | As per HSA registered indication(s)
Orthopaedics | Knee replacement accessories | Knee replacement augment | Knee replacement - Wedge | DePuy Orthopaedics | PFC MOD PL TB WD STP 15MMS2.5 | 860381 | Standalone | DE0004925 | As per HSA registered indication(s)
Orthopaedics | Knee replacement accessories | Knee replacement augment | Knee replacement - Wedge | Smith+Nephew | Stepped Hemi Wedge Sz 1-2 : 10mm | 71420730 | Standalone | DE0001162 | As per HSA registered indication(s)
Orthopaedics | Knee replacement accessories | Knee replacement augment | Knee replacement - Wedge | Smith+Nephew | Stepped Hemi Wedge Sz 3-4 : 10mm | 71420732 | Standalone | DE0001162 | As per HSA registered indication(s)
Orthopaedics | Knee replacement accessories | Knee replacement augment | Knee replacement - Wedge | Smith+Nephew | Stepped Hemi Wedge Sz 5-6 : 10mm | 71420734 | Standalone | DE0001162 | As per HSA registered indication(s)
Orthopaedics | Knee replacement accessories | Knee replacement augment | Knee replacement - Wedge | Smith+Nephew | Stepped Hemi Wedge Sz 7-8 10mm | 71420736 | Standalone | DE0001162 | As per HSA registered indication(s)
Orthopaedics | Knee replacement accessories | Knee replacement augment | Knee replacement - Wedge | Smith+Nephew | Stepped Hemi Wedge Sz 1-2 : 15mm | 71420738 | Standalone | DE0001162 | As per HSA registered indication(s)
Orthopaedics | Knee replacement accessories | Knee replacement augment | Knee replacement - Wedge | Smith+Nephew | Stepped Hemi Wedge Sz 3-4 : 15mm | 71420740 | Standalone | DE0001162 | As per HSA registered indication(s)
Orthopaedics | Knee replacement accessories | Knee replacement augment | Knee replacement - Wedge | Smith+Nephew | Stepped Hemi Wedge Sz 5-6 : 15mm | 71420742 | Standalone | DE0001162 | As per HSA registered indication(s)
Orthopaedics | Knee replacement accessories | Knee replacement augment | Knee replacement - Wedge | Smith+Nephew | Stepped Hemi Wedge Sz 7-8 15mm | 71420744 | Standalone | DE0001162 | As per HSA registered indication(s)
Orthopaedics | Knee replacement accessories | Knee replacement augment | Knee replacement - Wedge | Smith+Nephew | Screw-on Distal Fem Wdg Sz 2, 10mm | 71421655 | Standalone | DE0012408 | As per HSA registered indication(s)
Orthopaedics | Knee replacement accessories | Knee replacement augment | Knee replacement - Wedge | Smith+Nephew | Screw-on Distal Fem Wdg Sz 2, 15mm | 71421656 | Standalone | DE0012408 | As per HSA registered indication(s)
Orthopaedics | Knee replacement accessories | Knee replacement augment | Knee replacement - Wedge | Smith+Nephew | Screw-on Distal Fem Wdg Sz 3, 10mm | 71421658 | Standalone | DE0012408 | As per HSA registered indication(s)
Orthopaedics | Knee replacement accessories | Knee replacement augment | Knee replacement - Wedge | Smith+Nephew | Screw-on Distal Fem Wdg Sz 3, 15mm | 71421659 | Standalone | DE0012408 | As per HSA registered indication(s)
Orthopaedics | Knee replacement accessories | Knee replacement augment | Knee replacement - Wedge | Smith+Nephew | Screw-on Distal Fem Wdg Sz 4, 10mm | 71421662 | Standalone | DE0012408 | As per HSA registered indication(s)
Orthopaedics | Knee replacement accessories | Knee replacement augment | Knee replacement - Wedge | Smith+Nephew | Screw-on Distal Fem Wdg Sz 4, 15mm | 71421663 | Standalone | DE0012408 | As per HSA registered indication(s)
Orthopaedics | Knee replacement accessories | Knee replacement augment | Knee replacement - Wedge | Smith+Nephew | Screw-on Distal Fem Wdg Sz 5, 10mm | 71421665 | Standalone | DE0012408 | As per HSA registered indication(s)
Orthopaedics | Knee replacement accessories | Knee replacement augment | Knee replacement - Wedge | Smith+Nephew | Screw-on Distal Fem Wdg Sz 5, 15mm | 71421666 | Standalone | DE0012408 | As per HSA registered indication(s)
Orthopaedics | Knee replacement accessories | Knee replacement augment | Knee replacement - Wedge | Smith+Nephew | Screw-on Distal Fem Wdg Sz 6, 10mm | 71421668 | Standalone | DE0012408 | As per HSA registered indication(s)
Orthopaedics | Knee replacement accessories | Knee replacement augment | Knee replacement - Wedge | Smith+Nephew | Screw-on Distal Fem Wdg Sz 6, 15mm | 71421669 | Standalone | DE0012408 | As per HSA registered indication(s)
Orthopaedics | Knee replacement accessories | Knee replacement augment | Knee replacement - Wedge | Smith+Nephew | Screw-on Distal Fem Wdg Sz 7, 10mm | 71421672 | Standalone | DE0012408 | As per HSA registered indication(s)
Orthopaedics | Knee replacement accessories | Knee replacement augment | Knee replacement - Wedge | Smith+Nephew | Screw-on Distal Fem Wdg Sz 7, 15mm | 71421673 | Standalone | DE0012408 | As per HSA registered indication(s)
Orthopaedics | Knee replacement accessories | Knee replacement augment | Knee replacement - Wedge | Smith+Nephew | Screw-on L-Wdg Sz 2 5mm Dis x 5mm Pos | 71421711 | Standalone | DE0012408 | As per HSA registered indication(s)
Orthopaedics | Knee replacement accessories | Knee replacement augment | Knee replacement - Wedge | Smith+Nephew | Screw-on L-Wdg Sz 2 10mm Dis x 5mm Pos | 71421713 | Standalone | DE0012408 | As per HSA registered indication(s)
Orthopaedics | Knee replacement accessories | Knee replacement augment | Knee replacement - Wedge | Smith+Nephew | Screw-on L-Wdg Sz 2 15mm Dis x 5mm Pos | 71421715 | Standalone | DE0012408 | As per HSA registered indication(s)
Orthopaedics | Knee replacement accessories | Knee replacement augment | Knee replacement - Wedge | Smith+Nephew | Screw-on L-Wdg Sz 3 5mm Dis x 5mm Pos | 71421721 | Standalone | DE0012408 | As per HSA registered indication(s)
Orthopaedics | Knee replacement accessories | Knee replacement augment | Knee replacement - Wedge | Smith+Nephew | Screw-on L-Wdg Sz 3 5mm Dis x 10mm Pos | 71421722 | Standalone | DE0012408 | As per HSA registered indication(s)
Orthopaedics | Knee replacement accessories | Knee replacement augment | Knee replacement - Wedge | Smith+Nephew | Screw-on L-Wdg Sz 3 10mm Dis x 5mm Pos | 71421723 | Standalone | DE0012408 | As per HSA registered indication(s)
Orthopaedics | Knee replacement accessories | Knee replacement augment | Knee replacement - Wedge | Smith+Nephew | Screw-on L-Wdg Sz 3 10mm Dis x 10mm Pos | 71421724 | Standalone | DE0012408 | As per HSA registered indication(s)
Orthopaedics | Knee replacement accessories | Knee replacement augment | Knee replacement - Wedge | Smith+Nephew | Screw-on L-Wdg Sz 3 15mm Dis x 5mm Pos | 71421725 | Standalone | DE0012408 | As per HSA registered indication(s)
Orthopaedics | Knee replacement accessories | Knee replacement augment | Knee replacement - Wedge | Smith+Nephew | Screw-on L-Wdg Sz 3 15mm Dis x 10mm Pos | 71421726 | Standalone | DE0012408 | As per HSA registered indication(s)
Orthopaedics | Knee replacement accessories | Knee replacement augment | Knee replacement - Wedge | Smith+Nephew | Screw-on L-Wdg Sz 4 5mm Dis x 5mm Pos | 71421731 | Standalone | DE0012408 | As per HSA registered indication(s)
Orthopaedics | Knee replacement accessories | Knee replacement augment | Knee replacement - Wedge | Smith+Nephew | Screw-on L-Wdg Sz 4 5mm Dis x 10mm Pos | 71421732 | Standalone | DE0012408 | As per HSA registered indication(s)
Orthopaedics | Knee replacement accessories | Knee replacement augment | Knee replacement - Wedge | Smith+Nephew | Screw-on L-Wdg Sz 4 10mm Dis x 5mm Pos | 71421733 | Standalone | DE0012408 | As per HSA registered indication(s)
Orthopaedics | Knee replacement accessories | Knee replacement augment | Knee replacement - Wedge | Smith+Nephew | Screw-on L-Wdg Sz 4 10mm Dis x 10mm Pos | 71421734 | Standalone | DE0012408 | As per HSA registered indication(s)
Orthopaedics | Knee replacement accessories | Knee replacement augment | Knee replacement - Wedge | Smith+Nephew | Screw-on L-Wdg Sz 4 15mm Dis x 5mm Pos | 71421735 | Standalone | DE0012408 | As per HSA registered indication(s)
Orthopaedics | Knee replacement accessories | Knee replacement augment | Knee replacement - Wedge | Smith+Nephew | Screw-on L-Wdg Sz 4 15mm Dis x 10mm Pos | 71421736 | Standalone | DE0012408 | As per HSA registered indication(s)
Orthopaedics | Knee replacement accessories | Knee replacement augment | Knee replacement - Wedge | Smith+Nephew | Screw-on L-Wdg Sz 5 5mm Dis x 5mm Pos | 71421741 | Standalone | DE0012408 | As per HSA registered indication(s)
Orthopaedics | Knee replacement accessories | Knee replacement augment | Knee replacement - Wedge | Smith+Nephew | Screw-on L-Wdg Sz 5 5mm Dis x 10mm Pos | 71421742 | Standalone | DE0012408 | As per HSA registered indication(s)
Orthopaedics | Knee replacement accessories | Knee replacement augment | Knee replacement - Wedge | Smith+Nephew | Screw-on L-Wdg Sz 5 10mm Dis x 5mm Pos | 71421743 | Standalone | DE0012408 | As per HSA registered indication(s)
Orthopaedics | Knee replacement accessories | Knee replacement augment | Knee replacement - Wedge | Smith+Nephew | Screw-on L-Wdg Sz 5 10mm Dis x 10mm Pos | 71421744 | Standalone | DE0012408 | As per HSA registered indication(s)
Orthopaedics | Knee replacement accessories | Knee replacement augment | Knee replacement - Wedge | Smith+Nephew | Screw-on L-Wdg Sz 5 15mm Dis x 5mm Pos | 71421745 | Standalone | DE0012408 | As per HSA registered indication(s)
Orthopaedics | Knee replacement accessories | Knee replacement augment | Knee replacement - Wedge | Smith+Nephew | Screw-on L-Wdg Sz 5 15mm Dis x 10mm Pos | 71421746 | Standalone | DE0012408 | As per HSA registered indication(s)
Orthopaedics | Knee replacement accessories | Knee replacement augment | Knee replacement - Wedge | Smith+Nephew | Screw-on L-Wdg Sz 6 5mm Dis x 5mm Pos | 71421751 | Standalone | DE0012408 | As per HSA registered indication(s)
Orthopaedics | Knee replacement accessories | Knee replacement augment | Knee replacement - Wedge | Smith+Nephew | Screw-on L-Wdg Sz 6 5mm Dis x 10mm Pos | 71421752 | Standalone | DE0012408 | As per HSA registered indication(s)
Orthopaedics | Knee replacement accessories | Knee replacement augment | Knee replacement - Wedge | Smith+Nephew | Screw-on L-Wdg Sz 6 10mm Dis x 5mm Pos | 71421753 | Standalone | DE0012408 | As per HSA registered indication(s)
Orthopaedics | Knee replacement accessories | Knee replacement augment | Knee replacement - Wedge | Smith+Nephew | Screw-on L-Wdg Sz 6 10mm Dis x 10mm Pos | 71421754 | Standalone | DE0012408 | As per HSA registered indication(s)
Orthopaedics | Knee replacement accessories | Knee replacement augment | Knee replacement - Wedge | Smith+Nephew | Screw-on L-Wdg Sz 6 15mm Dis x 5mm Pos | 71421755 | Standalone | DE0012408 | As per HSA registered indication(s)
Orthopaedics | Knee replacement accessories | Knee replacement augment | Knee replacement - Wedge | Smith+Nephew | Screw-on L-Wdg Sz 6 15mm Dis x 10mm Pos | 71421756 | Standalone | DE0012408 | As per HSA registered indication(s)
Orthopaedics | Knee replacement accessories | Knee replacement augment | Knee replacement - Wedge | Smith+Nephew | Screw-on L-Wdg Sz 7 5mm Dis x 5mm Pos | 71421761 | Standalone | DE0012408 | As per HSA registered indication(s)
Orthopaedics | Knee replacement accessories | Knee replacement augment | Knee replacement - Wedge | Smith+Nephew | Screw-on L-Wdg Sz 7 5mm Dis x 10mm Pos | 71421762 | Standalone | DE0012408 | As per HSA registered indication(s)
Orthopaedics | Knee replacement accessories | Knee replacement augment | Knee replacement - Wedge | Smith+Nephew | Screw-on L-Wdg Sz 7 10mm Dis x 5mm Pos | 71421763 | Standalone | DE0012408 | As per HSA registered indication(s)
Orthopaedics | Knee replacement accessories | Knee replacement augment | Knee replacement - Wedge | Smith+Nephew | Screw-on L-Wdg Sz 7 10mm Dis x 10mm Pos | 71421764 | Standalone | DE0012408 | As per HSA registered indication(s)
Orthopaedics | Knee replacement accessories | Knee replacement augment | Knee replacement - Wedge | Smith+Nephew | Screw-on L-Wdg Sz 7 15mm Dis x 5mm Pos | 71421765 | Standalone | DE0012408 | As per HSA registered indication(s)
Orthopaedics | Knee replacement accessories | Knee replacement augment | Knee replacement - Wedge | Smith+Nephew | Screw-on L-Wdg Sz 7 15mm Dis x 10mm Pos | 71421766 | Standalone | DE0012408 | As per HSA registered indication(s)
Orthopaedics | Knee replacement accessories | Knee replacement augment | Knee replacement - Wedge | Smith+Nephew | Screw-on Pos Fem Wdg Sz 1-2, 5mm, Long | 71421801 | Standalone | DE0012408 | As per HSA registered indication(s)
Orthopaedics | Knee replacement accessories | Knee replacement augment | Knee replacement - Wedge | Smith+Nephew | Screw-on Pos Fem Wdg Sz 1-2, 10mm, Long | 71421802 | Standalone | DE0012408 | As per HSA registered indication(s)
Orthopaedics | Knee replacement accessories | Knee replacement augment | Knee replacement - Wedge | Smith+Nephew | Screw-on Pos Fem Wdg Sz 3-4, 5mm, Long | 71421803 | Standalone | DE0012408 | As per HSA registered indication(s)
Orthopaedics | Knee replacement accessories | Knee replacement augment | Knee replacement - Wedge | Smith+Nephew | Screw-on Pos Fem Wdg Sz 3-4, 10mm, Long | 71421804 | Standalone | DE0012408 | As per HSA registered indication(s)
Orthopaedics | Knee replacement accessories | Knee replacement augment | Knee replacement - Wedge | Smith+Nephew | Screw-on Pos Fem Wdg Sz 5-6, 5mm, Long | 71421805 | Standalone | DE0012408 | As per HSA registered indication(s)
Orthopaedics | Knee replacement accessories | Knee replacement augment | Knee replacement - Wedge | Smith+Nephew | Screw-on Pos Fem Wdg Sz 5-6, 10mm, Long | 71421806 | Standalone | DE0012408 | As per HSA registered indication(s)
Orthopaedics | Knee replacement accessories | Knee replacement augment | Knee replacement - Wedge | Smith+Nephew | Screw-on Pos Fem Wdg Sz 7-8, 5mm, Long | 71421807 | Standalone | DE0012408 | As per HSA registered indication(s)
Orthopaedics | Knee replacement accessories | Knee replacement augment | Knee replacement - Wedge | Smith+Nephew | Screw-on Pos Fem Wdg Sz 7-8, 10mm, Long | 71421808 | Standalone | DE0012408 | As per HSA registered indication(s)
Orthopaedics | Knee replacement accessories | Knee replacement augment | Knee replacement - Wedge | Smith+Nephew | Screw-on Distal Fem Wdg Sz 2, 5mm | 71421654 | Standalone | DE0012408 | As per HSA registered indication(s)
Orthopaedics | Knee replacement accessories | Knee replacement augment | Knee replacement - Wedge | Smith+Nephew | Screw-on Distal Fem Wdg Sz 3, 5mm | 71421657 | Standalone | DE0001162 | As per HSA registered indication(s)
Orthopaedics | Knee replacement accessories | Knee replacement augment | Knee replacement - Wedge | Smith+Nephew | Screw-on Distal Fem Wdg Sz 4, 5mm | 71421661 | Standalone | DE0001162 | As per HSA registered indication(s)
Orthopaedics | Knee replacement accessories | Knee replacement augment | Knee replacement - Wedge | Smith+Nephew | Screw-on Distal Fem Wdg Sz 5, 5mm | 71421664 | Standalone | DE0001162 | As per HSA registered indication(s)
Orthopaedics | Knee replacement accessories | Knee replacement augment | Knee replacement - Wedge | Smith+Nephew | Screw-on Distal Fem Wdg Sz 6,5mm | 71421667 | Standalone | DE0001162 | As per HSA registered indication(s)
Orthopaedics | Knee replacement accessories | Knee replacement augment | Knee replacement - Wedge | Smith+Nephew | Screw-on Distal Fem Wdg Sz 7,5mm | 71421671 | Standalone | DE0001162 | As per HSA registered indication(s)
Orthopaedics | Knee replacement accessories | Knee replacement augment | Knee replacement - Wedge | Smith+Nephew | Scrw Hemi Step Tib Wg Sz1-2 5mm LT-MDL/RT-LAT | 71421141 | Standalone | DE0012408 | As per HSA registered indication(s)
Orthopaedics | Knee replacement accessories | Knee replacement augment | Knee replacement - Wedge | Smith+Nephew | Scrw Hemi Step Tib Wg Sz3-4 5mm LT-MDL/RT-LAT | 71421142 | Standalone | DE0012408 | As per HSA registered indication(s)
Orthopaedics | Knee replacement accessories | Knee replacement augment | Knee replacement - Wedge | Smith+Nephew | Scrw Hemi Step Tib Wg Sz5-6 5mm LT-MDL/RT-LAT | 71421143 | Standalone | DE0012408 | As per HSA registered indication(s)
Orthopaedics | Knee replacement accessories | Knee replacement augment | Knee replacement - Wedge | Smith+Nephew | Scrw Hemi Step Tib Wg Sz7-8 5mm LT-MDL/RT-LAT | 71421144 | Standalone | DE0012408 | As per HSA registered indication(s)
Orthopaedics | Knee replacement accessories | Knee replacement augment | Knee replacement - Wedge | Smith+Nephew | Scrw Hemi Step Tib Wg Sz1-2 5mm LT-LAT/RT-MDL | 71421145 | Standalone | DE0012408 | As per HSA registered indication(s)
Orthopaedics | Knee replacement accessories | Knee replacement augment | Knee replacement - Wedge | Smith+Nephew | Scrw Hemi Step Tib Wg Sz3-4 5mm LT-LAT/RT-MDL | 71421146 | Standalone | DE0012408 | As per HSA registered indication(s)
Orthopaedics | Knee replacement accessories | Knee replacement augment | Knee replacement - Wedge | Smith+Nephew | Scrw Hemi Step Tib Wg Sz5-6 5mm LT-LAT/RT-MDL | 71421147 | Standalone | DE0012408 | As per HSA registered indication(s)
Orthopaedics | Knee replacement accessories | Knee replacement augment | Knee replacement - Wedge | Smith+Nephew | Scrw Hemi Step Tib Wg Sz7-8 5mm LT-LAT/RT-MDL | 71421148 | Standalone | DE0012408 | As per HSA registered indication(s)
Orthopaedics | Knee replacement accessories | Knee replacement augment | Knee replacement - Wedge | Smith+Nephew | Scrw Hemi Step Tib Wg Sz1-2 10mm LT-MDL/RT-LAT | 71423033 | Standalone | DE0012408 | As per HSA registered indication(s)
Orthopaedics | Knee replacement accessories | Knee replacement augment | Knee replacement - Wedge | Smith+Nephew | Scrw Hemi Step Tib Wg Sz3-4 10mm LT-MDL/RT-LAT | 71423034 | Standalone | DE0012408 | As per HSA registered indication(s)
Orthopaedics | Knee replacement accessories | Knee replacement augment | Knee replacement - Wedge | Smith+Nephew | Scrw Hemi Step Tib Wg Sz5-6 10mm LT-MDL/RT-LAT | 71423035 | Standalone | DE0012408 | As per HSA registered indication(s)
Orthopaedics | Knee replacement accessories | Knee replacement augment | Knee replacement - Wedge | Smith+Nephew | Scrw Hemi Step Tib Wg Sz7-8 10mm LT-MDL/RT-LAT | 71423036 | Standalone | DE0012408 | As per HSA registered indication(s)
Orthopaedics | Knee replacement accessories | Knee replacement augment | Knee replacement - Wedge | Smith+Nephew | Scrw Hemi Step Tib Wg Sz1-2 10mm LT-LAT/RT-MDL | 71423037 | Standalone | DE0012408 | As per HSA registered indication(s)
Orthopaedics | Knee replacement accessories | Knee replacement augment | Knee replacement - Wedge | Smith+Nephew | Scrw Hemi Step Tib Wg Sz3-4 10mm LT-LAT/RT-MDL | 71423038 | Standalone | DE0012408 | As per HSA registered indication(s)
Orthopaedics | Knee replacement accessories | Knee replacement augment | Knee replacement - Wedge | Smith+Nephew | Scrw Hemi Step Tib Wg Sz5-6 10mm LT-LAT/RT-MDL | 71423039 | Standalone | DE0012408 | As per HSA registered indication(s)
Orthopaedics | Knee replacement accessories | Knee replacement augment | Knee replacement - Wedge | Smith+Nephew | Scrw Hemi Step Tib Wg Sz7-8 10mm LT-LAT/RT-MDL | 71423040 | Standalone | DE0012408 | As per HSA registered indication(s)
Orthopaedics | Knee replacement accessories | Knee replacement augment | Knee replacement - Wedge | Smith+Nephew | Scrw Hemi Step Tib Wg Sz1-2 15mm LT-MDL/RT-LAT | 71423041 | Standalone | DE0012408 | As per HSA registered indication(s)
Orthopaedics | Knee replacement accessories | Knee replacement augment | Knee replacement - Wedge | Smith+Nephew | Scrw Hemi Step Tib Wg Sz3-4 15mm LT-MDL/RT-LAT | 71423042 | Standalone | DE0012408 | As per HSA registered indication(s)
Orthopaedics | Knee replacement accessories | Knee replacement augment | Knee replacement - Wedge | Smith+Nephew | Scrw Hemi Step Tib Wg Sz5-6 15mm LT-MDL/RT-LAT | 71423043 | Standalone | DE0012408 | As per HSA registered indication(s)
Orthopaedics | Knee replacement accessories | Knee replacement augment | Knee replacement - Wedge | Smith+Nephew | Scrw Hemi Step Tib Wg Sz7-8 15mm LT-MDL/RT-LAT | 71423044 | Standalone | DE0012408 | As per HSA registered indication(s)
Orthopaedics | Knee replacement accessories | Knee replacement augment | Knee replacement - Wedge | Smith+Nephew | Scrw Hemi Step Tib Wg Sz1-2 15mm LT-LAT/RT-MDL | 71423045 | Standalone | DE0012408 | As per HSA registered indication(s)
Orthopaedics | Knee replacement accessories | Knee replacement augment | Knee replacement - Wedge | Smith+Nephew | Scrw Hemi Step Tib Wg Sz3-4 15mm LT-LAT/RT-MDL | 71423046 | Standalone | DE0012408 | As per HSA registered indication(s)
Orthopaedics | Knee replacement accessories | Knee replacement augment | Knee replacement - Wedge | Smith+Nephew | Scrw Hemi Step Tib Wg Sz5-6 15mm LT-LAT/RT-MDL | 71423047 | Standalone | DE0012408 | As per HSA registered indication(s)
Orthopaedics | Knee replacement accessories | Knee replacement augment | Knee replacement - Wedge | Smith+Nephew | Scrw Hemi Step Tib Wg Sz7-8 15mm LT-LAT/RT-MDL | 71423048 | Standalone | DE0012408 | As per HSA registered indication(s)
Orthopaedics | Knee replacement accessories | Knee replacement augment | Knee replacement - Wedge | Smith+Nephew | Scrw Full Step Tib Wg Sz1-2 10mm | 71423057 | Standalone | DE0012408 | As per HSA registered indication(s)
Orthopaedics | Knee replacement accessories | Knee replacement augment | Knee replacement - Wedge | Smith+Nephew | Scrw Full Step Tib Wg Sz3-4 10mm | 71423058 | Standalone | DE0012408 | As per HSA registered indication(s)
Orthopaedics | Knee replacement accessories | Knee replacement augment | Knee replacement - Wedge | Smith+Nephew | Scrw Full Step Tib Wg Sz5-6 10mm | 71423059 | Standalone | DE0012408 | As per HSA registered indication(s)
Orthopaedics | Knee replacement accessories | Knee replacement augment | Knee replacement - Wedge | Smith+Nephew | Scrw Full Step Tib Wg Sz7-8 10mm | 71423060 | Standalone | DE0012408 | As per HSA registered indication(s)
Orthopaedics | Knee replacement accessories | Knee replacement augment | Knee replacement - Wedge | Smith+Nephew | Scrw Full Step Tib Wg Sz1-2 15mm | 71423061 | Standalone | DE0012408 | As per HSA registered indication(s)
Orthopaedics | Knee replacement accessories | Knee replacement augment | Knee replacement - Wedge | Smith+Nephew | Scrw Full Step Tib Wg Sz3-4 15mm | 71423062 | Standalone | DE0012408 | As per HSA registered indication(s)
Orthopaedics | Knee replacement accessories | Knee replacement augment | Knee replacement - Wedge | Smith+Nephew | Scrw Full Step Tib Wg Sz5-6 15mm | 71423063 | Standalone | DE0012408 | As per HSA registered indication(s)
Orthopaedics | Knee replacement accessories | Knee replacement augment | Knee replacement - Wedge | Smith+Nephew | Scrw Full Step Tib Wg Sz7-8 15mm | 71423064 | Standalone | DE0012408 | As per HSA registered indication(s)
Orthopaedics | Knee replacement accessories | Knee replacement augment | Knee replacement - Wedge | Smith+Nephew | LGN HK DIS FEM WDGE SZ 3-20M | 71422103 | Standalone | DE0503709 | As per HSA registered indication(s)
Orthopaedics | Knee replacement accessories | Knee replacement augment | Knee replacement - Wedge | Smith+Nephew | LGN HK DIS FEM WDGE SZ 4 20M | 71422104 | Standalone | DE0503709 | As per HSA registered indication(s)
Orthopaedics | Knee replacement accessories | Knee replacement augment | Knee replacement - Wedge | Smith+Nephew | LGN HK DIS FEM WDGE SZ 5 20M | 71422105 | Standalone | DE0503709 | As per HSA registered indication(s)
Orthopaedics | Knee replacement accessories | Knee replacement augment | Knee replacement - Wedge | Smith+Nephew | LGN HK DIS FEM WDG SZ3 5MM | 71422153 | Standalone | DE0503709 | As per HSA registered indication(s)
Orthopaedics | Knee replacement accessories | Knee replacement augment | Knee replacement - Wedge | Smith+Nephew | LGN HK DIS FEM WDG SZ3 10MM | 71422154 | Standalone | DE0503709 | As per HSA registered indication(s)
Orthopaedics | Knee replacement accessories | Knee replacement augment | Knee replacement - Wedge | Smith+Nephew | LGN HK DIS FEM WDG SZ3 15MM | 71422155 | Standalone | DE0503709 | As per HSA registered indication(s)
Orthopaedics | Knee replacement accessories | Knee replacement augment | Knee replacement - Wedge | Smith+Nephew | LGN HK DIS FEM WDG SZ4 5MM | 71422156 | Standalone | DE0503709 | As per HSA registered indication(s)
Orthopaedics | Knee replacement accessories | Knee replacement augment | Knee replacement - Wedge | Smith+Nephew | LGN HK DIS FEM WDG SZ4 10MM | 71422157 | Standalone | DE0503709 | As per HSA registered indication(s)
Orthopaedics | Knee replacement accessories | Knee replacement augment | Knee replacement - Wedge | Smith+Nephew | LGN HK DIS FEM WDG SZ4 15MM | 71422158 | Standalone | DE0503709 | As per HSA registered indication(s)
Orthopaedics | Knee replacement accessories | Knee replacement augment | Knee replacement - Wedge | Smith+Nephew | LGN HK DIS FEM WDG SZ5 5MM | 71422159 | Standalone | DE0503709 | As per HSA registered indication(s)
Orthopaedics | Knee replacement accessories | Knee replacement augment | Knee replacement - Wedge | Smith+Nephew | LGN HK DIS FEM WDG SZ5 10MM | 71422161 | Standalone | DE0503709 | As per HSA registered indication(s)
Orthopaedics | Knee replacement accessories | Knee replacement augment | Knee replacement - Wedge | Smith+Nephew | LGN HK DIS FEM WDG SZ5 15MM | 71422162 | Standalone | DE0503709 | As per HSA registered indication(s)
Orthopaedics | Knee replacement accessories | Knee replacement augment | Knee replacement - Wedge | Smith+Nephew | LGN HK DIS FEM WDG SZ7 5MM | 71422166 | Standalone | DE0503709 | As per HSA registered indication(s)
Orthopaedics | Knee replacement accessories | Knee replacement augment | Knee replacement - Wedge | Smith+Nephew | LGN HK DIS FEM WDG SZ7 10MM | 71422167 | Standalone | DE0503709 | As per HSA registered indication(s)
Orthopaedics | Knee replacement accessories | Knee replacement augment | Knee replacement - Wedge | Smith+Nephew | LGN HK DIS FEM WDG SZ7 15MM | 71422168 | Standalone | DE0503709 | As per HSA registered indication(s)
Orthopaedics | Knee replacement accessories | Knee replacement augment | Knee replacement - Wedge | Smith+Nephew | LGN HK DIS FEM WEDGE SZ 7 20M | 71422107 | Standalone | DE0503709 | As per HSA registered indication(s)
Orthopaedics | Knee replacement accessories | Knee replacement augment | Knee replacement - Wedge | Smith+Nephew | LGN CK/HK HEMI SZ 1-2 LL/RM 5MM | 71423417 | Standalone | DE0503709 | As per HSA registered indication(s)
Orthopaedics | Knee replacement accessories | Knee replacement augment | Knee replacement - Wedge | Smith+Nephew | LGN CK/HK HEMI SZ 1-2 LL/RM 10MM | 71423418 | Standalone | DE0503709 | As per HSA registered indication(s)
Orthopaedics | Knee replacement accessories | Knee replacement augment | Knee replacement - Wedge | Smith+Nephew | LGN CK/HK HEMI SZ 1-2 LL/RM 15MM | 71423419 | Standalone | DE0503709 | As per HSA registered indication(s)
Orthopaedics | Knee replacement accessories | Knee replacement augment | Knee replacement - Wedge | Smith+Nephew | LGN CK/HK HEMI SZ 3-4 LL/RM 5MM | 71423420 | Standalone | DE0503709 | As per HSA registered indication(s)
Orthopaedics | Knee replacement accessories | Knee replacement augment | Knee replacement - Wedge | Smith+Nephew | LGN CK/HK HEMI SZ 3-4 LL/RM 10MM | 71423421 | Standalone | DE0503709 | As per HSA registered indication(s)
Orthopaedics | Knee replacement accessories | Knee replacement augment | Knee replacement - Wedge | Smith+Nephew | LGN CK/HK HEMI SZ 3-4 LL/RM 15MM | 71423422 | Standalone | DE0503709 | As per HSA registered indication(s)
Orthopaedics | Knee replacement accessories | Knee replacement augment | Knee replacement - Wedge | Smith+Nephew | LGN CK/HK HEMI SZ 5-6 LL/RM 5MM | 71423423 | Standalone | DE0503709 | As per HSA registered indication(s)
Orthopaedics | Knee replacement accessories | Knee replacement augment | Knee replacement - Wedge | Smith+Nephew | LGN CK/HK HEMI SZ 5-6 LL/RM 10MM | 71423424 | Standalone | DE0503709 | As per HSA registered indication(s)
Orthopaedics | Knee replacement accessories | Knee replacement augment | Knee replacement - Wedge | Smith+Nephew | LGN CK/HK HEMI SZ 5-6 LL/RM 15MM | 71423425 | Standalone | DE0503709 | As per HSA registered indication(s)
Orthopaedics | Knee replacement accessories | Knee replacement augment | Knee replacement - Wedge | Smith+Nephew | LGN RK/HK HEMI SZ 7-8 LL/RM 5MM | 71423426 | Standalone | DE0503709 | As per HSA registered indication(s)
Orthopaedics | Knee replacement accessories | Knee replacement augment | Knee replacement - Wedge | Smith+Nephew | LGN RK/HK HEMI SZ 7-8 LL/RM 10MM | 71423427 | Standalone | DE0503709 | As per HSA registered indication(s)
Orthopaedics | Knee replacement accessories | Knee replacement augment | Knee replacement - Wedge | Smith+Nephew | LGN RK/HK HEMI SZ 7-8 LL/RM 15MM | 71423428 | Standalone | DE0503709 | As per HSA registered indication(s)
Orthopaedics | Knee replacement accessories | Knee replacement augment | Knee replacement - Wedge | Smith+Nephew | LGN CK/HK HEMI SZ 1-2 LM/RL 5MM | 71423429 | Standalone | DE0503709 | As per HSA registered indication(s)
Orthopaedics | Knee replacement accessories | Knee replacement augment | Knee replacement - Wedge | Smith+Nephew | LGN CK/HK HEMI SZ 1-2 LM/RL 10MM | 71423430 | Standalone | DE0503709 | As per HSA registered indication(s)
Orthopaedics | Knee replacement accessories | Knee replacement augment | Knee replacement - Wedge | Smith+Nephew | LGN CK/HK HEMI SZ 1-2 LM/RL 15MM | 71423431 | Standalone | DE0503709 | As per HSA registered indication(s)
Orthopaedics | Knee replacement accessories | Knee replacement augment | Knee replacement - Wedge | Smith+Nephew | LGN CK/HK HEMI SZ 3-4 LM/RL 5MM | 71423432 | Standalone | DE0503709 | As per HSA registered indication(s)
Orthopaedics | Knee replacement accessories | Knee replacement augment | Knee replacement - Wedge | Smith+Nephew | LGN CK/HK HEMI SZ 3-4 LM/RL 10MM | 71423433 | Standalone | DE0503709 | As per HSA registered indication(s)
Orthopaedics | Knee replacement accessories | Knee replacement augment | Knee replacement - Wedge | Smith+Nephew | LGN CK/HK HEMI SZ 3-4 LM/RL 15MM | 71423434 | Standalone | DE0503709 | As per HSA registered indication(s)
Orthopaedics | Knee replacement accessories | Knee replacement augment | Knee replacement - Wedge | Smith+Nephew | LGN CK/HK HEMI SZ 5-6 LM/RL 5MM | 71423435 | Standalone | DE0503709 | As per HSA registered indication(s)
Orthopaedics | Knee replacement accessories | Knee replacement augment | Knee replacement - Wedge | Smith+Nephew | LGN CK/HK HEMI SZ 5-6 LM/RL 10MM | 71423436 | Standalone | DE0503709 | As per HSA registered indication(s)
Orthopaedics | Knee replacement accessories | Knee replacement augment | Knee replacement - Wedge | Smith+Nephew | LGN CK/HK HEMI SZ 5-6 LM/RL 15MM | 71423437 | Standalone | DE0503709 | As per HSA registered indication(s)
Orthopaedics | Knee replacement accessories | Knee replacement augment | Knee replacement - Wedge | Smith+Nephew | LGN RK/HK HEMI SZ 7-8 LM/RL 5MM | 71423438 | Standalone | DE0503709 | As per HSA registered indication(s)
Orthopaedics | Knee replacement accessories | Knee replacement augment | Knee replacement - Wedge | Smith+Nephew | LGN RK/HK HEMI SZ 7-8 LM/RL 10MM | 71423439 | Standalone | DE0503709 | As per HSA registered indication(s)
Orthopaedics | Knee replacement accessories | Knee replacement augment | Knee replacement - Wedge | Smith+Nephew | LGN RK/HK HEMI SZ 7-8 LM/RL 15MM | 71423440 | Standalone | DE0503709 | As per HSA registered indication(s)
Orthopaedics | Knee replacement accessories | Knee replacement augment | Knee replacement - Wedge | Smith+Nephew | LGN RK/HK FULL TIB WDGE SZ1-2 10MM | 71423073 | Standalone | DE0503709 | As per HSA registered indication(s)
Orthopaedics | Knee replacement accessories | Knee replacement augment | Knee replacement - Wedge | Smith+Nephew | LGN RK/HK FULL TIB WDGE SZ3-4 10MM | 71423074 | Standalone | DE0503709 | As per HSA registered indication(s)
Orthopaedics | Knee replacement accessories | Knee replacement augment | Knee replacement - Wedge | Smith+Nephew | LGN RK/HK FULL TIB WDGE SZ5-6 10MM | 71423075 | Standalone | DE0503709 | As per HSA registered indication(s)
Orthopaedics | Knee replacement accessories | Knee replacement augment | Knee replacement - Wedge | Smith+Nephew | LGN RK/HK FULL TIB WDGE SZ7-8 10MM | 71423076 | Standalone | DE0503709 | As per HSA registered indication(s)
Orthopaedics | Knee replacement accessories | Knee replacement augment | Knee replacement - Wedge | Smith+Nephew | LGN RK/HK FULL TIB WDGE SZ1-2 15MM | 71423077 | Standalone | DE0503709 | As per HSA registered indication(s)
Orthopaedics | Knee replacement accessories | Knee replacement augment | Knee replacement - Wedge | Smith+Nephew | LGN RK/HK FULL TIB WDGE SZ3-4 15MM | 71423078 | Standalone | DE0503709 | As per HSA registered indication(s)
Orthopaedics | Knee replacement accessories | Knee replacement augment | Knee replacement - Wedge | Smith+Nephew | LGN RK/HK FULL TIB WDGE SZ5-6 15MM | 71423079 | Standalone | DE0503709 | As per HSA registered indication(s)
Orthopaedics | Knee replacement accessories | Knee replacement augment | Knee replacement - Wedge | Smith+Nephew | LGN RK/HK FULL TIB WDGE SZ7-8 15MM | 71423080 | Standalone | DE0503709 | As per HSA registered indication(s)
Orthopaedics | Knee replacement accessories | Knee replacement augment | Knee replacement - Wedge | STRYKER HOWMEDICA OSTEONICS | Scorpio TS Tibial Augment Size 3 Tibial Full Wedge - 5o | 7550305 | Standalone | DE0004051 | As per HSA registered indication(s)
Orthopaedics | Knee replacement accessories | Knee replacement augment | Knee replacement - Wedge | STRYKER HOWMEDICA OSTEONICS | Scorpio TS Tibial Augment Size 5 Tibial Full Wedge - 5o | 7550505 | Standalone | DE0004051 | As per HSA registered indication(s)
Orthopaedics | Knee replacement accessories | Knee replacement augment | Knee replacement - Wedge | STRYKER HOWMEDICA OSTEONICS | Scorpio TS Tibial Augment Size 7 Tibial Full Wedge - 5o | 7550705 | Standalone | DE0004051 | As per HSA registered indication(s)
Orthopaedics | Knee replacement accessories | Knee replacement augment | Knee replacement - Wedge | STRYKER HOWMEDICA OSTEONICS | Scorpio TS Tibial Augment Size 9 Tibial Full Wedge - 5o | 7550905 | Standalone | DE0004051 | As per HSA registered indication(s)
Orthopaedics | Knee replacement accessories | Knee replacement augment | Knee replacement - Wedge | STRYKER HOWMEDICA OSTEONICS | Scorpio TS Tibial AugmentSize 11 Tibial Full Wedge - 5o | 7551105 | Standalone | DE0004051 | As per HSA registered indication(s)
Orthopaedics | Knee replacement accessories | Knee replacement augment | Knee replacement - Block | DePuy (Ireland) | ATTUNE DIST FEM AUG SZ 2 4MM | 154702001 | Standalone | DE0502715 | As per HSA registered indication(s)
Orthopaedics | Knee replacement accessories | Knee replacement augment | Knee replacement - Block | DePuy (Ireland) | ATTUNE DIST FEM AUG SZ 2 8MM | 154702002 | Standalone | DE0502715 | As per HSA registered indication(s)
Orthopaedics | Knee replacement accessories | Knee replacement augment | Knee replacement - Block | DePuy (Ireland) | ATTUNE DIST FEM AUG SZ 2 12MM | 154702003 | Standalone | DE0502715 | As per HSA registered indication(s)
Orthopaedics | Knee replacement accessories | Knee replacement augment | Knee replacement - Block | DePuy (Ireland) | ATTUNE DIST FEM AUG SZ 3 4MM | 154703001 | Standalone | DE0502715 | As per HSA registered indication(s)
Orthopaedics | Knee replacement accessories | Knee replacement augment | Knee replacement - Block | DePuy (Ireland) | ATTUNE DIST FEM AUG SZ 3 8MM | 154703002 | Standalone | DE0502715 | As per HSA registered indication(s)
Orthopaedics | Knee replacement accessories | Knee replacement augment | Knee replacement - Block | DePuy (Ireland) | ATTUNE DIST FEM AUG SZ 3 12MM | 154703003 | Standalone | DE0502715 | As per HSA registered indication(s)
Orthopaedics | Knee replacement accessories | Knee replacement augment | Knee replacement - Block | DePuy (Ireland) | ATTUNE DIST FEM AUG SZ 4 4MM | 154704001 | Standalone | DE0502715 | As per HSA registered indication(s)
Orthopaedics | Knee replacement accessories | Knee replacement augment | Knee replacement - Block | DePuy (Ireland) | ATTUNE DIST FEM AUG SZ 4 8MM | 154704002 | Standalone | DE0502715 | As per HSA registered indication(s)
Orthopaedics | Knee replacement accessories | Knee replacement augment | Knee replacement - Block | DePuy (Ireland) | ATTUNE DIST FEM AUG SZ 4 12MM | 154704003 | Standalone | DE0502715 | As per HSA registered indication(s)
Orthopaedics | Knee replacement accessories | Knee replacement augment | Knee replacement - Block | DePuy (Ireland) | ATTUNE DIST FEM AUG SZ 5 4MM | 154705001 | Standalone | DE0502715 | As per HSA registered indication(s)
Orthopaedics | Knee replacement accessories | Knee replacement augment | Knee replacement - Block | DePuy (Ireland) | ATTUNE DIST FEM AUG SZ 5 8MM | 154705002 | Standalone | DE0502715 | As per HSA registered indication(s)
Orthopaedics | Knee replacement accessories | Knee replacement augment | Knee replacement - Block | DePuy (Ireland) | ATTUNE DIST FEM AUG SZ 5 12MM | 154705003 | Standalone | DE0502715 | As per HSA registered indication(s)
Orthopaedics | Knee replacement accessories | Knee replacement augment | Knee replacement - Block | DePuy (Ireland) | ATTUNE DIST FEM AUG SZ 6 4MM | 154706001 | Standalone | DE0502715 | As per HSA registered indication(s)
Orthopaedics | Knee replacement accessories | Knee replacement augment | Knee replacement - Block | DePuy (Ireland) | ATTUNE DIST FEM AUG SZ 6 8MM | 154706002 | Standalone | DE0502715 | As per HSA registered indication(s)
Orthopaedics | Knee replacement accessories | Knee replacement augment | Knee replacement - Block | DePuy (Ireland) | ATTUNE DIST FEM AUG SZ 6 12MM | 154706003 | Standalone | DE0502715 | As per HSA registered indication(s)
Orthopaedics | Knee replacement accessories | Knee replacement augment | Knee replacement - Block | DePuy (Ireland) | ATTUNE DIST FEM AUG SZ 6 16MM | 154706004 | Standalone | DE0502715 | As per HSA registered indication(s)
Orthopaedics | Knee replacement accessories | Knee replacement augment | Knee replacement - Block | DePuy (Ireland) | ATTUNE DIST FEM AUG SZ 7 4MM | 154707001 | Standalone | DE0502715 | As per HSA registered indication(s)
Orthopaedics | Knee replacement accessories | Knee replacement augment | Knee replacement - Block | DePuy (Ireland) | ATTUNE DIST FEM AUG SZ 7 8MM | 154707002 | Standalone | DE0502715 | As per HSA registered indication(s)
Orthopaedics | Knee replacement accessories | Knee replacement augment | Knee replacement - Block | DePuy (Ireland) | ATTUNE DIST FEM AUG SZ 7 12MM | 154707003 | Standalone | DE0502715 | As per HSA registered indication(s)
Orthopaedics | Knee replacement accessories | Knee replacement augment | Knee replacement - Block | DePuy (Ireland) | ATTUNE DIST FEM AUG SZ 7 16MM | 154707004 | Standalone | DE0502715 | As per HSA registered indication(s)
Orthopaedics | Knee replacement accessories | Knee replacement augment | Knee replacement - Block | DePuy (Ireland) | ATTUNE DIST FEM AUG SZ 8 4MM | 154708001 | Standalone | DE0502715 | As per HSA registered indication(s)
Orthopaedics | Knee replacement accessories | Knee replacement augment | Knee replacement - Block | DePuy (Ireland) | ATTUNE DIST FEM AUG SZ 8 8MM | 154708002 | Standalone | DE0502715 | As per HSA registered indication(s)
Orthopaedics | Knee replacement accessories | Knee replacement augment | Knee replacement - Block | DePuy (Ireland) | ATTUNE DIST FEM AUG SZ 8 12MM | 154708003 | Standalone | DE0502715 | As per HSA registered indication(s)
Orthopaedics | Knee replacement accessories | Knee replacement augment | Knee replacement - Block | DePuy (Ireland) | ATTUNE DIST FEM AUG SZ 8 16MM | 154708004 | Standalone | DE0502715 | As per HSA registered indication(s)
Orthopaedics | Knee replacement accessories | Knee replacement augment | Knee replacement - Block | DePuy (Ireland) | ATTUNE POST FEM AUG SZ 2 4MM | 154902001 | Standalone | DE0502715 | As per HSA registered indication(s)
Orthopaedics | Knee replacement accessories | Knee replacement augment | Knee replacement - Block | DePuy (Ireland) | ATTUNE POST FEM AUG SZ 2 8MM | 154902002 | Standalone | DE0502715 | As per HSA registered indication(s)
Orthopaedics | Knee replacement accessories | Knee replacement augment | Knee replacement - Block | DePuy (Ireland) | ATTUNE POST FEM AUG SZ 3 4MM | 154903001 | Standalone | DE0502715 | As per HSA registered indication(s)
Orthopaedics | Knee replacement accessories | Knee replacement augment | Knee replacement - Block | DePuy (Ireland) | ATTUNE POST FEM AUG SZ 3 8MM | 154903002 | Standalone | DE0502715 | As per HSA registered indication(s)
Orthopaedics | Knee replacement accessories | Knee replacement augment | Knee replacement - Block | DePuy (Ireland) | ATTUNE POST FEM AUG SZ 4 4MM | 154904001 | Standalone | DE0502715 | As per HSA registered indication(s)
Orthopaedics | Knee replacement accessories | Knee replacement augment | Knee replacement - Block | DePuy (Ireland) | ATTUNE POST FEM AUG SZ 4 8MM | 154904002 | Standalone | DE0502715 | As per HSA registered indication(s)
Orthopaedics | Knee replacement accessories | Knee replacement augment | Knee replacement - Block | DePuy (Ireland) | ATTUNE POST FEM AUG SZ 5 4MM | 154905001 | Standalone | DE0502715 | As per HSA registered indication(s)
Orthopaedics | Knee replacement accessories | Knee replacement augment | Knee replacement - Block | DePuy (Ireland) | ATTUNE POST FEM AUG SZ 5 8MM | 154905002 | Standalone | DE0502715 | As per HSA registered indication(s)
Orthopaedics | Knee replacement accessories | Knee replacement augment | Knee replacement - Block | DePuy (Ireland) | ATTUNE POST FEM AUG SZ 6 4MM | 154906001 | Standalone | DE0502715 | As per HSA registered indication(s)
Orthopaedics | Knee replacement accessories | Knee replacement augment | Knee replacement - Block | DePuy (Ireland) | ATTUNE POST FEM AUG SZ 6 8MM | 154906002 | Standalone | DE0502715 | As per HSA registered indication(s)
Orthopaedics | Knee replacement accessories | Knee replacement augment | Knee replacement - Block | DePuy (Ireland) | ATTUNE POST FEM AUG SZ 7 4MM | 154907001 | Standalone | DE0502715 | As per HSA registered indication(s)
Orthopaedics | Knee replacement accessories | Knee replacement augment | Knee replacement - Block | DePuy (Ireland) | ATTUNE POST FEM AUG SZ 7 8MM | 154907002 | Standalone | DE0502715 | As per HSA registered indication(s)
Orthopaedics | Knee replacement accessories | Knee replacement augment | Knee replacement - Block | DePuy (Ireland) | ATTUNE POST FEM AUG SZ 7 12MM | 154907003 | Standalone | DE0502715 | As per HSA registered indication(s)
Orthopaedics | Knee replacement accessories | Knee replacement augment | Knee replacement - Block | DePuy (Ireland) | ATTUNE POST FEM AUG SZ 8 4MM | 154908001 | Standalone | DE0502715 | As per HSA registered indication(s)
Orthopaedics | Knee replacement accessories | Knee replacement augment | Knee replacement - Block | DePuy (Ireland) | ATTUNE POST FEM AUG SZ 8 8MM | 154908002 | Standalone | DE0502715 | As per HSA registered indication(s)
Orthopaedics | Knee replacement accessories | Knee replacement augment | Knee replacement - Block | DePuy (Ireland) | ATTUNE POST FEM AUG SZ 8 12MM | 154908003 | Standalone | DE0502715 | As per HSA registered indication(s)
Orthopaedics | Knee replacement accessories | Knee replacement augment | Knee replacement - Block | DePuy (Ireland) | ATTUNE Revision Distal Femoral Augment Size 1 4MM | 154701001 | Standalone | DE0502715 | As per HSA registered indication(s)
Orthopaedics | Knee replacement accessories | Knee replacement augment | Knee replacement - Block | DePuy (Ireland) | ATTUNE Revision Distal Femoral Augment Size 1 8MM | 154701002 | Standalone | DE0502715 | As per HSA registered indication(s)
Orthopaedics | Knee replacement accessories | Knee replacement augment | Knee replacement - Block | DePuy (Ireland) | ATTUNE Revision Posterior Femoral Augment Size 1 4MM | 154901001 | Standalone | DE0502715 | As per HSA registered indication(s)
Orthopaedics | Knee replacement accessories | Knee replacement augment | Knee replacement - Block | DePuy (Ireland) | ATTUNE Revision Posterior Femoral Augment Size 1 8MM | 154901002 | Standalone | DE0502715 | As per HSA registered indication(s)
Orthopaedics | Knee replacement accessories | Knee replacement augment | Knee replacement - Block | DePuy (Ireland) | ATTUNE Revision Distal Femoral Augment Size 9 4MM | 154709001 | Standalone | DE0502715 | As per HSA registered indication(s)
Orthopaedics | Knee replacement accessories | Knee replacement augment | Knee replacement - Block | DePuy (Ireland) | ATTUNE Revision Distal Femoral Augment Size 9 8MM | 154709002 | Standalone | DE0502715 | As per HSA registered indication(s)
Orthopaedics | Knee replacement accessories | Knee replacement augment | Knee replacement - Block | DePuy (Ireland) | ATTUNE Revision Distal Femoral Augment Size 9 12MM | 154709003 | Standalone | DE0502715 | As per HSA registered indication(s)
Orthopaedics | Knee replacement accessories | Knee replacement augment | Knee replacement - Block | DePuy (Ireland) | ATTUNE Revision Distal Femoral Augment Size 9 16MM | 154709004 | Standalone | DE0502715 | As per HSA registered indication(s)
Orthopaedics | Knee replacement accessories | Knee replacement augment | Knee replacement - Block | DePuy (Ireland) | ATTUNE Revision Distal Femoral Augment Size 10 4MM | 154710001 | Standalone | DE0502715 | As per HSA registered indication(s)
Orthopaedics | Knee replacement accessories | Knee replacement augment | Knee replacement - Block | DePuy (Ireland) | ATTUNE Revision Distal Femoral Augment Size 10 8MM | 154710002 | Standalone | DE0502715 | As per HSA registered indication(s)
Orthopaedics | Knee replacement accessories | Knee replacement augment | Knee replacement - Block | DePuy (Ireland) | ATTUNE Revision Distal Femoral Augment Size 10 12MM | 154710003 | Standalone | DE0502715 | As per HSA registered indication(s)
Orthopaedics | Knee replacement accessories | Knee replacement augment | Knee replacement - Block | DePuy (Ireland) | ATTUNE Revision Distal Femoral Augment Size 10 16MM | 154710004 | Standalone | DE0502715 | As per HSA registered indication(s)
Orthopaedics | Knee replacement accessories | Knee replacement augment | Knee replacement - Block | DePuy (Ireland) | ATTUNE Revision Posterior Femoral Augment Size 9 4MM | 154909001 | Standalone | DE0502715 | As per HSA registered indication(s)
Orthopaedics | Knee replacement accessories | Knee replacement augment | Knee replacement - Block | DePuy (Ireland) | ATTUNE Revision Posterior Femoral Augment Size 9 8MM | 154909002 | Standalone | DE0502715 | As per HSA registered indication(s)
Orthopaedics | Knee replacement accessories | Knee replacement augment | Knee replacement - Block | DePuy (Ireland) | ATTUNE Revision Posterior Femoral Augment Size 9 12MM | 154909003 | Standalone | DE0502715 | As per HSA registered indication(s)
Orthopaedics | Knee replacement accessories | Knee replacement augment | Knee replacement - Block | DePuy (Ireland) | ATTUNE Revision Posterior Femoral Augment Size 10 4MM | 154910001 | Standalone | DE0502715 | As per HSA registered indication(s)
Orthopaedics | Knee replacement accessories | Knee replacement augment | Knee replacement - Block | DePuy (Ireland) | ATTUNE Revision Posterior Femoral Augment Size 10 8MM | 154910002 | Standalone | DE0502715 | As per HSA registered indication(s)
Orthopaedics | Knee replacement accessories | Knee replacement augment | Knee replacement - Block | DePuy Orthopaedics | Distal Augment, 5 mm (used on all femur sizes) | 623805 | Standalone | DE0016852 | As per HSA registered indication(s)
Orthopaedics | Knee replacement accessories | Knee replacement augment | Knee replacement - Block | DePuy Orthopaedics | Distal Augment, 10 mm (used on all femur sizes) | 623810 | Standalone | DE0016852 | As per HSA registered indication(s)
Orthopaedics | Knee replacement accessories | Knee replacement augment | Knee replacement - Block | DePuy Orthopaedics | PFC SIGMA DIS AUG16MMCO SZ4LEF | 960891 | Standalone | DE0004925 | As per HSA registered indication(s)
Orthopaedics | Knee replacement accessories | Knee replacement augment | Knee replacement - Block | DePuy Orthopaedics | PFC SIGMA DIS AUG16MMCO SZ4RGH | 960892 | Standalone | DE0004925 | As per HSA registered indication(s)
Orthopaedics | Knee replacement accessories | Knee replacement augment | Knee replacement - Block | DePuy Orthopaedics | PFC SIGMA DI AUG16MMCO SZ5LEFT | 960911 | Standalone | DE0004925 | As per HSA registered indication(s)
Orthopaedics | Knee replacement accessories | Knee replacement augment | Knee replacement - Block | DePuy Orthopaedics | PFC SIGMA DI AUG16MMCO SZ5RGHT | 960912 | Standalone | DE0004925 | As per HSA registered indication(s)
Orthopaedics | Knee replacement accessories | Knee replacement augment | Knee replacement - Block | STRYKER HOWMEDICA OSTEONICS | Triathlon Femoral Distal Augment - 5mm #1 Left | 5540A101 | Standalone | DE0018575 | As per HSA registered indication(s)
Orthopaedics | Knee replacement accessories | Knee replacement augment | Knee replacement - Block | STRYKER HOWMEDICA OSTEONICS | Triathlon Femoral Distal Augment - 5mm #2 Left | 5540A201 | Standalone | DE0018575 | As per HSA registered indication(s)
Orthopaedics | Knee replacement accessories | Knee replacement augment | Knee replacement - Block | STRYKER HOWMEDICA OSTEONICS | Triathlon Femoral Distal Augment - 5mm #3 Left | 5540A301 | Standalone | DE0018575 | As per HSA registered indication(s)
Orthopaedics | Knee replacement accessories | Knee replacement augment | Knee replacement - Block | STRYKER HOWMEDICA OSTEONICS | Triathlon Femoral Distal Augment - 5mm #4 Left | 5540A401 | Standalone | DE0018575 | As per HSA registered indication(s)
Orthopaedics | Knee replacement accessories | Knee replacement augment | Knee replacement - Block | STRYKER HOWMEDICA OSTEONICS | Triathlon Femoral Distal Augment - 5mm #5 Left | 5540A501 | Standalone | DE0018575 | As per HSA registered indication(s)
Orthopaedics | Knee replacement accessories | Knee replacement augment | Knee replacement - Block | STRYKER HOWMEDICA OSTEONICS | Triathlon Femoral Distal Augment - 5mm #6 Left | 5540A601 | Standalone | DE0018575 | As per HSA registered indication(s)
Orthopaedics | Knee replacement accessories | Knee replacement augment | Knee replacement - Block | STRYKER HOWMEDICA OSTEONICS | Triathlon Femoral Distal Augment - 5mm #7 Left | 5540A701 | Standalone | DE0018575 | As per HSA registered indication(s)
Orthopaedics | Knee replacement accessories | Knee replacement augment | Knee replacement - Block | STRYKER HOWMEDICA OSTEONICS | Triathlon Femoral Distal Augment - 5mm #8 Left | 5540A801 | Standalone | DE0018575 | As per HSA registered indication(s)
Orthopaedics | Knee replacement accessories | Knee replacement augment | Knee replacement - Block | STRYKER HOWMEDICA OSTEONICS | Triathlon Femoral Distal Augment - 5mm #1 Right | 5540A102 | Standalone | DE0018575 | As per HSA registered indication(s)
Orthopaedics | Knee replacement accessories | Knee replacement augment | Knee replacement - Block | STRYKER HOWMEDICA OSTEONICS | Triathlon Femoral Distal Augment - 5mm #2 Right | 5540A202 | Standalone | DE0018575 | As per HSA registered indication(s)
Orthopaedics | Knee replacement accessories | Knee replacement augment | Knee replacement - Block | STRYKER HOWMEDICA OSTEONICS | Triathlon Femoral Distal Augment - 5mm #3 Right | 5540A302 | Standalone | DE0018575 | As per HSA registered indication(s)
Orthopaedics | Knee replacement accessories | Knee replacement augment | Knee replacement - Block | STRYKER HOWMEDICA OSTEONICS | Triathlon Femoral Distal Augment - 5mm #4 Right | 5540A402 | Standalone | DE0018575 | As per HSA registered indication(s)
Orthopaedics | Knee replacement accessories | Knee replacement augment | Knee replacement - Block | STRYKER HOWMEDICA OSTEONICS | Triathlon Femoral Distal Augment - 5mm #5 Right | 5540A502 | Standalone | DE0018575 | As per HSA registered indication(s)
Orthopaedics | Knee replacement accessories | Knee replacement augment | Knee replacement - Block | STRYKER HOWMEDICA OSTEONICS | Triathlon Femoral Distal Augment - 5mm #6 Right | 5540A602 | Standalone | DE0018575 | As per HSA registered indication(s)
Orthopaedics | Knee replacement accessories | Knee replacement augment | Knee replacement - Block | STRYKER HOWMEDICA OSTEONICS | Triathlon Femoral Distal Augment - 5mm #7 Right | 5540A702 | Standalone | DE0018575 | As per HSA registered indication(s)
Orthopaedics | Knee replacement accessories | Knee replacement augment | Knee replacement - Block | STRYKER HOWMEDICA OSTEONICS | Triathlon Femoral Distal Augment - 5mm #8 Right | 5540A802 | Standalone | DE0018575 | As per HSA registered indication(s)
Orthopaedics | Knee replacement accessories | Knee replacement augment | Knee replacement - Block | STRYKER HOWMEDICA OSTEONICS | Triathlon Femoral Distal Augment - 10mm #1 Left | 5541A101 | Standalone | DE0018575 | As per HSA registered indication(s)
Orthopaedics | Knee replacement accessories | Knee replacement augment | Knee replacement - Block | STRYKER HOWMEDICA OSTEONICS | Triathlon Femoral Distal Augment - 10mm #2 Left | 5541A201 | Standalone | DE0018575 | As per HSA registered indication(s)
Orthopaedics | Knee replacement accessories | Knee replacement augment | Knee replacement - Block | STRYKER HOWMEDICA OSTEONICS | Triathlon Femoral Distal Augment - 10mm #3 Left | 5541A301 | Standalone | DE0018575 | As per HSA registered indication(s)
Orthopaedics | Knee replacement accessories | Knee replacement augment | Knee replacement - Block | STRYKER HOWMEDICA OSTEONICS | Triathlon Femoral Distal Augment - 10mm #4 Left | 5541A401 | Standalone | DE0018575 | As per HSA registered indication(s)
Orthopaedics | Knee replacement accessories | Knee replacement augment | Knee replacement - Block | STRYKER HOWMEDICA OSTEONICS | Triathlon Femoral Distal Augment - 10mm #5 Left | 5541A501 | Standalone | DE0018575 | As per HSA registered indication(s)
Orthopaedics | Knee replacement accessories | Knee replacement augment | Knee replacement - Block | STRYKER HOWMEDICA OSTEONICS | Triathlon Femoral Distal Augment - 10mm #6 Left | 5541A601 | Standalone | DE0018575 | As per HSA registered indication(s)
Orthopaedics | Knee replacement accessories | Knee replacement augment | Knee replacement - Block | STRYKER HOWMEDICA OSTEONICS | Triathlon Femoral Distal Augment - 10mm #7 Left | 5541A701 | Standalone | DE0018575 | As per HSA registered indication(s)
Orthopaedics | Knee replacement accessories | Knee replacement augment | Knee replacement - Block | STRYKER HOWMEDICA OSTEONICS | Triathlon Femoral Distal Augment - 10mm #8 Left | 5541A801 | Standalone | DE0018575 | As per HSA registered indication(s)
Orthopaedics | Knee replacement accessories | Knee replacement augment | Knee replacement - Block | STRYKER HOWMEDICA OSTEONICS | Triathlon Femoral Distal Augment - 10mm #1 Right | 5541A102 | Standalone | DE0018575 | As per HSA registered indication(s)
Orthopaedics | Knee replacement accessories | Knee replacement augment | Knee replacement - Block | STRYKER HOWMEDICA OSTEONICS | Triathlon Femoral Distal Augment - 10mm #2 Right | 5541A202 | Standalone | DE0018575 | As per HSA registered indication(s)
Orthopaedics | Knee replacement accessories | Knee replacement augment | Knee replacement - Block | STRYKER HOWMEDICA OSTEONICS | Triathlon Femoral Distal Augment - 10mm #3 Right | 5541A302 | Standalone | DE0018575 | As per HSA registered indication(s)
Orthopaedics | Knee replacement accessories | Knee replacement augment | Knee replacement - Block | STRYKER HOWMEDICA OSTEONICS | Triathlon Femoral Distal Augment - 10mm #4 Right | 5541A402 | Standalone | DE0018575 | As per HSA registered indication(s)
Orthopaedics | Knee replacement accessories | Knee replacement augment | Knee replacement - Block | STRYKER HOWMEDICA OSTEONICS | Triathlon Femoral Distal Augment - 10mm #5 Right | 5541A502 | Standalone | DE0018575 | As per HSA registered indication(s)
Orthopaedics | Knee replacement accessories | Knee replacement augment | Knee replacement - Block | STRYKER HOWMEDICA OSTEONICS | Triathlon Femoral Distal Augment - 10mm #6 Right | 5541A602 | Standalone | DE0018575 | As per HSA registered indication(s)
Orthopaedics | Knee replacement accessories | Knee replacement augment | Knee replacement - Block | STRYKER HOWMEDICA OSTEONICS | Triathlon Femoral Distal Augment - 10mm #7 Right | 5541A702 | Standalone | DE0018575 | As per HSA registered indication(s)
Orthopaedics | Knee replacement accessories | Knee replacement augment | Knee replacement - Block | STRYKER HOWMEDICA OSTEONICS | Triathlon Femoral Distal Augment - 10mm #8 Right | 5541A802 | Standalone | DE0018575 | As per HSA registered indication(s)
Orthopaedics | Knee replacement accessories | Knee replacement augment | Knee replacement - Block | STRYKER HOWMEDICA OSTEONICS | Triathlon Femoral Distal Augment - 15mm #1 Left | 5542A101 | Standalone | DE0018575 | As per HSA registered indication(s)
Orthopaedics | Knee replacement accessories | Knee replacement augment | Knee replacement - Block | STRYKER HOWMEDICA OSTEONICS | Triathlon Femoral Distal Augment - 15mm #2 Left | 5542A201 | Standalone | DE0018575 | As per HSA registered indication(s)
Orthopaedics | Knee replacement accessories | Knee replacement augment | Knee replacement - Block | STRYKER HOWMEDICA OSTEONICS | Triathlon Femoral Distal Augment - 15mm #3 Left | 5542A301 | Standalone | DE0018575 | As per HSA registered indication(s)
Orthopaedics | Knee replacement accessories | Knee replacement augment | Knee replacement - Block | STRYKER HOWMEDICA OSTEONICS | Triathlon Femoral Distal Augment - 15mm #4 Left | 5542A401 | Standalone | DE0018575 | As per HSA registered indication(s)
Orthopaedics | Knee replacement accessories | Knee replacement augment | Knee replacement - Block | STRYKER HOWMEDICA OSTEONICS | Triathlon Femoral Distal Augment - 15mm #5 Left | 5542A501 | Standalone | DE0018575 | As per HSA registered indication(s)
Orthopaedics | Knee replacement accessories | Knee replacement augment | Knee replacement - Block | STRYKER HOWMEDICA OSTEONICS | Triathlon Femoral Distal Augment - 15mm #6 Left | 5542A601 | Standalone | DE0018575 | As per HSA registered indication(s)
Orthopaedics | Knee replacement accessories | Knee replacement augment | Knee replacement - Block | STRYKER HOWMEDICA OSTEONICS | Triathlon Femoral Distal Augment - 15mm #7 Left | 5542A701 | Standalone | DE0018575 | As per HSA registered indication(s)
Orthopaedics | Knee replacement accessories | Knee replacement augment | Knee replacement - Block | STRYKER HOWMEDICA OSTEONICS | Triathlon Femoral Distal Augment - 15mm #8 Left | 5542A801 | Standalone | DE0018575 | As per HSA registered indication(s)
Orthopaedics | Knee replacement accessories | Knee replacement augment | Knee replacement - Block | STRYKER HOWMEDICA OSTEONICS | Triathlon Femoral Distal Augment - 15mm #1 Right | 5542A102 | Standalone | DE0018575 | As per HSA registered indication(s)
Orthopaedics | Knee replacement accessories | Knee replacement augment | Knee replacement - Block | STRYKER HOWMEDICA OSTEONICS | Triathlon Femoral Distal Augment - 15mm #2 Right | 5542A202 | Standalone | DE0018575 | As per HSA registered indication(s)
Orthopaedics | Knee replacement accessories | Knee replacement augment | Knee replacement - Block | STRYKER HOWMEDICA OSTEONICS | Triathlon Femoral Distal Augment - 15mm #3 Right | 5542A302 | Standalone | DE0018575 | As per HSA registered indication(s)
Orthopaedics | Knee replacement accessories | Knee replacement augment | Knee replacement - Block | STRYKER HOWMEDICA OSTEONICS | Triathlon Femoral Distal Augment - 15mm #4 Right | 5542A402 | Standalone | DE0018575 | As per HSA registered indication(s)
Orthopaedics | Knee replacement accessories | Knee replacement augment | Knee replacement - Block | STRYKER HOWMEDICA OSTEONICS | Triathlon Femoral Distal Augment - 15mm #5 Right | 5542A502 | Standalone | DE0018575 | As per HSA registered indication(s)
Orthopaedics | Knee replacement accessories | Knee replacement augment | Knee replacement - Block | STRYKER HOWMEDICA OSTEONICS | Triathlon Femoral Distal Augment - 15mm #6 Right | 5542A602 | Standalone | DE0018575 | As per HSA registered indication(s)
Orthopaedics | Knee replacement accessories | Knee replacement augment | Knee replacement - Block | STRYKER HOWMEDICA OSTEONICS | Triathlon Femoral Distal Augment - 15mm #7 Right | 5542A702 | Standalone | DE0018575 | As per HSA registered indication(s)
Orthopaedics | Knee replacement accessories | Knee replacement augment | Knee replacement - Block | STRYKER HOWMEDICA OSTEONICS | Triathlon Femoral Distal Augment - 15mm #8 Right | 5542A802 | Standalone | DE0018575 | As per HSA registered indication(s)
Orthopaedics | Knee replacement accessories | Knee replacement augment | Knee replacement - Block | STRYKER HOWMEDICA OSTEONICS | Triathlon Femoral Posterior Augment, 5mm - Size 1 | 5543A100 | Standalone | DE0018575 | As per HSA registered indication(s)
Orthopaedics | Knee replacement accessories | Knee replacement augment | Knee replacement - Block | STRYKER HOWMEDICA OSTEONICS | Triathlon Femoral Posterior Augment, 5mm - Size 2 | 5543A200 | Standalone | DE0018575 | As per HSA registered indication(s)
Orthopaedics | Knee replacement accessories | Knee replacement augment | Knee replacement - Block | STRYKER HOWMEDICA OSTEONICS | Triathlon Femoral Posterior Augment, 5mm - Size 3 | 5543A300 | Standalone | DE0018575 | As per HSA registered indication(s)
Orthopaedics | Knee replacement accessories | Knee replacement augment | Knee replacement - Block | STRYKER HOWMEDICA OSTEONICS | Triathlon Femoral Posterior Augment, 5mm - Size 4 | 5543A400 | Standalone | DE0018575 | As per HSA registered indication(s)
Orthopaedics | Knee replacement accessories | Knee replacement augment | Knee replacement - Block | STRYKER HOWMEDICA OSTEONICS | Triathlon Femoral Posterior Augment, 5mm - Size 5 | 5543A500 | Standalone | DE0018575 | As per HSA registered indication(s)
Orthopaedics | Knee replacement accessories | Knee replacement augment | Knee replacement - Block | STRYKER HOWMEDICA OSTEONICS | Triathlon Femoral Posterior Augment, 5mm - Size 6 | 5543A600 | Standalone | DE0018575 | As per HSA registered indication(s)
Orthopaedics | Knee replacement accessories | Knee replacement augment | Knee replacement - Block | STRYKER HOWMEDICA OSTEONICS | Triathlon Femoral Posterior Augment, 5mm - Size 7 | 5543A700 | Standalone | DE0018575 | As per HSA registered indication(s)
Orthopaedics | Knee replacement accessories | Knee replacement augment | Knee replacement - Block | STRYKER HOWMEDICA OSTEONICS | Triathlon Femoral Posterior Augment, 5mm - Size 8 | 5543A800 | Standalone | DE0018575 | As per HSA registered indication(s)
Orthopaedics | Knee replacement accessories | Knee replacement augment | Knee replacement - Block | STRYKER HOWMEDICA OSTEONICS | Triathlon Femoral Posterior Augment, 10mm - Size 1 | 5544A100 | Standalone | DE0018575 | As per HSA registered indication(s)
Orthopaedics | Knee replacement accessories | Knee replacement augment | Knee replacement - Block | STRYKER HOWMEDICA OSTEONICS | Triathlon Femoral Posterior Augment, 10mm - Size 2 | 5544A200 | Standalone | DE0018575 | As per HSA registered indication(s)
Orthopaedics | Knee replacement accessories | Knee replacement augment | Knee replacement - Block | STRYKER HOWMEDICA OSTEONICS | Triathlon Femoral Posterior Augment, 10mm - Size 3 | 5544A300 | Standalone | DE0018575 | As per HSA registered indication(s)
Orthopaedics | Knee replacement accessories | Knee replacement augment | Knee replacement - Block | STRYKER HOWMEDICA OSTEONICS | Triathlon Femoral Posterior Augment, 10mm - Size 4 | 5544A400 | Standalone | DE0018575 | As per HSA registered indication(s)
Orthopaedics | Knee replacement accessories | Knee replacement augment | Knee replacement - Block | STRYKER HOWMEDICA OSTEONICS | Triathlon Femoral Posterior Augment, 10mm - Size 5 | 5544A500 | Standalone | DE0018575 | As per HSA registered indication(s)
Orthopaedics | Knee replacement accessories | Knee replacement augment | Knee replacement - Block | STRYKER HOWMEDICA OSTEONICS | Triathlon Femoral Posterior Augment, 10mm - Size 6 | 5544A600 | Standalone | DE0018575 | As per HSA registered indication(s)
Orthopaedics | Knee replacement accessories | Knee replacement augment | Knee replacement - Block | STRYKER HOWMEDICA OSTEONICS | Triathlon Femoral Posterior Augment, 10mm - Size 7 | 5544A700 | Standalone | DE0018575 | As per HSA registered indication(s)
Orthopaedics | Knee replacement accessories | Knee replacement augment | Knee replacement - Block | STRYKER HOWMEDICA OSTEONICS | Triathlon Femoral Posterior Augment, 10mm - Size 8 | 5544A800 | Standalone | DE0018575 | As per HSA registered indication(s)
Orthopaedics | Knee replacement accessories | Knee replacement augment | Knee replacement - Block | STRYKER HOWMEDICA OSTEONICS | Scorpio TS Femoral Augment Distal Block Size 3 X 5 mm | 7510305 | Standalone | DE0004051 | As per HSA registered indication(s)
Orthopaedics | Knee replacement accessories | Knee replacement augment | Knee replacement - Block | STRYKER HOWMEDICA OSTEONICS | Scorpio TS Femoral Augment Distal Block Size 3 X 10 mm | 7510310 | Standalone | DE0004051 | As per HSA registered indication(s)
Orthopaedics | Knee replacement accessories | Knee replacement augment | Knee replacement - Block | STRYKER HOWMEDICA OSTEONICS | Scorpio TS Femoral Augment Distal Block Size 3 X 15 mm | 7510315 | Standalone | DE0004051 | As per HSA registered indication(s)
Orthopaedics | Knee replacement accessories | Knee replacement augment | Knee replacement - Block | STRYKER HOWMEDICA OSTEONICS | Scorpio TS Femoral Augment Distal Block Size 5 X 5mm | 7510505 | Standalone | DE0004051 | As per HSA registered indication(s)
Orthopaedics | Knee replacement accessories | Knee replacement augment | Knee replacement - Block | STRYKER HOWMEDICA OSTEONICS | Scorpio TS Femoral Augment Distal Block Size 5 x 10 mm | 7510510 | Standalone | DE0004051 | As per HSA registered indication(s)
Orthopaedics | Knee replacement accessories | Knee replacement augment | Knee replacement - Block | STRYKER HOWMEDICA OSTEONICS | Scorpio TS Femoral Augment Distal Block Size 5 x 15 mm | 7510515 | Standalone | DE0004051 | As per HSA registered indication(s)
Orthopaedics | Knee replacement accessories | Knee replacement augment | Knee replacement - Block | STRYKER HOWMEDICA OSTEONICS | Scorpio TS Femoral Augment Distal Block Size 7x 5 mm | 7510705 | Standalone | DE0004051 | As per HSA registered indication(s)
Orthopaedics | Knee replacement accessories | Knee replacement augment | Knee replacement - Block | STRYKER HOWMEDICA OSTEONICS | Scorpio TS Femoral Augment Distal Block Size 7 x 10 mm | 7510710 | Standalone | DE0004051 | As per HSA registered indication(s)
Orthopaedics | Knee replacement accessories | Knee replacement augment | Knee replacement - Block | STRYKER HOWMEDICA OSTEONICS | Scorpio TS Femoral Augment Distal Block Size 7 x 15 mm | 7510715 | Standalone | DE0004051 | As per HSA registered indication(s)
Orthopaedics | Knee replacement accessories | Knee replacement augment | Knee replacement - Block | STRYKER HOWMEDICA OSTEONICS | Scorpio TS Femoral Augment Distal Block Size 9 x 5 mm | 7510905 | Standalone | DE0004051 | As per HSA registered indication(s)
Orthopaedics | Knee replacement accessories | Knee replacement augment | Knee replacement - Block | STRYKER HOWMEDICA OSTEONICS | Scorpio TS Femoral Augment Distal Block Size 9 x 10 mm | 7510910 | Standalone | DE0004051 | As per HSA registered indication(s)
Orthopaedics | Knee replacement accessories | Knee replacement augment | Knee replacement - Block | STRYKER HOWMEDICA OSTEONICS | Scorpio TS Femoral Augment Distal Block Size 9 x 15 mm | 7510915 | Standalone | DE0004051 | As per HSA registered indication(s)
Orthopaedics | Knee replacement accessories | Knee replacement augment | Knee replacement - Block | STRYKER HOWMEDICA OSTEONICS | Scorpio TS Femoral Augment Distal Block Size 11 x 5mm | 7511105 | Standalone | DE0004051 | As per HSA registered indication(s)
Orthopaedics | Knee replacement accessories | Knee replacement augment | Knee replacement - Block | STRYKER HOWMEDICA OSTEONICS | Scorpio TS Femoral Augment Distal Block Size 11 x 10mm | 7511110 | Standalone | DE0004051 | As per HSA registered indication(s)
Orthopaedics | Knee replacement accessories | Knee replacement augment | Knee replacement - Block | STRYKER HOWMEDICA OSTEONICS | Scorpio TS Femoral Augment Distal Block Size 11 x 15mm | 7511115 | Standalone | DE0004051 | As per HSA registered indication(s)
Orthopaedics | Knee replacement accessories | Knee replacement augment | Knee replacement - Block | STRYKER HOWMEDICA OSTEONICS | Scorpio TS Femoral Augment Distal Block Size 13 x 5mm | 7511305 | Standalone | DE0004051 | As per HSA registered indication(s)
Orthopaedics | Knee replacement accessories | Knee replacement augment | Knee replacement - Block | STRYKER HOWMEDICA OSTEONICS | Scorpio TS Femoral Augment Distal Block Size 13 x 10mm | 7511310 | Standalone | DE0004051 | As per HSA registered indication(s)
Orthopaedics | Knee replacement accessories | Knee replacement augment | Knee replacement - Block | STRYKER HOWMEDICA OSTEONICS | Scorpio TS Femoral Augment Distal Block Size 13 x 15mm | 7511315 | Standalone | DE0004051 | As per HSA registered indication(s)
Orthopaedics | Knee replacement accessories | Knee replacement augment | Knee replacement - Block | STRYKER HOWMEDICA OSTEONICS | Scorpio TS Femoral Augmentation Posterior Blocks Size 3 x 5 mm | 7520305 | Standalone | DE0004051 | As per HSA registered indication(s)
Orthopaedics | Knee replacement accessories | Knee replacement augment | Knee replacement - Block | STRYKER HOWMEDICA OSTEONICS | Scorpio TS Femoral Augment Posterior Block Size 3 X 10 mm | 7520310 | Standalone | DE0004051 | As per HSA registered indication(s)
Orthopaedics | Knee replacement accessories | Knee replacement augment | Knee replacement - Block | STRYKER HOWMEDICA OSTEONICS | Scorpio TS Femoral Augment Posterior Block Size 5 X 5 mm | 7520505 | Standalone | DE0004051 | As per HSA registered indication(s)
Orthopaedics | Knee replacement accessories | Knee replacement augment | Knee replacement - Block | STRYKER HOWMEDICA OSTEONICS | Scorpio TS Femoral Augment Posterior Block Size 5 X 10 mm | 7520510 | Standalone | DE0004051 | As per HSA registered indication(s)
Orthopaedics | Knee replacement accessories | Knee replacement augment | Knee replacement - Block | STRYKER HOWMEDICA OSTEONICS | Scorpio TS Femoral Augmentation Posterior Block Size 7 X 5 mm | 7520705 | Standalone | DE0004051 | As per HSA registered indication(s)
Orthopaedics | Knee replacement accessories | Knee replacement augment | Knee replacement - Block | STRYKER HOWMEDICA OSTEONICS | Scorpio TS Femoral Augmentation Posterior Block Size 7 X 10 mm | 7520710 | Standalone | DE0004051 | As per HSA registered indication(s)
Orthopaedics | Knee replacement accessories | Knee replacement augment | Knee replacement - Block | STRYKER HOWMEDICA OSTEONICS | Scorpio TS Femoral Augmentation Posterior Block Size 9 X 5 mm | 7520905 | Standalone | DE0004051 | As per HSA registered indication(s)
Orthopaedics | Knee replacement accessories | Knee replacement augment | Knee replacement - Block | STRYKER HOWMEDICA OSTEONICS | Scorpio TS Femoral Augmentation Posterior Block Size 9 X 10 mm | 7520910 | Standalone | DE0004051 | As per HSA registered indication(s)
Orthopaedics | Knee replacement accessories | Knee replacement augment | Knee replacement - Block | STRYKER HOWMEDICA OSTEONICS | Scorpio TS Femoral Augmentation Posterior Block Size 11 X 5mm | 7521105 | Standalone | DE0004051 | As per HSA registered indication(s)
Orthopaedics | Knee replacement accessories | Knee replacement augment | Knee replacement - Block | STRYKER HOWMEDICA OSTEONICS | Scorpio TS Femoral Augmentation Posterior Block Size 11 X 10mm | 7521110 | Standalone | DE0004051 | As per HSA registered indication(s)
Orthopaedics | Knee replacement accessories | Knee replacement augment | Knee replacement - Block | STRYKER HOWMEDICA OSTEONICS | Scorpio TS Femoral Augmentation Posterior Block Size 13 X 5mm | 7521305 | Standalone | DE0004051 | As per HSA registered indication(s)
Orthopaedics | Knee replacement accessories | Knee replacement augment | Knee replacement - Block | STRYKER HOWMEDICA OSTEONICS | Scorpio TS Femoral Augmentation Posterior Block Size 13 X 10mm | 7521310 | Standalone | DE0004051 | As per HSA registered indication(s)
Orthopaedics | Knee replacement accessories | Knee replacement augment | Knee replacement - Block | STRYKER HOWMEDICA OSTEONICS | Scorpio TS Tibial Augment Half Block Size 3 X 5 mm | 7530305 | Standalone | DE0004051 | As per HSA registered indication(s)
Orthopaedics | Knee replacement accessories | Knee replacement augment | Knee replacement - Block | STRYKER HOWMEDICA OSTEONICS | Scorpio TS Tibial Augment Half Block Size 3 X10 mm | 7530310 | Standalone | DE0004051 | As per HSA registered indication(s)
Orthopaedics | Knee replacement accessories | Knee replacement augment | Knee replacement - Block | STRYKER HOWMEDICA OSTEONICS | Scorpio TS Tibial Augment Half Block Size 5 X 5 mm | 7530505 | Standalone | DE0004051 | As per HSA registered indication(s)
Orthopaedics | Knee replacement accessories | Knee replacement augment | Knee replacement - Block | STRYKER HOWMEDICA OSTEONICS | Scorpio TS Tibial Augment Half Block Size 5 X 10 mm | 7530510 | Standalone | DE0004051 | As per HSA registered indication(s)
Orthopaedics | Knee replacement accessories | Knee replacement augment | Knee replacement - Block | STRYKER HOWMEDICA OSTEONICS | Scorpio TS Tibial Augment Half Block Size 7 X 5 mm | 7530705 | Standalone | DE0004051 | As per HSA registered indication(s)
Orthopaedics | Knee replacement accessories | Knee replacement augment | Knee replacement - Block | STRYKER HOWMEDICA OSTEONICS | Scorpio TS Tibial Augment Half Block Size 7 X 10 mm | 7530710 | Standalone | DE0004051 | As per HSA registered indication(s)
Orthopaedics | Knee replacement accessories | Knee replacement augment | Knee replacement - Block | STRYKER HOWMEDICA OSTEONICS | Scorpio TS Tibial Augment Half Block Size 9 X 5 mm | 7530905 | Standalone | DE0004051 | As per HSA registered indication(s)
Orthopaedics | Knee replacement accessories | Knee replacement augment | Knee replacement - Block | STRYKER HOWMEDICA OSTEONICS | Scorpio TS Tibial Augment Half Block Size 9 X 10 mm | 7530910 | Standalone | DE0004051 | As per HSA registered indication(s)
Orthopaedics | Knee replacement accessories | Knee replacement augment | Knee replacement - Block | STRYKER HOWMEDICA OSTEONICS | Scorpio TS Tibial Augment Half Block Size 11 X 5mm | 7531105 | Standalone | DE0004051 | As per HSA registered indication(s)
Orthopaedics | Knee replacement accessories | Knee replacement augment | Knee replacement - Block | STRYKER HOWMEDICA OSTEONICS | Scorpio TS Tibial Augment Half Block Size 11 X 10mm | 7531110 | Standalone | DE0004051 | As per HSA registered indication(s)
Orthopaedics | Knee replacement accessories | Knee replacement augment | Knee replacement - Block | STRYKER HOWMEDICA OSTEONICS | Scorpio TS Tibial Augment Full Block Size 3 X 10 mm | 7540310 | Standalone | DE0004051 | As per HSA registered indication(s)
Orthopaedics | Knee replacement accessories | Knee replacement augment | Knee replacement - Block | STRYKER HOWMEDICA OSTEONICS | Scorpio TS Tibial Augment Full Block Size 5 X 10 mm | 7540510 | Standalone | DE0004051 | As per HSA registered indication(s)
Orthopaedics | Knee replacement accessories | Knee replacement augment | Knee replacement - Block | STRYKER HOWMEDICA OSTEONICS | Scorpio TS Tibial Augment Full Block Size 7 X 10 mm | 7540710 | Standalone | DE0004051 | As per HSA registered indication(s)
Orthopaedics | Knee replacement accessories | Knee replacement augment | Knee replacement - Block | STRYKER HOWMEDICA OSTEONICS | Scorpio TS Tibial Augment Full Block Size 9 X 10 mm | 7540910 | Standalone | DE0004051 | As per HSA registered indication(s)
Orthopaedics | Knee replacement accessories | Knee replacement augment | Knee replacement - Block | STRYKER HOWMEDICA OSTEONICS | Scorpio TS Tibial Augment Full Block Size 11 X 10mm | 7541110 | Standalone | DE0004051 | As per HSA registered indication(s)
Orthopaedics | Knee replacement accessories | Knee replacement augment | Knee replacement - Block | Zimmer Inc | PRC TIB BLOCK 5MM SZ 2 | 00-5988-002-26 | Standalone | DE0004639 | As per HSA registered indication(s)
Orthopaedics | Knee replacement accessories | Knee replacement augment | Knee replacement - Block | Zimmer Inc | PRC TIB BLOCK 10MM SZ 2 | 00-5988-002-27 | Standalone | DE0004639 | As per HSA registered indication(s)
Orthopaedics | Knee replacement accessories | Knee replacement augment | Knee replacement - Block | Zimmer Inc | PRC TIB BLOCK 5MM SZ3 | 00-5988-003-26 | Standalone | DE0004639 | As per HSA registered indication(s)
Orthopaedics | Knee replacement accessories | Knee replacement augment | Knee replacement - Block | Zimmer Inc | PRC TIB BLOCK 10MM SZ3 | 00-5988-003-27 | Standalone | DE0004639 | As per HSA registered indication(s)
Orthopaedics | Knee replacement accessories | Knee replacement augment | Knee replacement - Block | Zimmer Inc | PRC TIB BLOCK 5MM SZ4 | 00-5988-004-26 | Standalone | DE0004639 | As per HSA registered indication(s)
Orthopaedics | Knee replacement accessories | Knee replacement augment | Knee replacement - Block | Zimmer Inc | PRC TIB BLOCK 10MM SZ4 | 00-5988-004-27 | Standalone | DE0004639 | As per HSA registered indication(s)
Orthopaedics | Knee replacement accessories | Knee replacement augment | Knee replacement - Block | Zimmer Inc | PRC TIB BLOCK 5MM SZ5 | 00-5988-005-26 | Standalone | DE0004639 | As per HSA registered indication(s)
Orthopaedics | Knee replacement accessories | Knee replacement augment | Knee replacement - Block | Zimmer Inc | PRC TIB BLOCK 10MM SZ5 | 00-5988-005-27 | Standalone | DE0004639 | As per HSA registered indication(s)
Orthopaedics | Knee replacement accessories | Knee replacement augment | Knee replacement - Block | Zimmer Inc | PRC TIB BLOCK 5MM SZ6 | 00-5988-006-26 | Standalone | DE0004639 | As per HSA registered indication(s)
Orthopaedics | Knee replacement accessories | Knee replacement augment | Knee replacement - Block | Zimmer Inc | PRC TIB BLOCK 10MM SZ6 | 00-5988-006-27 | Standalone | DE0004639 | As per HSA registered indication(s)
Orthopaedics | Knee replacement accessories | Knee replacement augment | Knee replacement - Block | Zimmer Inc | PRC TIB BLOCK 5MM SZ7 | 00-5988-007-26 | Standalone | DE0004639 | As per HSA registered indication(s)
Orthopaedics | Knee replacement accessories | Knee replacement augment | Knee replacement - Block | Zimmer Inc | PRC TIB BLOCK 10MM SZ7 | 00-5988-007-27 | Standalone | DE0004639 | As per HSA registered indication(s)
Orthopaedics | Knee replacement accessories | Knee replacement augment | Knee replacement - Block | Zimmer Inc | PRC TIB BLOCK 5MM SZ8 | 00-5988-008-26 | Standalone | DE0004639 | As per HSA registered indication(s)
Orthopaedics | Knee replacement accessories | Knee replacement augment | Knee replacement - Block | Zimmer Inc | PRC TIB BLOCK 10MM SZ8 | 00-5988-008-27 | Standalone | DE0004639 | As per HSA registered indication(s)
Orthopaedics | Knee replacement accessories | Knee replacement augment | Knee replacement - Block | Zimmer Inc | PRC AGMT BLOCK POST SZ B 5MM | 00-5990-032-01 | Standalone | DE0003841 | As per HSA registered indication(s)
Orthopaedics | Knee replacement accessories | Knee replacement augment | Knee replacement - Block | Zimmer Inc | PRC AGMT BLOCK DIST SZ B 5MM | 00-5990-032-10 | Standalone | DE0003841 | As per HSA registered indication(s)
Orthopaedics | Knee replacement accessories | Knee replacement augment | Knee replacement - Block | Zimmer Inc | AGMT BLOCK SZ B 10MM DIST ONLY | 00-5990-032-21 | Standalone | DE0003841 | As per HSA registered indication(s)
Orthopaedics | Knee replacement accessories | Knee replacement augment | Knee replacement - Block | Zimmer Inc | PRC AGMT BLOCK POST SZ C 5MM | 00-5990-033-01 | Standalone | DE0003841 | As per HSA registered indication(s)
Orthopaedics | Knee replacement accessories | Knee replacement augment | Knee replacement - Block | Zimmer Inc | PRC AGMT BLOCK POST SZ C 10MM | 00-5990-033-02 | Standalone | DE0003841 | As per HSA registered indication(s)
Orthopaedics | Knee replacement accessories | Knee replacement augment | Knee replacement - Block | Zimmer Inc | PRC AGMT BLOCK DIST SZ C 5MM | 00-5990-033-10 | Standalone | DE0003841 | As per HSA registered indication(s)
Orthopaedics | Knee replacement accessories | Knee replacement augment | Knee replacement - Block | Zimmer Inc | PRC AGMT BLOCK DIST SZ C 10MM | 00-5990-033-20 | Standalone | DE0003841 | As per HSA registered indication(s)
Orthopaedics | Knee replacement accessories | Knee replacement augment | Knee replacement - Block | Zimmer Inc | PRC AGMT BLOCK POST SZ D 5MM | 00-5990-034-01 | Standalone | DE0003841 | As per HSA registered indication(s)
Orthopaedics | Knee replacement accessories | Knee replacement augment | Knee replacement - Block | Zimmer Inc | PRC AGMT BLOCK POST SZ D 10MM | 00-5990-034-02 | Standalone | DE0003841 | As per HSA registered indication(s)
Orthopaedics | Knee replacement accessories | Knee replacement augment | Knee replacement - Block | Zimmer Inc | PRC AGMT BLOCK DIST SZ D 5MM | 00-5990-034-10 | Standalone | DE0003841 | As per HSA registered indication(s)
Orthopaedics | Knee replacement accessories | Knee replacement augment | Knee replacement - Block | Zimmer Inc | PRC AGMT BLOCK DIST SZ D 10MM | 00-5990-034-20 | Standalone | DE0003841 | As per HSA registered indication(s)
Orthopaedics | Knee replacement accessories | Knee replacement augment | Knee replacement - Block | Zimmer Inc | PRC AGMT BLOCK POST SZ E 5MM | 00-5990-035-01 | Standalone | DE0003841 | As per HSA registered indication(s)
Orthopaedics | Knee replacement accessories | Knee replacement augment | Knee replacement - Block | Zimmer Inc | PRC AGMT BLOCK POST SZ E 10MM | 00-5990-035-02 | Standalone | DE0003841 | As per HSA registered indication(s)
Orthopaedics | Knee replacement accessories | Knee replacement augment | Knee replacement - Block | Zimmer Inc | PRC AGMT BLOCK DIST SZ E 5MM | 00-5990-035-10 | Standalone | DE0003841 | As per HSA registered indication(s)
Orthopaedics | Knee replacement accessories | Knee replacement augment | Knee replacement - Block | Zimmer Inc | PRC AGMT BLOCK DIST SZ E 10MM | 00-5990-035-20 | Standalone | DE0003841 | As per HSA registered indication(s)
Orthopaedics | Knee replacement accessories | Knee replacement augment | Knee replacement - Block | Zimmer Inc | PRC AGMT BLOCK POST SZ F 5MM | 00-5990-036-01 | Standalone | DE0003841 | As per HSA registered indication(s)
Orthopaedics | Knee replacement accessories | Knee replacement augment | Knee replacement - Block | Zimmer Inc | PRC AGMT BLOCK POST SZ F 10MM | 00-5990-036-02 | Standalone | DE0003841 | As per HSA registered indication(s)
Orthopaedics | Knee replacement accessories | Knee replacement augment | Knee replacement - Block | Zimmer Inc | PRC AGMT BLOCK DIST SZ F 5MM | 00-5990-036-10 | Standalone | DE0003841 | As per HSA registered indication(s)
Orthopaedics | Knee replacement accessories | Knee replacement augment | Knee replacement - Block | Zimmer Inc | PRC AGMT BLOCK DIST SZ F 10MM | 00-5990-036-20 | Standalone | DE0003841 | As per HSA registered indication(s)
Orthopaedics | Knee replacement accessories | Knee replacement augment | Knee replacement - Block | Zimmer Inc | PRC AGMT BLOCK POST SZ G 5MM | 00-5990-037-01 | Standalone | DE0003841 | As per HSA registered indication(s)
Orthopaedics | Knee replacement accessories | Knee replacement augment | Knee replacement - Block | Zimmer Inc | PRC AGMT BLOCK POST SZ G 10MM | 00-5990-037-02 | Standalone | DE0003841 | As per HSA registered indication(s)
Orthopaedics | Knee replacement accessories | Knee replacement augment | Knee replacement - Block | Zimmer Inc | PRC AGMT BLOCK DIST SZ G 5MM | 00-5990-037-10 | Standalone | DE0003841 | As per HSA registered indication(s)
Orthopaedics | Knee replacement accessories | Knee replacement augment | Knee replacement - Block | Zimmer Inc | PRC AGMT BLOCK DIST SZ G 10MM | 00-5990-037-20 | Standalone | DE0003841 | As per HSA registered indication(s)
Orthopaedics | Knee replacement accessories | Knee replacement augment | Knee replacement - Block | Zimmer Inc | AGMT BLOCK SZ G 10MM DIST ONLY | 00-5990-037-21 | Standalone | DE0003841 | As per HSA registered indication(s)
Orthopaedics | Knee replacement accessories | Knee replacement augment | Knee replacement - Block | Zimmer Inc | NGK 5MM TIB AUG BLK SZ 1 | 00-5988-001-26 | Standalone | DE0004639 | As per HSA registered indication(s)
Orthopaedics | Knee replacement accessories | Knee replacement augment | Knee replacement - Block | Zimmer Inc | NGK 10MM TIB AUG BLK SZ 1 | 00-5988-001-27 | Standalone | DE0004639 | As per HSA registered indication(s)
Orthopaedics | Knee replacement accessories | Knee replacement augment | Knee replacement - Block | Zimmer Inc | AGMT BLOCK SZ E 10MM DIST ONLY | 00-5990-035-21 | Standalone | DE0003841 | As per HSA registered indication(s)
Orthopaedics | Knee replacement accessories | Knee replacement augment | Knee replacement - Block | Zimmer Inc | 15MM TIB AUG SZ 2 RLAT/LMED | 00-5988-002-28 | Standalone | DE0004639 | As per HSA registered indication(s)
Orthopaedics | Knee replacement accessories | Knee replacement augment | Knee replacement - Block | Zimmer Inc | 15MM TIB AUG BLK SZ2 LLAT/RMED | 00-5988-002-38 | Standalone | DE0004639 | As per HSA registered indication(s)
Orthopaedics | Knee replacement accessories | Knee replacement augment | Knee replacement - Block | Zimmer Inc | 15MM TIB AUG SZ 3 RLAT/LMED | 00-5988-003-28 | Standalone | DE0004639 | As per HSA registered indication(s)
Orthopaedics | Knee replacement accessories | Knee replacement augment | Knee replacement - Block | Zimmer Inc | 15MM TIB AUG BLK SZ3 LLAT/RMED | 00-5988-003-38 | Standalone | DE0004639 | As per HSA registered indication(s)
Orthopaedics | Knee replacement accessories | Knee replacement augment | Knee replacement - Block | Zimmer Inc | 15MM TIB AUG SZ 4 RLAT/LMED | 00-5988-004-28 | Standalone | DE0004639 | As per HSA registered indication(s)
Orthopaedics | Knee replacement accessories | Knee replacement augment | Knee replacement - Block | Zimmer Inc | 15MM TIB AUG BLK SZ4 LLAT/RMED | 00-5988-004-38 | Standalone | DE0004639 | As per HSA registered indication(s)
Orthopaedics | Knee replacement accessories | Knee replacement augment | Knee replacement - Block | Zimmer Inc | 15MM TIB AUG SZ 5 RLAT/LMED | 00-5988-005-28 | Standalone | DE0004639 | As per HSA registered indication(s)
Orthopaedics | Knee replacement accessories | Knee replacement augment | Knee replacement - Block | Zimmer Inc | 15MM TIB AUG BLK SZ5 LLAT/RMED | 00-5988-005-38 | Standalone | DE0004639 | As per HSA registered indication(s)
Orthopaedics | Knee replacement accessories | Knee replacement augment | Knee replacement - Block | Zimmer Inc | 15MM TIB AUG RLAT/LMED SZ 6 | 00-5988-006-28 | Standalone | DE0004639 | As per HSA registered indication(s)
Orthopaedics | Knee replacement accessories | Knee replacement augment | Knee replacement - Block | Zimmer Inc | 15MM TIB AUG BLK SZ6 LLAT/RMED | 00-5988-006-38 | Standalone | DE0004639 | As per HSA registered indication(s)
Orthopaedics | Knee replacement accessories | Knee replacement augment | Knee replacement - Block | Zimmer Inc | 15MM DISTAL ONLY FEM AUG SZ B | 00-5990-032-23 | Standalone | DE0003841 | As per HSA registered indication(s)
Orthopaedics | Knee replacement accessories | Knee replacement augment | Knee replacement - Block | Zimmer Inc | 15MM DISTAL ONLY FEM AUG SZ C | 00-5990-033-23 | Standalone | DE0003841 | As per HSA registered indication(s)
Orthopaedics | Knee replacement accessories | Knee replacement augment | Knee replacement - Block | Zimmer Inc | 15MM DISTAL ONLY FEM AUG SZ D | 00-5990-034-23 | Standalone | DE0003841 | As per HSA registered indication(s)
Orthopaedics | Knee replacement accessories | Knee replacement augment | Knee replacement - Block | Zimmer Inc | 15MM DISTAL ONLY FEM AUG SZ E | 00-5990-035-23 | Standalone | DE0003841 | As per HSA registered indication(s)
Orthopaedics | Knee replacement accessories | Knee replacement augment | Knee replacement - Block | Zimmer Inc | 15MM DISTAL ONLY FEM AUG SZ F | 00-5990-036-23 | Standalone | DE0003841 | As per HSA registered indication(s)
Orthopaedics | Knee replacement accessories | Knee replacement augment | Knee replacement - Block | Zimmer Inc | NGK TIB AUG 15MM BLKRT/LAT LT SZ 1 | 00-5988-001-28 | Standalone | DE0004639 | As per HSA registered indication(s)
Orthopaedics | Knee replacement accessories | Knee replacement augment | Knee replacement - Block | Zimmer Inc | Persona Revision Tibial Half Block Augment Size AB Right Lateral 5 mm | 42-5558-012-05 | Standalone | DE0505748 | As per HSA registered indication(s)
Orthopaedics | Knee replacement accessories | Knee replacement augment | Knee replacement - Block | Zimmer Inc | Persona Revision Tibial Half Block Augment Size AB Left Medial 5 mm | 42-5558-013-05 | Standalone | DE0505748 | As per HSA registered indication(s)
Orthopaedics | Knee replacement accessories | Knee replacement augment | Knee replacement - Block | Zimmer Inc | Persona Revision Tibial Half Block Augment Size AB Right Medial 5 mm | 42-5558-014-05 | Standalone | DE0505748 | As per HSA registered indication(s)
Orthopaedics | Knee replacement accessories | Knee replacement augment | Knee replacement - Block | Zimmer Inc | Persona Revision Tibial Half Block Augment Size CD Left Lateral 5 mm | 42-5558-031-05 | Standalone | DE0505748 | As per HSA registered indication(s)
Orthopaedics | Knee replacement accessories | Knee replacement augment | Knee replacement - Block | Zimmer Inc | Persona Revision Tibial Half Block Augment Size CD Right Lateral 5 mm | 42-5558-032-05 | Standalone | DE0505748 | As per HSA registered indication(s)
Orthopaedics | Knee replacement accessories | Knee replacement augment | Knee replacement - Block | Zimmer Inc | Persona Revision Tibial Half Block Augment Size CD Left Medial 5 mm | 42-5558-033-05 | Standalone | DE0505748 | As per HSA registered indication(s)
Orthopaedics | Knee replacement accessories | Knee replacement augment | Knee replacement - Block | Zimmer Inc | Persona Revision Tibial Half Block Augment Size CD Right Medial 5 mm | 42-5558-034-05 | Standalone | DE0505748 | As per HSA registered indication(s)
Orthopaedics | Knee replacement accessories | Knee replacement augment | Knee replacement - Block | Zimmer Inc | Persona Revision Tibial Half Block Augment Size EF Left Lateral 5 mm | 42-5558-051-05 | Standalone | DE0505748 | As per HSA registered indication(s)
Orthopaedics | Knee replacement accessories | Knee replacement augment | Knee replacement - Block | Zimmer Inc | Persona Revision Tibial Half Block Augment Size EF Right Lateral 5 mm | 42-5558-052-05 | Standalone | DE0505748 | As per HSA registered indication(s)
Orthopaedics | Knee replacement accessories | Knee replacement augment | Knee replacement - Block | Zimmer Inc | Persona Revision Tibial Half Block Augment Size EF Left Medial 5 mm | 42-5558-053-05 | Standalone | DE0505748 | As per HSA registered indication(s)
Orthopaedics | Knee replacement accessories | Knee replacement augment | Knee replacement - Block | Zimmer Inc | Persona Revision Tibial Half Block Augment Size EF Right Medial 5 mm | 42-5558-054-05 | Standalone | DE0505748 | As per HSA registered indication(s)
Orthopaedics | Knee replacement accessories | Knee replacement augment | Knee replacement - Block | Zimmer Inc | Persona Revision Tibial Half Block Augment Size GH Left Lateral 5 mm | 42-5558-071-05 | Standalone | DE0505748 | As per HSA registered indication(s)
Orthopaedics | Knee replacement accessories | Knee replacement augment | Knee replacement - Block | Zimmer Inc | Persona Revision Tibial Half Block Augment Size GH Right Lateral 5 mm | 42-5558-072-05 | Standalone | DE0505748 | As per HSA registered indication(s)
Orthopaedics | Knee replacement accessories | Knee replacement augment | Knee replacement - Block | Zimmer Inc | Persona Revision Tibial Half Block Augment Size GH Left Medial 5 mm | 42-5558-073-05 | Standalone | DE0505748 | As per HSA registered indication(s)
Orthopaedics | Knee replacement accessories | Knee replacement augment | Knee replacement - Block | Zimmer Inc | Persona Revision Tibial Half Block Augment Size GH Right Medial 5 mm | 42-5558-074-05 | Standalone | DE0505748 | As per HSA registered indication(s)
Orthopaedics | Knee replacement accessories | Knee replacement augment | Knee replacement - Block | Zimmer Inc | Persona Revision Femoral Distal Augment Size 1, 1+ 5 mm | 42-5566-050-05 | Standalone | DE0505748 | As per HSA registered indication(s)
Orthopaedics | Knee replacement accessories | Knee replacement augment | Knee replacement - Block | Zimmer Inc | Persona Revision Femoral Distal Augment Size 1, 1+ 10 mm | 42-5566-050-10 | Standalone | DE0505748 | As per HSA registered indication(s)
Orthopaedics | Knee replacement accessories | Knee replacement augment | Knee replacement - Block | Zimmer Inc | Persona Revision Femoral Distal Augment Size 3, 3+ 5 mm | 42-5566-054-05 | Standalone | DE0505748 | As per HSA registered indication(s)
Orthopaedics | Knee replacement accessories | Knee replacement augment | Knee replacement - Block | Zimmer Inc | Persona Revision Femoral Distal Augment Size 3, 3+ 10 mm | 42-5566-054-10 | Standalone | DE0505748 | As per HSA registered indication(s)
Orthopaedics | Knee replacement accessories | Knee replacement augment | Knee replacement - Block | Zimmer Inc | Persona Revision Femoral Distal Augment Size 5, 5+ 5 mm | 42-5566-058-05 | Standalone | DE0505748 | As per HSA registered indication(s)
Orthopaedics | Knee replacement accessories | Knee replacement augment | Knee replacement - Block | Zimmer Inc | Persona Revision Femoral Distal Augment Size 5, 5+ 10 mm | 42-5566-058-10 | Standalone | DE0505748 | As per HSA registered indication(s)
Orthopaedics | Knee replacement accessories | Knee replacement augment | Knee replacement - Block | Zimmer Inc | Persona Revision Femoral Distal Augment Size 5, 5+ 15 mm | 42-5566-058-15 | Standalone | DE0505748 | As per HSA registered indication(s)
Orthopaedics | Knee replacement accessories | Knee replacement augment | Knee replacement - Block | Zimmer Inc | Persona Revision Femoral Distal Augment Size 7, 7+ 5 mm | 42-5566-062-05 | Standalone | DE0505748 | As per HSA registered indication(s)
Orthopaedics | Knee replacement accessories | Knee replacement augment | Knee replacement - Block | Zimmer Inc | Persona Revision Femoral Distal Augment Size 7, 7+ 10 mm | 42-5566-062-10 | Standalone | DE0505748 | As per HSA registered indication(s)
Orthopaedics | Knee replacement accessories | Knee replacement augment | Knee replacement - Block | Zimmer Inc | Persona Revision Femoral Distal Augment Size 7, 7+ 15 mm | 42-5566-062-15 | Standalone | DE0505748 | As per HSA registered indication(s)
Orthopaedics | Knee replacement accessories | Knee replacement augment | Knee replacement - Block | Zimmer Inc | Persona Revision Femoral Distal Augment Size 9, 9+ 5 mm | 42-5566-066-05 | Standalone | DE0505748 | As per HSA registered indication(s)
Orthopaedics | Knee replacement accessories | Knee replacement augment | Knee replacement - Block | Zimmer Inc | Persona Revision Femoral Distal Augment Size 9, 9+ 10 mm | 42-5566-066-10 | Standalone | DE0505748 | As per HSA registered indication(s)
Orthopaedics | Knee replacement accessories | Knee replacement augment | Knee replacement - Block | Zimmer Inc | Persona Revision Femoral Distal Augment Size 9, 9+ 15 mm | 42-5566-066-15 | Standalone | DE0505748 | As per HSA registered indication(s)
Orthopaedics | Knee replacement accessories | Knee replacement augment | Knee replacement - Block | Zimmer Inc | Persona Revision Femoral Distal Augment Size 11, 11+ 5 mm | 42-5566-070-05 | Standalone | DE0505748 | As per HSA registered indication(s)
Orthopaedics | Knee replacement accessories | Knee replacement augment | Knee replacement - Block | Zimmer Inc | Persona Revision Femoral Distal Augment Size 11, 11+ 10 mm | 42-5566-070-10 | Standalone | DE0505748 | As per HSA registered indication(s)
Orthopaedics | Knee replacement accessories | Knee replacement augment | Knee replacement - Block | Zimmer Inc | Persona Revision Femoral Distal Augment Size 11, 11+ 15 mm | 42-5566-070-15 | Standalone | DE0505748 | As per HSA registered indication(s)
Orthopaedics | Knee replacement accessories | Knee replacement augment | Knee replacement - Block | Zimmer Inc | Persona Revision Femoral Posterior Augment Size 1, 1+ 5 mm | 42-5568-050-05 | Standalone | DE0505748 | As per HSA registered indication(s)
Orthopaedics | Knee replacement accessories | Knee replacement augment | Knee replacement - Block | Zimmer Inc | Persona Revision Femoral Posterior Augment Size 1, 1+ 10 mm | 42-5568-050-10 | Standalone | DE0505748 | As per HSA registered indication(s)
Orthopaedics | Knee replacement accessories | Knee replacement augment | Knee replacement - Block | Zimmer Inc | Persona Revision Femoral Posterior Augment Size 3, 3+ 5 mm | 42-5568-054-05 | Standalone | DE0505748 | As per HSA registered indication(s)
Orthopaedics | Knee replacement accessories | Knee replacement augment | Knee replacement - Block | Zimmer Inc | Persona Revision Femoral Posterior Augment Size 3, 3+ 10 mm | 42-5568-054-10 | Standalone | DE0505748 | As per HSA registered indication(s)
Orthopaedics | Knee replacement accessories | Knee replacement augment | Knee replacement - Block | Zimmer Inc | Persona Revision Femoral Posterior Augment Size 5, 5+ 5 mm | 42-5568-058-05 | Standalone | DE0505748 | As per HSA registered indication(s)
Orthopaedics | Knee replacement accessories | Knee replacement augment | Knee replacement - Block | Zimmer Inc | Persona Revision Femoral Posterior Augment Size 5, 5+ 10 mm | 42-5568-058-10 | Standalone | DE0505748 | As per HSA registered indication(s)
Orthopaedics | Knee replacement accessories | Knee replacement augment | Knee replacement - Block | Zimmer Inc | Persona Revision Femoral Posterior Augment Size 5, 5+ 15 mm | 42-5568-058-15 | Standalone | DE0505748 | As per HSA registered indication(s)
Orthopaedics | Knee replacement accessories | Knee replacement augment | Knee replacement - Block | Zimmer Inc | Persona Revision Femoral Posterior Augment Size 7, 7+ 5 mm | 42-5568-062-05 | Standalone | DE0505748 | As per HSA registered indication(s)
Orthopaedics | Knee replacement accessories | Knee replacement augment | Knee replacement - Block | Zimmer Inc | Persona Revision Femoral Posterior Augment Size 7, 7+ 10 mm | 42-5568-062-10 | Standalone | DE0505748 | As per HSA registered indication(s)
Orthopaedics | Knee replacement accessories | Knee replacement augment | Knee replacement - Block | Zimmer Inc | Persona Revision Femoral Posterior Augment Size 7, 7+ 15 mm | 42-5568-062-15 | Standalone | DE0505748 | As per HSA registered indication(s)
Orthopaedics | Knee replacement accessories | Knee replacement augment | Knee replacement - Block | Zimmer Inc | Persona Revision Femoral Posterior Augment Size 9, 9+ 5 mm | 42-5568-066-05 | Standalone | DE0505748 | As per HSA registered indication(s)
Orthopaedics | Knee replacement accessories | Knee replacement augment | Knee replacement - Block | Zimmer Inc | Persona Revision Femoral Posterior Augment Size 9, 9+ 10 mm | 42-5568-066-10 | Standalone | DE0505748 | As per HSA registered indication(s)
Orthopaedics | Knee replacement accessories | Knee replacement augment | Knee replacement - Block | Zimmer Inc | Persona Revision Femoral Posterior Augment Size 9, 9+ 15 mm | 42-5568-066-15 | Standalone | DE0505748 | As per HSA registered indication(s)
Orthopaedics | Knee replacement accessories | Knee replacement augment | Knee replacement - Block | Zimmer Inc | Persona Revision Femoral Posterior Augment Size 11, 11+ 5 mm | 42-5568-070-05 | Standalone | DE0505748 | As per HSA registered indication(s)
Orthopaedics | Knee replacement accessories | Knee replacement augment | Knee replacement - Block | Zimmer Inc | Persona Revision Femoral Posterior Augment Size 11, 11+ 10 mm | 42-5568-070-10 | Standalone | DE0505748 | As per HSA registered indication(s)
Orthopaedics | Knee replacement accessories | Knee replacement augment | Knee replacement - Block | Zimmer Inc | Persona Revision Femoral Posterior Augment Size 11, 11+ 15 mm | 42-5568-070-15 | Standalone | DE0505748 | As per HSA registered indication(s)
Orthopaedics | Knee replacement accessories | Knee replacement augment | Knee replacement - Block | Zimmer Inc | 20MM TIB AUG SZ 2 RLAT/LMED | 00-5988-002-29 | Standalone | DE0004639 | As per HSA registered indication(s)
Orthopaedics | Knee replacement accessories | Knee replacement augment | Knee replacement - Block | Zimmer Inc | 20MM TIB AUG BLK SZ2 LLAT/RMED | 00-5988-002-39 | Standalone | DE0004639 | As per HSA registered indication(s)
Orthopaedics | Knee replacement accessories | Knee replacement augment | Knee replacement - Block | Zimmer Inc | 20MM TIB AUG SZ 3 RLAT/LMED | 00-5988-003-29 | Standalone | DE0004639 | As per HSA registered indication(s)
Orthopaedics | Knee replacement accessories | Knee replacement augment | Knee replacement - Block | Zimmer Inc | 20MM TIB AUG BLK SZ3 LLAT/RMED | 00-5988-003-39 | Standalone | DE0004639 | As per HSA registered indication(s)
Orthopaedics | Knee replacement accessories | Knee replacement augment | Knee replacement - Block | Zimmer Inc | 20MM TIB AUG SZ 4 RLAT/LMED | 00-5988-004-29 | Standalone | DE0004639 | As per HSA registered indication(s)
Orthopaedics | Knee replacement accessories | Knee replacement augment | Knee replacement - Block | Zimmer Inc | 20MM TIB AUG BLK SZ4 LLAT/RMED | 00-5988-004-39 | Standalone | DE0004639 | As per HSA registered indication(s)
Orthopaedics | Knee replacement accessories | Knee replacement augment | Knee replacement - Block | Zimmer Inc | 20MM TIB AUG SZ 5 RLAT/LMED | 00-5988-005-29 | Standalone | DE0004639 | As per HSA registered indication(s)
Orthopaedics | Knee replacement accessories | Knee replacement augment | Knee replacement - Block | Zimmer Inc | 20MM TIB AUG BLK SZ5 LLAT/RMED | 00-5988-005-39 | Standalone | DE0004639 | As per HSA registered indication(s)
Orthopaedics | Knee replacement accessories | Knee replacement augment | Knee replacement - Block | Zimmer Inc | 20MM TIB AUG RLAT/LMED SZ 6 | 00-5988-006-29 | Standalone | DE0004639 | As per HSA registered indication(s)
Orthopaedics | Knee replacement accessories | Knee replacement augment | Knee replacement - Block | Zimmer Inc | 20MM TIB AUG BLK SZ6 LLAT/RMED | 00-5988-006-39 | Standalone | DE0004639 | As per HSA registered indication(s)
Orthopaedics | Knee replacement accessories | Knee replacement augment | Knee replacement - Block | Zimmer Inc | 20MM DISTAL ONLY FEM AUG SZ C | 00-5990-033-24 | Standalone | DE0003841 | As per HSA registered indication(s)
Orthopaedics | Knee replacement accessories | Knee replacement augment | Knee replacement - Block | Zimmer Inc | 20MM DISTAL ONLY FEM AUG SZ D | 00-5990-034-24 | Standalone | DE0003841 | As per HSA registered indication(s)
Orthopaedics | Knee replacement accessories | Knee replacement augment | Knee replacement - Block | Zimmer Inc | 20MM DISTAL ONLY FEM AUG SZ E | 00-5990-035-24 | Standalone | DE0003841 | As per HSA registered indication(s)
Orthopaedics | Knee replacement accessories | Knee replacement augment | Knee replacement - Block | Zimmer Inc | 20MM DISTAL ONLY FEM AUG SZ F | 00-5990-036-24 | Standalone | DE0003841 | As per HSA registered indication(s)
Orthopaedics | Knee replacement accessories | Knee replacement augment | Knee replacement - Block | Zimmer Inc | NGK TIB AUG 20MM BLKRT/LAT LT SZ 1 | 00-5988-001-29 | Standalone | DE0004639 | As per HSA registered indication(s)
Orthopaedics | Knee replacement accessories | Knee replacement augment | Knee replacement - Block | Zimmer Inc | Persona Revision Tibial Half Block Augment Size AB Left Lateral 5 mm | 42-5558-011-05 | Standalone | DE0505748 | As per HSA registered indication(s)
Orthopaedics | Knee replacement accessories | Knee replacement augment | Knee replacement - Block | Zimmer Inc | Persona Revision Tibial Half Block Augment Size AB Left Lateral 10 mm | 42-5558-011-10 | Standalone | DE0505748 | As per HSA registered indication(s)
Orthopaedics | Knee replacement accessories | Knee replacement augment | Knee replacement - Block | Zimmer Inc | Persona Revision Tibial Half Block Augment Size AB Right Lateral 10 mm | 42-5558-012-10 | Standalone | DE0505748 | As per HSA registered indication(s)
Orthopaedics | Knee replacement accessories | Knee replacement augment | Knee replacement - Block | Zimmer Inc | Persona Revision Tibial Half Block Augment Size AB Left Medial 10 mm | 42-5558-013-10 | Standalone | DE0505748 | As per HSA registered indication(s)
Orthopaedics | Knee replacement accessories | Knee replacement augment | Knee replacement - Block | Zimmer Inc | Persona Revision Tibial Half Block Augment Size AB Right Medial 10 mm | 42-5558-014-10 | Standalone | DE0505748 | As per HSA registered indication(s)
Orthopaedics | Knee replacement accessories | Knee replacement augment | Knee replacement - Block | Zimmer Inc | Persona Revision Tibial Half Block Augment Size CD Left Lateral 10 mm | 42-5558-031-10 | Standalone | DE0505748 | As per HSA registered indication(s)
Orthopaedics | Knee replacement accessories | Knee replacement augment | Knee replacement - Block | Zimmer Inc | Persona Revision Tibial Half Block Augment Size CD Right Lateral 10 mm | 42-5558-032-10 | Standalone | DE0505748 | As per HSA registered indication(s)
Orthopaedics | Knee replacement accessories | Knee replacement augment | Knee replacement - Block | Zimmer Inc | Persona Revision Tibial Half Block Augment Size CD Left Medial 10 mm | 42-5558-033-10 | Standalone | DE0505748 | As per HSA registered indication(s)
Orthopaedics | Knee replacement accessories | Knee replacement augment | Knee replacement - Block | Zimmer Inc | Persona Revision Tibial Half Block Augment Size CD Right Medial 10 mm | 42-5558-034-10 | Standalone | DE0505748 | As per HSA registered indication(s)
Orthopaedics | Knee replacement accessories | Knee replacement augment | Knee replacement - Block | Zimmer Inc | Persona Revision Tibial Half Block Augment Size EF Left Lateral 10 mm | 42-5558-051-10 | Standalone | DE0505748 | As per HSA registered indication(s)
Orthopaedics | Knee replacement accessories | Knee replacement augment | Knee replacement - Block | Zimmer Inc | Persona Revision Tibial Half Block Augment Size EF Right Lateral 10 mm | 42-5558-052-10 | Standalone | DE0505748 | As per HSA registered indication(s)
Orthopaedics | Knee replacement accessories | Knee replacement augment | Knee replacement - Block | Zimmer Inc | Persona Revision Tibial Half Block Augment Size EF Left Medial 10 mm | 42-5558-053-10 | Standalone | DE0505748 | As per HSA registered indication(s)
Orthopaedics | Knee replacement accessories | Knee replacement augment | Knee replacement - Block | Zimmer Inc | Persona Revision Tibial Half Block Augment Size EF Right Medial 10 mm | 42-5558-054-10 | Standalone | DE0505748 | As per HSA registered indication(s)
Orthopaedics | Knee replacement accessories | Knee replacement augment | Knee replacement - Block | Zimmer Inc | Persona Revision Tibial Half Block Augment Size GH Left Lateral 10 mm | 42-5558-071-10 | Standalone | DE0505748 | As per HSA registered indication(s)
Orthopaedics | Knee replacement accessories | Knee replacement augment | Knee replacement - Block | Zimmer Inc | Persona Revision Tibial Half Block Augment Size GH Right Lateral 10 mm | 42-5558-072-10 | Standalone | DE0505748 | As per HSA registered indication(s)
Orthopaedics | Knee replacement accessories | Knee replacement augment | Knee replacement - Block | Zimmer Inc | Persona Revision Tibial Half Block Augment Size GH Left Medial 10 mm | 42-5558-073-10 | Standalone | DE0505748 | As per HSA registered indication(s)
Orthopaedics | Knee replacement accessories | Knee replacement augment | Knee replacement - Block | Zimmer Inc | Persona Revision Tibial Half Block Augment Size GH Right Medial 10 mm | 42-5558-074-10 | Standalone | DE0505748 | As per HSA registered indication(s)
Orthopaedics | Knee replacement accessories | Knee replacement augment | Knee replacement - Block | Zimmer Inc | Persona Revision Tibial Half Block Augment Size AB Left Lateral 15 mm | 42-5558-011-15 | Standalone | DE0505748 | As per HSA registered indication(s)
Orthopaedics | Knee replacement accessories | Knee replacement augment | Knee replacement - Block | Zimmer Inc | Persona Revision Tibial Half Block Augment Size AB Right Lateral 15 mm | 42-5558-012-15 | Standalone | DE0505748 | As per HSA registered indication(s)
Orthopaedics | Knee replacement accessories | Knee replacement augment | Knee replacement - Block | Zimmer Inc | Persona Revision Tibial Half Block Augment Size AB Left Medial 15 mm | 42-5558-013-15 | Standalone | DE0505748 | As per HSA registered indication(s)
Orthopaedics | Knee replacement accessories | Knee replacement augment | Knee replacement - Block | Zimmer Inc | Persona Revision Tibial Half Block Augment Size AB Right Medial 15 mm | 42-5558-014-15 | Standalone | DE0505748 | As per HSA registered indication(s)
Orthopaedics | Knee replacement accessories | Knee replacement augment | Knee replacement - Block | Zimmer Inc | Persona Revision Tibial Half Block Augment Size CD Left Lateral 15 mm | 42-5558-031-15 | Standalone | DE0505748 | As per HSA registered indication(s)
Orthopaedics | Knee replacement accessories | Knee replacement augment | Knee replacement - Block | Zimmer Inc | Persona Revision Tibial Half Block Augment Size CD Right Lateral 15 mm | 42-5558-032-15 | Standalone | DE0505748 | As per HSA registered indication(s)
Orthopaedics | Knee replacement accessories | Knee replacement augment | Knee replacement - Block | Zimmer Inc | Persona Revision Tibial Half Block Augment Size CD Left Medial 15 mm | 42-5558-033-15 | Standalone | DE0505748 | As per HSA registered indication(s)
Orthopaedics | Knee replacement accessories | Knee replacement augment | Knee replacement - Block | Zimmer Inc | Persona Revision Tibial Half Block Augment Size CD Right Medial 15 mm | 42-5558-034-15 | Standalone | DE0505748 | As per HSA registered indication(s)
Orthopaedics | Knee replacement accessories | Knee replacement augment | Knee replacement - Block | Zimmer Inc | Persona Revision Tibial Half Block Augment Size EF Left Lateral 15 mm | 42-5558-051-15 | Standalone | DE0505748 | As per HSA registered indication(s)
Orthopaedics | Knee replacement accessories | Knee replacement augment | Knee replacement - Block | Zimmer Inc | Persona Revision Tibial Half Block Augment Size EF Right Lateral 15 mm | 42-5558-052-15 | Standalone | DE0505748 | As per HSA registered indication(s)
Orthopaedics | Knee replacement accessories | Knee replacement augment | Knee replacement - Block | Zimmer Inc | Persona Revision Tibial Half Block Augment Size EF Left Medial 15 mm | 42-5558-053-15 | Standalone | DE0505748 | As per HSA registered indication(s)
Orthopaedics | Knee replacement accessories | Knee replacement augment | Knee replacement - Block | Zimmer Inc | Persona Revision Tibial Half Block Augment Size EF Right Medial 15 mm | 42-5558-054-15 | Standalone | DE0505748 | As per HSA registered indication(s)
Orthopaedics | Knee replacement accessories | Knee replacement augment | Knee replacement - Block | Zimmer Inc | Persona Revision Tibial Half Block Augment Size GH Left Lateral 15 mm | 42-5558-071-15 | Standalone | DE0505748 | As per HSA registered indication(s)
Orthopaedics | Knee replacement accessories | Knee replacement augment | Knee replacement - Block | Zimmer Inc | Persona Revision Tibial Half Block Augment Size GH Right Lateral 15 mm | 42-5558-072-15 | Standalone | DE0505748 | As per HSA registered indication(s)
Orthopaedics | Knee replacement accessories | Knee replacement augment | Knee replacement - Block | Zimmer Inc | Persona Revision Tibial Half Block Augment Size GH Left Medial 15 mm | 42-5558-073-15 | Standalone | DE0505748 | As per HSA registered indication(s)
Orthopaedics | Knee replacement accessories | Knee replacement augment | Knee replacement - Block | Zimmer Inc | Persona Revision Tibial Half Block Augment Size GH Right Medial 15 mm | 42-5558-074-15 | Standalone | DE0505748 | As per HSA registered indication(s)
Orthopaedics | Knee replacement accessories | Knee replacement augment | Knee replacement - Block | Zimmer Inc | ANT PRC AGMT BLOCK SZ C | 00-5990-033-31 | Standalone | DE0003841 | As per HSA registered indication(s)
Orthopaedics | Knee replacement accessories | Knee replacement augment | Knee replacement - Block | Zimmer Inc | ANT PRC AGMT BLOCK SZ D | 00-5990-034-31 | Standalone | DE0003841 | As per HSA registered indication(s)
Orthopaedics | Knee replacement accessories | Knee replacement augment | Knee replacement - Block | Zimmer Inc | ANT PRC AGMT BLOCK SZ E | 00-5990-035-31 | Standalone | DE0003841 | As per HSA registered indication(s)
Orthopaedics | Knee replacement accessories | Knee replacement augment | Knee replacement - Block | Zimmer Inc | ANT PRC AGMT BLOCK SZ F | 00-5990-036-31 | Standalone | DE0003841 | As per HSA registered indication(s)
Orthopaedics | Knee replacement accessories | Knee replacement augment | Knee replacement - Block | Zimmer Inc | ANT PRC AGMT BLOCK SZ G | 00-5990-037-31 | Standalone | DE0003841 | As per HSA registered indication(s)
Orthopaedics | Knee replacement accessories | Knee replacement augment | Knee replacement - Block | DePuy Ireland | ATTUNE POST FEM AUG SZ 10 12MM | 154910003 | Standalone | DE0502715 | As per HSA registered indication(s)
Orthopaedics | Knee replacement accessories | Knee replacement augment | Knee replacement - Bolts and sleeves | Smith+Nephew | LEGION HK 11MM BOLT - SLEEVE | 71421385 | Standalone | DE0503709 | As per HSA registered indication(s)
Orthopaedics | Knee replacement accessories | Knee replacement augment | Knee replacement - Bolts and sleeves | Smith+Nephew | LEGION HK 13MM BOLT - SLEEVE | 71421386 | Standalone | DE0503709 | As per HSA registered indication(s)
Orthopaedics | Knee replacement accessories | Knee replacement augment | Knee replacement - Bolts and sleeves | Smith+Nephew | LEGION HK 15MM BOLT - SLEEVE | 71421387 | Standalone | DE0503709 | As per HSA registered indication(s)
Orthopaedics | Knee replacement accessories | Knee replacement augment | Knee replacement - Bolts and sleeves | Smith+Nephew | LEGION HK 18MM BOLT - SLEEVE | 71421388 | Standalone | DE0503709 | As per HSA registered indication(s)
Orthopaedics | Knee replacement accessories | Knee replacement augment | Knee replacement - Bolts and sleeves | Smith+Nephew | LEGION HK 21MM BOLT - SLEEVE | 71421389 | Standalone | DE0503709 | As per HSA registered indication(s)
Orthopaedics | Knee replacement accessories | Knee replacement augment | Knee replacement - Cones and sleeves | DePuy (Ireland) | ATTUNE FEM SLV CEM | 151100001 | Standalone | DE0502715 | As per HSA registered indication(s)
Orthopaedics | Knee replacement accessories | Knee replacement augment | Knee replacement - Cones and sleeves | DePuy (Ireland) | ATUN FEM SLV M/L 30MM HALF POR | 151101102 | Standalone | DE0502715 | As per HSA registered indication(s)
Orthopaedics | Knee replacement accessories | Knee replacement augment | Knee replacement - Cones and sleeves | DePuy (Ireland) | ATUN FEM SLV M/L 35MM HALF POR | 151101103 | Standalone | DE0502715 | As per HSA registered indication(s)
Orthopaedics | Knee replacement accessories | Knee replacement augment | Knee replacement - Cones and sleeves | DePuy (Ireland) | ATUN FEM SLV M/L 40MM HALF POR | 151101104 | Standalone | DE0502715 | As per HSA registered indication(s)
Orthopaedics | Knee replacement accessories | Knee replacement augment | Knee replacement - Cones and sleeves | DePuy (Ireland) | ATUN FEM SLV M/L 45MM HALF POR | 151101105 | Standalone | DE0502715 | As per HSA registered indication(s)
Orthopaedics | Knee replacement accessories | Knee replacement augment | Knee replacement - Cones and sleeves | DePuy (Ireland) | ATUN FEM SLV M/L 50MM HALF POR | 151101106 | Standalone | DE0502715 | As per HSA registered indication(s)
Orthopaedics | Knee replacement accessories | Knee replacement augment | Knee replacement - Cones and sleeves | DePuy (Ireland) | ATUN FEM SLV M/L 55MM HALF POR | 151101107 | Standalone | DE0502715 | As per HSA registered indication(s)
Orthopaedics | Knee replacement accessories | Knee replacement augment | Knee replacement - Cones and sleeves | DePuy (Ireland) | ATTUNE TIB SLV CEM | 151110001 | Standalone | DE0502715 | As per HSA registered indication(s)
Orthopaedics | Knee replacement accessories | Knee replacement augment | Knee replacement - Cones and sleeves | DePuy (Ireland) | ATUN TIB SLV M/L 29MM HALF POR | 151111101 | Standalone | DE0502715 | As per HSA registered indication(s)
Orthopaedics | Knee replacement accessories | Knee replacement augment | Knee replacement - Cones and sleeves | DePuy (Ireland) | ATUN TIB SLV M/L 37MM HALF POR | 151111102 | Standalone | DE0502715 | As per HSA registered indication(s)
Orthopaedics | Knee replacement accessories | Knee replacement augment | Knee replacement - Cones and sleeves | DePuy (Ireland) | ATUN TIB SLV M/L 45MM HALF POR | 151111103 | Standalone | DE0502715 | As per HSA registered indication(s)
Orthopaedics | Knee replacement accessories | Knee replacement augment | Knee replacement - Cones and sleeves | DePuy (Ireland) | ATUN TIB SLV M/L 53MM HALF POR | 151111104 | Standalone | DE0502715 | As per HSA registered indication(s)
Orthopaedics | Knee replacement accessories | Knee replacement augment | Knee replacement - Cones and sleeves | DePuy (Ireland) | ATUN TIB SLV M/L 61MM HALF POR | 151111105 | Standalone | DE0502715 | As per HSA registered indication(s)
Orthopaedics | Knee replacement accessories | Knee replacement augment | Knee replacement - Cones and sleeves | DePuy (Ireland) | ATUN TIB SLV M/L 69MM HALF POR | 151111106 | Standalone | DE0502715 | As per HSA registered indication(s)
Orthopaedics | Knee replacement accessories | Knee replacement augment | Knee replacement - Cones and sleeves | DePuy Orthopaedics | SIGMA/LCS FEM SLV 46MM | 129453140 | Standalone | DE0004925 | As per HSA registered indication(s)
Orthopaedics | Knee replacement accessories | Knee replacement augment | Knee replacement - Cones and sleeves | DePuy Orthopaedics | UNIV FEMORAL SLEEVE CEMENTED 20MM | 129453205 | Standalone | DE0004925 | As per HSA registered indication(s)
Orthopaedics | Knee replacement accessories | Knee replacement augment | Knee replacement - Cones and sleeves | DePuy Orthopaedics | UNIV FEM SLEEVE DIS POR 31MM | 129453215 | Standalone | DE0004925 | As per HSA registered indication(s)
Orthopaedics | Knee replacement accessories | Knee replacement augment | Knee replacement - Cones and sleeves | DePuy Orthopaedics | UNIV FEM SLEEVE DIS POR 34MM | 129453225 | Standalone | DE0004925 | As per HSA registered indication(s)
Orthopaedics | Knee replacement accessories | Knee replacement augment | Knee replacement - Cones and sleeves | DePuy Orthopaedics | UNIV FEM SLEEVE DIS POR 40MM | 129453235 | Standalone | DE0004925 | As per HSA registered indication(s)
Orthopaedics | Knee replacement accessories | Knee replacement augment | Knee replacement - Cones and sleeves | DePuy Orthopaedics | UNIV FEMORAL SLEEVE DIS POR 46 MM | 129453245 | Standalone | DE0004925 | As per HSA registered indication(s)
Orthopaedics | Knee replacement accessories | Knee replacement augment | Knee replacement - Cones and sleeves | DePuy Orthopaedics | MBT TRAY SLEEVE POR M/L 29MM | 129454000 | Standalone | DE0012815 | As per HSA registered indication(s)
Orthopaedics | Knee replacement accessories | Knee replacement augment | Knee replacement - Cones and sleeves | DePuy Orthopaedics | MBT TRAY SLEEVE POR M/L 37MM | 129454100 | Standalone | DE0012815 | As per HSA registered indication(s)
Orthopaedics | Knee replacement accessories | Knee replacement augment | Knee replacement - Cones and sleeves | DePuy Orthopaedics | MBT TRAY SLEEVE POR M/L 45MM | 129454110 | Standalone | DE0012815 | As per HSA registered indication(s)
Orthopaedics | Knee replacement accessories | Knee replacement augment | Knee replacement - Cones and sleeves | DePuy Orthopaedics | MBT TRAY SLEEVE POR M/L 53MM | 129454120 | Standalone | DE0012815 | As per HSA registered indication(s)
Orthopaedics | Knee replacement accessories | Knee replacement augment | Knee replacement - Cones and sleeves | DePuy Orthopaedics | MBT TRAY SLEEVE POR M/L 61MM | 129454130 | Standalone | DE0012815 | As per HSA registered indication(s)
Orthopaedics | Knee replacement accessories | Knee replacement augment | Knee replacement - Cones and sleeves | DePuy Orthopaedics | MBT REV TIB SLV CEM M/L 29MM | 129454140 | Standalone | DE0012815 | As per HSA registered indication(s)
Orthopaedics | Knee replacement accessories | Knee replacement augment | Knee replacement - Cones and sleeves | DePuy Orthopaedics | UNIV FEM SLEEVE FULL POR 31MM | 129453216 | Standalone | DE0004925 | As per HSA registered indication(s)
Orthopaedics | Knee replacement accessories | Knee replacement augment | Knee replacement - Cones and sleeves | DePuy Orthopaedics | UNIV FEM SLEEVE FULL POR 34MM | 129453226 | Standalone | DE0004925 | As per HSA registered indication(s)
Orthopaedics | Knee replacement accessories | Knee replacement augment | Knee replacement - Cones and sleeves | DePuy Orthopaedics | UNIV FEM SLEEVE FULL POR 40MM | 129453236 | Standalone | DE0004925 | As per HSA registered indication(s)
Orthopaedics | Knee replacement accessories | Knee replacement augment | Knee replacement - Cones and sleeves | DePuy Orthopaedics | UNIV FEM SLEEVE FULL POR 46MM | 129453246 | Standalone | DE0004925 | As per HSA registered indication(s)
Orthopaedics | Knee replacement accessories | Knee replacement stem | Knee replacement - Stem | DePuy (Ireland) | ATTUNE CEMENTED STEM 14X30MM | 151214030 | Standalone | DE0502715 | As per HSA registered indication(s)
Orthopaedics | Knee replacement accessories | Knee replacement stem | Knee replacement - Stem | DePuy (Ireland) | ATTUNE CEMENTED STEM 14X50MM | 151214050 | Standalone | DE0013986 | As per HSA registered indication(s)
Orthopaedics | Knee replacement accessories | Knee replacement stem | Knee replacement - Stem | DePuy (Ireland) | ATTUNE CEMENTED STEM 14X80MM | 151214080 | Standalone | DE0502715 | As per HSA registered indication(s)
Orthopaedics | Knee replacement accessories | Knee replacement stem | Knee replacement - Stem | DePuy (Ireland) | ATTUNE CEMENTED STEM 14X130MM | 151214130 | Standalone | DE0502715 | As per HSA registered indication(s)
Orthopaedics | Knee replacement accessories | Knee replacement stem | Knee replacement - Stem | DePuy (Ireland) | ATTUNE CEMENTED STEM 16X80MM | 151216080 | Standalone | DE0502715 | As per HSA registered indication(s)
Orthopaedics | Knee replacement accessories | Knee replacement stem | Knee replacement - Stem | DePuy (Ireland) | ATTUNE CEMENTED STEM 16X130MM | 151216130 | Standalone | DE0502715 | As per HSA registered indication(s)
Orthopaedics | Knee replacement accessories | Knee replacement stem | Knee replacement - Stem | DePuy Orthopaedics | PFC SIGMA FLUT TIB ROD75X10 | 866410 | Standalone | DE0004925 | As per HSA registered indication(s)
Orthopaedics | Knee replacement accessories | Knee replacement stem | Knee replacement - Stem | DePuy Orthopaedics | PFC SIGMA FLUT TIB ROD75X12 | 866412 | Standalone | DE0004925 | As per HSA registered indication(s)
Orthopaedics | Knee replacement accessories | Knee replacement stem | Knee replacement - Stem | DePuy Orthopaedics | PFC SIGMA FLUT TIB ROD75X14 | 866414 | Standalone | DE0004925 | As per HSA registered indication(s)
Orthopaedics | Knee replacement accessories | Knee replacement stem | Knee replacement - Stem | DePuy Orthopaedics | PFC SIGMA FLUT TIB ROD75X16 | 866416 | Standalone | DE0004925 | As per HSA registered indication(s)
Orthopaedics | Knee replacement accessories | Knee replacement stem | Knee replacement - Stem | DePuy Orthopaedics | PFC SIGMA FLUT TIB ROD 75X18 | 866418 | Standalone | DE0004925 | As per HSA registered indication(s)
Orthopaedics | Knee replacement accessories | Knee replacement stem | Knee replacement - Stem | DePuy Orthopaedics | PFC FLUT TIB ROD 75X20MM | 866419 | Standalone | DE0004925 | As per HSA registered indication(s)
Orthopaedics | Knee replacement accessories | Knee replacement stem | Knee replacement - Stem | DePuy Orthopaedics | PFC FLUT TIB ROD 75X22MM | 866420 | Standalone | DE0004925 | As per HSA registered indication(s)
Orthopaedics | Knee replacement accessories | Knee replacement stem | Knee replacement - Stem | DePuy Orthopaedics | PFC FLUT TIB ROD 75X24MM | 866421 | Standalone | DE0004925 | As per HSA registered indication(s)
Orthopaedics | Knee replacement accessories | Knee replacement stem | Knee replacement - Stem | DePuy Orthopaedics | PFC SIGMA FLUT TIB ROD 115X10 | 866424 | Standalone | DE0004925 | As per HSA registered indication(s)
Orthopaedics | Knee replacement accessories | Knee replacement stem | Knee replacement - Stem | DePuy Orthopaedics | PFC SIGMA FLUT TIB ROD 115X12 | 866426 | Standalone | DE0004925 | As per HSA registered indication(s)
Orthopaedics | Knee replacement accessories | Knee replacement stem | Knee replacement - Stem | DePuy Orthopaedics | PFC SIGMA FLUT TIB ROD 115X14 | 866428 | Standalone | DE0004925 | As per HSA registered indication(s)
Orthopaedics | Knee replacement accessories | Knee replacement stem | Knee replacement - Stem | DePuy Orthopaedics | PFC FLUT TIB ROD 115X16MM | 866430 | Standalone | DE0004925 | As per HSA registered indication(s)
Orthopaedics | Knee replacement accessories | Knee replacement stem | Knee replacement - Stem | DePuy Orthopaedics | PFC FLUT TIB ROD 115X18MM | 866432 | Standalone | DE0004925 | As per HSA registered indication(s)
Orthopaedics | Knee replacement accessories | Knee replacement stem | Knee replacement - Stem | DePuy Orthopaedics | PFC FLUT TIB ROD 115X20MM | 866433 | Standalone | DE0004925 | As per HSA registered indication(s)
Orthopaedics | Knee replacement accessories | Knee replacement stem | Knee replacement - Stem | DePuy Orthopaedics | PFC SIGMA FLUT FEM ROD 5D10X12 | 960699 | Standalone | DE0004925 | As per HSA registered indication(s)
Orthopaedics | Knee replacement accessories | Knee replacement stem | Knee replacement - Stem | DePuy Orthopaedics | PFC SIGMA FLUT FEM ROD 5D12X12 | 960700 | Standalone | DE0004925 | As per HSA registered indication(s)
Orthopaedics | Knee replacement accessories | Knee replacement stem | Knee replacement - Stem | DePuy Orthopaedics | PFC SIGMA FLUT FEM ROD 5D14X12 | 960701 | Standalone | DE0004925 | As per HSA registered indication(s)
Orthopaedics | Knee replacement accessories | Knee replacement stem | Knee replacement - Stem | DePuy Orthopaedics | PFC SIGMA FLUT FEM ROD 5D16X12 | 960702 | Standalone | DE0004925 | As per HSA registered indication(s)
Orthopaedics | Knee replacement accessories | Knee replacement stem | Knee replacement - Stem | DePuy Orthopaedics | PFC SIGMA FLUT FEM ROD 5D18X12 | 960703 | Standalone | DE0004925 | As per HSA registered indication(s)
Orthopaedics | Knee replacement accessories | Knee replacement stem | Knee replacement - Stem | DePuy Orthopaedics | PFC SIG FLUT FEM ROD 5D 20X125 | 960704 | Standalone | DE0004925 | As per HSA registered indication(s)
Orthopaedics | Knee replacement accessories | Knee replacement stem | Knee replacement - Stem | DePuy Orthopaedics | PFC SIG FLUT FEM ROD 5D 22X125 | 960705 | Standalone | DE0004925 | As per HSA registered indication(s)
Orthopaedics | Knee replacement accessories | Knee replacement stem | Knee replacement - Stem | DePuy Orthopaedics | PFC SIG FLUT FEM ROD 5D 24X125 | 960706 | Standalone | DE0004925 | As per HSA registered indication(s)
Orthopaedics | Knee replacement accessories | Knee replacement stem | Knee replacement - Stem | DePuy Orthopaedics | PFCSIGMA FL FE ROD 10X175MM/5 | 960709 | Standalone | DE0004925 | As per HSA registered indication(s)
Orthopaedics | Knee replacement accessories | Knee replacement stem | Knee replacement - Stem | DePuy Orthopaedics | PFCSIGMA FL FE ROD 12X175MM/5 | 960710 | Standalone | DE0004925 | As per HSA registered indication(s)
Orthopaedics | Knee replacement accessories | Knee replacement stem | Knee replacement - Stem | DePuy Orthopaedics | PFCSIGMA FL FE ROD 14X175MM/5 | 960711 | Standalone | DE0004925 | As per HSA registered indication(s)
Orthopaedics | Knee replacement accessories | Knee replacement stem | Knee replacement - Stem | DePuy Orthopaedics | PFCSIGMA FL FE ROD 16X175MM/5 | 960712 | Standalone | DE0004925 | As per HSA registered indication(s)
Orthopaedics | Knee replacement accessories | Knee replacement stem | Knee replacement - Stem | DePuy Orthopaedics | PFC SIGMA FLUT FEM ROD 5D18X17 | 960713 | Standalone | DE0004925 | As per HSA registered indication(s)
Orthopaedics | Knee replacement accessories | Knee replacement stem | Knee replacement - Stem | DePuy Orthopaedics | PFC SIG FLUT FEM ROD 5D 20X175 | 960714 | Standalone | DE0004925 | As per HSA registered indication(s)
Orthopaedics | Knee replacement accessories | Knee replacement stem | Knee replacement - Stem | DePuy Orthopaedics | PFC SIGMA CEM FEM STEM 5D 13X9 | 960720 | Standalone | DE0004925 | As per HSA registered indication(s)
Orthopaedics | Knee replacement accessories | Knee replacement stem | Knee replacement - Stem | DePuy Orthopaedics | PFCSIGMA FE CEM STM 15X90/5DE | 960721 | Standalone | DE0004925 | As per HSA registered indication(s)
Orthopaedics | Knee replacement accessories | Knee replacement stem | Knee replacement - Stem | DePuy Orthopaedics | PFC SIGMA CEM FEM STEM 5D 13X1 | 960731 | Standalone | DE0004925 | As per HSA registered indication(s)
Orthopaedics | Knee replacement accessories | Knee replacement stem | Knee replacement - Stem | DePuy Orthopaedics | PFC SIGMA CEM FEM STEM 5D 15X1 | 960732 | Standalone | DE0004925 | As per HSA registered indication(s)
Orthopaedics | Knee replacement accessories | Knee replacement stem | Knee replacement - Stem | DePuy Orthopaedics | PFC SIGMA FEMCEM STEM13X90 7D | 961720 | Standalone | DE0004925 | As per HSA registered indication(s)
Orthopaedics | Knee replacement accessories | Knee replacement stem | Knee replacement - Stem | DePuy Orthopaedics | PFC SIGMA FEMCEM STEM15X90 7D | 961721 | Standalone | DE0004925 | As per HSA registered indication(s)
Orthopaedics | Knee replacement accessories | Knee replacement stem | Knee replacement - Stem | DePuy Orthopaedics | PFC SIGMA FEMCEM STEM13X130 7D | 961731 | Standalone | DE0004925 | As per HSA registered indication(s)
Orthopaedics | Knee replacement accessories | Knee replacement stem | Knee replacement - Stem | DePuy Orthopaedics | PFC SIGMA FEMCEM STEM15X130 7D | 961732 | Standalone | DE0004925 | As per HSA registered indication(s)
Orthopaedics | Knee replacement accessories | Knee replacement stem | Knee replacement - Stem | DePuy Orthopaedics | PFC SIG FLUT FEM ROD 5D 22X175 | 960715 | Standalone | DE0004925 | As per HSA registered indication(s)
Orthopaedics | Knee replacement accessories | Knee replacement stem | Knee replacement - Stem | DePuy Orthopaedics | PFC SIG FLUT FEM ROD 5D 24X175 | 960716 | Standalone | DE0004925 | As per HSA registered indication(s)
Orthopaedics | Knee replacement accessories | Knee replacement stem | Knee replacement - Stem | DePuy Orthopaedics | PFG SIGMA FEMFLUT ROD10X125 7D | 961699 | Standalone | DE0004925 | As per HSA registered indication(s)
Orthopaedics | Knee replacement accessories | Knee replacement stem | Knee replacement - Stem | DePuy Orthopaedics | PFG SIGMA FEMFLUT ROD12X125 7D | 961700 | Standalone | DE0004925 | As per HSA registered indication(s)
Orthopaedics | Knee replacement accessories | Knee replacement stem | Knee replacement - Stem | DePuy Orthopaedics | PFG SIGMA FEMFLUT ROD14X125 7D | 961701 | Standalone | DE0004925 | As per HSA registered indication(s)
Orthopaedics | Knee replacement accessories | Knee replacement stem | Knee replacement - Stem | DePuy Orthopaedics | PFG SIGMA FEMFLUT ROD16X125 7D | 961702 | Standalone | DE0004925 | As per HSA registered indication(s)
Orthopaedics | Knee replacement accessories | Knee replacement stem | Knee replacement - Stem | DePuy Orthopaedics | PFG SIGMA FEMFLUT ROD18X125 7D | 961703 | Standalone | DE0004925 | As per HSA registered indication(s)
Orthopaedics | Knee replacement accessories | Knee replacement stem | Knee replacement - Stem | DePuy Orthopaedics | PFC SIGMA FEMFLUT ROD20X125 7D | 961704 | Standalone | DE0004925 | As per HSA registered indication(s)
Orthopaedics | Knee replacement accessories | Knee replacement stem | Knee replacement - Stem | DePuy Orthopaedics | PFC SIGMA FEMFLUT ROD22X125 7D | 961705 | Standalone | DE0004925 | As per HSA registered indication(s)
Orthopaedics | Knee replacement accessories | Knee replacement stem | Knee replacement - Stem | DePuy Orthopaedics | PFC SIGMA FEMFLUT ROD24X125 7D | 961706 | Standalone | DE0004925 | As per HSA registered indication(s)
Orthopaedics | Knee replacement accessories | Knee replacement stem | Knee replacement - Stem | DePuy Orthopaedics | PFG SIGMA FEMFLUT ROD10X175 7D | 961709 | Standalone | DE0004925 | As per HSA registered indication(s)
Orthopaedics | Knee replacement accessories | Knee replacement stem | Knee replacement - Stem | DePuy Orthopaedics | PFG SIGMA FEMFLUT ROD12X175 7D | 961710 | Standalone | DE0004925 | As per HSA registered indication(s)
Orthopaedics | Knee replacement accessories | Knee replacement stem | Knee replacement - Stem | DePuy Orthopaedics | PFG SIGMA FEMFLUT ROD14X175 7D | 961711 | Standalone | DE0004925 | As per HSA registered indication(s)
Orthopaedics | Knee replacement accessories | Knee replacement stem | Knee replacement - Stem | DePuy Orthopaedics | PFG SIGMA FEMFLUT ROD16X175 7D | 961712 | Standalone | DE0004925 | As per HSA registered indication(s)
Orthopaedics | Knee replacement accessories | Knee replacement stem | Knee replacement - Stem | DePuy Orthopaedics | PFG SIGMA FEMFLUT ROD18X175 7D | 961713 | Standalone | DE0004925 | As per HSA registered indication(s)
Orthopaedics | Knee replacement accessories | Knee replacement stem | Knee replacement - Stem | DePuy Orthopaedics | PFC SIGMA FEMFLUT ROD20X175 7D | 961714 | Standalone | DE0004925 | As per HSA registered indication(s)
Orthopaedics | Knee replacement accessories | Knee replacement stem | Knee replacement - Stem | DePuy Orthopaedics | PFC SIGMA FEMFLUT ROD22X175 7D | 961715 | Standalone | DE0004925 | As per HSA registered indication(s)
Orthopaedics | Knee replacement accessories | Knee replacement stem | Knee replacement - Stem | DePuy Orthopaedics | PFC SIGMA FEMFLUT ROD24X175 7D | 961716 | Standalone | DE0004925 | As per HSA registered indication(s)
Orthopaedics | Knee replacement accessories | Knee replacement stem | Knee replacement - Stem | Smith+Nephew | Long Stem 10mm x 100mm | 71420628 | Standalone | DE0001162 | As per HSA registered indication(s)
Orthopaedics | Knee replacement accessories | Knee replacement stem | Knee replacement - Stem | Smith+Nephew | Long Stem 12mm x 100mm | 71420630 | Standalone | DE0001162 | As per HSA registered indication(s)
Orthopaedics | Knee replacement accessories | Knee replacement stem | Knee replacement - Stem | Smith+Nephew | Long Stem 14mm x 100mm | 71420632 | Standalone | DE0001162 | As per HSA registered indication(s)
Orthopaedics | Knee replacement accessories | Knee replacement stem | Knee replacement - Stem | Smith+Nephew | Long Stem 16mm x 100mm | 71420634 | Standalone | DE0001162 | As per HSA registered indication(s)
Orthopaedics | Knee replacement accessories | Knee replacement stem | Knee replacement - Stem | Smith+Nephew | Long Stem 10mm x 150mm Slotted | 71420647 | Standalone | DE0001162 | As per HSA registered indication(s)
Orthopaedics | Knee replacement accessories | Knee replacement stem | Knee replacement - Stem | Smith+Nephew | Long Stem 14mm x 150mm | 71420648 | Standalone | DE0001162 | As per HSA registered indication(s)
Orthopaedics | Knee replacement accessories | Knee replacement stem | Knee replacement - Stem | Smith+Nephew | Long Stem 12mm x 150mm Slotted | 71420649 | Standalone | DE0001162 | As per HSA registered indication(s)
Orthopaedics | Knee replacement accessories | Knee replacement stem | Knee replacement - Stem | Smith+Nephew | Long Stem 16mm x 150mm | 71420650 | Standalone | DE0001162 | As per HSA registered indication(s)
Orthopaedics | Knee replacement accessories | Knee replacement stem | Knee replacement - Stem | Smith+Nephew | Long Stem 10mm x 200mm | 71420656 | Standalone | DE0001162 | As per HSA registered indication(s)
Orthopaedics | Knee replacement accessories | Knee replacement stem | Knee replacement - Stem | Smith+Nephew | Long Stem 12mm x 200mm | 71420658 | Standalone | DE0001162 | As per HSA registered indication(s)
Orthopaedics | Knee replacement accessories | Knee replacement stem | Knee replacement - Stem | Smith+Nephew | Long Stem 14mm x 200mm | 71420660 | Standalone | DE0001162 | As per HSA registered indication(s)
Orthopaedics | Knee replacement accessories | Knee replacement stem | Knee replacement - Stem | Smith+Nephew | Long Stem 16mm x 200mm | 71420662 | Standalone | DE0001162 | As per HSA registered indication(s)
Orthopaedics | Knee replacement accessories | Knee replacement stem | Knee replacement - Stem | Smith+Nephew | Pressfit 9 X 120 | 71424022 | Standalone | DE0012408 | As per HSA registered indication(s)
Orthopaedics | Knee replacement accessories | Knee replacement stem | Knee replacement - Stem | Smith+Nephew | Pressfit 10 X 120 | 71424023 | Standalone | DE0012408 | As per HSA registered indication(s)
Orthopaedics | Knee replacement accessories | Knee replacement stem | Knee replacement - Stem | Smith+Nephew | Pressfit 11 X 120 | 71424024 | Standalone | DE0012408 | As per HSA registered indication(s)
Orthopaedics | Knee replacement accessories | Knee replacement stem | Knee replacement - Stem | Smith+Nephew | Pressfit 12 X 120 | 71424025 | Standalone | DE0012408 | As per HSA registered indication(s)
Orthopaedics | Knee replacement accessories | Knee replacement stem | Knee replacement - Stem | Smith+Nephew | Pressfit 13 X 120 | 71424026 | Standalone | DE0012408 | As per HSA registered indication(s)
Orthopaedics | Knee replacement accessories | Knee replacement stem | Knee replacement - Stem | Smith+Nephew | Pressfit 14 X 120 | 71424027 | Standalone | DE0012408 | As per HSA registered indication(s)
Orthopaedics | Knee replacement accessories | Knee replacement stem | Knee replacement - Stem | Smith+Nephew | Pressfit 15 X 120 | 71424028 | Standalone | DE0012408 | As per HSA registered indication(s)
Orthopaedics | Knee replacement accessories | Knee replacement stem | Knee replacement - Stem | Smith+Nephew | Pressfit 16 X 120 | 71424029 | Standalone | DE0012408 | As per HSA registered indication(s)
Orthopaedics | Knee replacement accessories | Knee replacement stem | Knee replacement - Stem | Smith+Nephew | Pressfit 18 X 120 | 71424031 | Standalone | DE0012408 | As per HSA registered indication(s)
Orthopaedics | Knee replacement accessories | Knee replacement stem | Knee replacement - Stem | Smith+Nephew | Pressfit 20 X 120 | 71424033 | Standalone | DE0012408 | As per HSA registered indication(s)
Orthopaedics | Knee replacement accessories | Knee replacement stem | Knee replacement - Stem | Smith+Nephew | Pressfit 9 X 160 | 71424042 | Standalone | DE0012408 | As per HSA registered indication(s)
Orthopaedics | Knee replacement accessories | Knee replacement stem | Knee replacement - Stem | Smith+Nephew | Pressfit 10 X 160 | 71424043 | Standalone | DE0012408 | As per HSA registered indication(s)
Orthopaedics | Knee replacement accessories | Knee replacement stem | Knee replacement - Stem | Smith+Nephew | Pressfit 11 X 160 | 71424044 | Standalone | DE0012408 | As per HSA registered indication(s)
Orthopaedics | Knee replacement accessories | Knee replacement stem | Knee replacement - Stem | Smith+Nephew | Pressfit 12 X 160 | 71424045 | Standalone | DE0012408 | As per HSA registered indication(s)
Orthopaedics | Knee replacement accessories | Knee replacement stem | Knee replacement - Stem | Smith+Nephew | Pressfit 13 X 160 | 71424046 | Standalone | DE0012408 | As per HSA registered indication(s)
Orthopaedics | Knee replacement accessories | Knee replacement stem | Knee replacement - Stem | Smith+Nephew | Pressfit 14 X 160 | 71424047 | Standalone | DE0012408 | As per HSA registered indication(s)
Orthopaedics | Knee replacement accessories | Knee replacement stem | Knee replacement - Stem | Smith+Nephew | Pressfit 15 X 160 | 71424048 | Standalone | DE0012408 | As per HSA registered indication(s)
Orthopaedics | Knee replacement accessories | Knee replacement stem | Knee replacement - Stem | Smith+Nephew | Pressfit 16 X 160 | 71424049 | Standalone | DE0012408 | As per HSA registered indication(s)
Orthopaedics | Knee replacement accessories | Knee replacement stem | Knee replacement - Stem | Smith+Nephew | Pressfit 18 X 160 | 71424051 | Standalone | DE0012408 | As per HSA registered indication(s)
Orthopaedics | Knee replacement accessories | Knee replacement stem | Knee replacement - Stem | Smith+Nephew | Pressfit 20 X 160 | 71424053 | Standalone | DE0012408 | As per HSA registered indication(s)
Orthopaedics | Knee replacement accessories | Knee replacement stem | Knee replacement - Stem | Smith+Nephew | LGN CEMENT STEM10MMX120MM STRT | 71424182 | Standalone | DE0012408 | As per HSA registered indication(s)
Orthopaedics | Knee replacement accessories | Knee replacement stem | Knee replacement - Stem | Smith+Nephew | LGN CEMENT STEM12MMX120MM STRT | 71424184 | Standalone | DE0012408 | As per HSA registered indication(s)
Orthopaedics | Knee replacement accessories | Knee replacement stem | Knee replacement - Stem | Smith+Nephew | LGN CEMENT STEM14MMX120MM STRT | 71424186 | Standalone | DE0012408 | As per HSA registered indication(s)
Orthopaedics | Knee replacement accessories | Knee replacement stem | Knee replacement - Stem | Smith+Nephew | LGN CEMENT STEM16MMX120MM STRT | 71424188 | Standalone | DE0012408 | As per HSA registered indication(s)
Orthopaedics | Knee replacement accessories | Knee replacement stem | Knee replacement - Stem | Smith+Nephew | LGN CEMENT STEM18MMX120MM STRT | 71424190 | Standalone | DE0012408 | As per HSA registered indication(s)
Orthopaedics | Knee replacement accessories | Knee replacement stem | Knee replacement - Stem | Smith+Nephew | LGN CEMENT STEM20MMX120MM STRT | 71424192 | Standalone | DE0012408 | As per HSA registered indication(s)
Orthopaedics | Knee replacement accessories | Knee replacement stem | Knee replacement - Stem | Smith+Nephew | Legion 10x220mm stem | 71424063 | Standalone | DE0012214 | As per HSA registered indication(s)
Orthopaedics | Knee replacement accessories | Knee replacement stem | Knee replacement - Stem | Smith+Nephew | Legion 11x220mm stem | 71424064 | Standalone | DE0012214 | As per HSA registered indication(s)
Orthopaedics | Knee replacement accessories | Knee replacement stem | Knee replacement - Stem | Smith+Nephew | Legion 12x220mm stem | 71424065 | Standalone | DE0012214 | As per HSA registered indication(s)
Orthopaedics | Knee replacement accessories | Knee replacement stem | Knee replacement - Stem | Smith+Nephew | Legion 13x220mm stem | 71424066 | Standalone | DE0012214 | As per HSA registered indication(s)
Orthopaedics | Knee replacement accessories | Knee replacement stem | Knee replacement - Stem | Smith+Nephew | Legion 14x220mm stem | 71424067 | Standalone | DE0012214 | As per HSA registered indication(s)
Orthopaedics | Knee replacement accessories | Knee replacement stem | Knee replacement - Stem | Smith+Nephew | Legion 15x220mm stem | 71424068 | Standalone | DE0012214 | As per HSA registered indication(s)
Orthopaedics | Knee replacement accessories | Knee replacement stem | Knee replacement - Stem | Smith+Nephew | Legion 16x220mm stem | 71424069 | Standalone | DE0012214 | As per HSA registered indication(s)
Orthopaedics | Knee replacement accessories | Knee replacement stem | Knee replacement - Stem | Smith+Nephew | Legion 18x220mm stem | 71424071 | Standalone | DE0012214 | As per HSA registered indication(s)
Orthopaedics | Knee replacement accessories | Knee replacement stem | Knee replacement - Stem | Smith+Nephew | Legion 20x220mm stem | 71424073 | Standalone | DE0012214 | As per HSA registered indication(s)
Orthopaedics | Knee replacement accessories | Knee replacement stem | Knee replacement - Stem | STRYKER HOWMEDICA OSTEONICS | Triathlon Cemented Stem 12mm x 50mm | 5560S112 | Standalone | DE0018575 | As per HSA registered indication(s)
Orthopaedics | Knee replacement accessories | Knee replacement stem | Knee replacement - Stem | STRYKER HOWMEDICA OSTEONICS | Triathlon Cemented Stem 12mm x 100mm | 5560S212 | Standalone | DE0018575 | As per HSA registered indication(s)
Orthopaedics | Knee replacement accessories | Knee replacement stem | Knee replacement - Stem | STRYKER HOWMEDICA OSTEONICS | Triathlon Cemented Stem 12mm x 150mm | 5560S312 | Standalone | DE0018575 | As per HSA registered indication(s)
Orthopaedics | Knee replacement accessories | Knee replacement stem | Knee replacement - Stem | STRYKER HOWMEDICA OSTEONICS | Triathlon Cemented Stem 15mm x 50mm | 5560S115 | Standalone | DE0018575 | As per HSA registered indication(s)
Orthopaedics | Knee replacement accessories | Knee replacement stem | Knee replacement - Stem | STRYKER HOWMEDICA OSTEONICS | Triathlon Cemented Stem 15mm x 100mm | 5560S215 | Standalone | DE0018575 | As per HSA registered indication(s)
Orthopaedics | Knee replacement accessories | Knee replacement stem | Knee replacement - Stem | STRYKER HOWMEDICA OSTEONICS | Triathlon Cemented Stem 15mm x 150mm | 5560S315 | Standalone | DE0018575 | As per HSA registered indication(s)
Orthopaedics | Knee replacement accessories | Knee replacement stem | Knee replacement - Stem | STRYKER HOWMEDICA OSTEONICS | Triathlon Fluted Stem, Titanium 10mm x 100mm | 5565S010 | Standalone | DE0018575 | As per HSA registered indication(s)
Orthopaedics | Knee replacement accessories | Knee replacement stem | Knee replacement - Stem | STRYKER HOWMEDICA OSTEONICS | Triathlon Fluted Stem, Titanium 11mm x 100mm | 5565S011 | Standalone | DE0018575 | As per HSA registered indication(s)
Orthopaedics | Knee replacement accessories | Knee replacement stem | Knee replacement - Stem | STRYKER HOWMEDICA OSTEONICS | Triathlon Fluted Stem, Titanium 12mm x 100mm | 5565S012 | Standalone | DE0018575 | As per HSA registered indication(s)
Orthopaedics | Knee replacement accessories | Knee replacement stem | Knee replacement - Stem | STRYKER HOWMEDICA OSTEONICS | Triathlon Fluted Stem, Titanium 13mm x 100mm | 5565S013 | Standalone | DE0018575 | As per HSA registered indication(s)
Orthopaedics | Knee replacement accessories | Knee replacement stem | Knee replacement - Stem | STRYKER HOWMEDICA OSTEONICS | Triathlon Fluted Stem, Titanium 14mm x 100mm | 5565S014 | Standalone | DE0018575 | As per HSA registered indication(s)
Orthopaedics | Knee replacement accessories | Knee replacement stem | Knee replacement - Stem | STRYKER HOWMEDICA OSTEONICS | Triathlon Fluted Stem, Titanium 15mm x 100mm | 5565S015 | Standalone | DE0018575 | As per HSA registered indication(s)
Orthopaedics | Knee replacement accessories | Knee replacement stem | Knee replacement - Stem | STRYKER HOWMEDICA OSTEONICS | Triathlon Fluted Stem, Titanium 16mm x 100mm | 5565S016 | Standalone | DE0018575 | As per HSA registered indication(s)
Orthopaedics | Knee replacement accessories | Knee replacement stem | Knee replacement - Stem | STRYKER HOWMEDICA OSTEONICS | Triathlon Fluted Stem, Titanium 17mm x 100mm | 5565S017 | Standalone | DE0018575 | As per HSA registered indication(s)
Orthopaedics | Knee replacement accessories | Knee replacement stem | Knee replacement - Stem | STRYKER HOWMEDICA OSTEONICS | Triathlon Fluted Stem, Titanium 18mm x 100mm | 5565S018 | Standalone | DE0018575 | As per HSA registered indication(s)
Orthopaedics | Knee replacement accessories | Knee replacement stem | Knee replacement - Stem | STRYKER HOWMEDICA OSTEONICS | Triathlon Fluted Stem, Titanium 19mm x 100mm | 5565S019 | Standalone | DE0018575 | As per HSA registered indication(s)
Orthopaedics | Knee replacement accessories | Knee replacement stem | Knee replacement - Stem | STRYKER HOWMEDICA OSTEONICS | Triathlon Fluted Stem, Titanium 20mm x 100mm | 5565S020 | Standalone | DE0018575 | As per HSA registered indication(s)
Orthopaedics | Knee replacement accessories | Knee replacement stem | Knee replacement - Stem | STRYKER HOWMEDICA OSTEONICS | Triathlon Fluted Stem, Titanium 21mm x 100mm | 5565S021 | Standalone | DE0018575 | As per HSA registered indication(s)
Orthopaedics | Knee replacement accessories | Knee replacement stem | Knee replacement - Stem | STRYKER HOWMEDICA OSTEONICS | Triathlon Fluted Stem, Titanium 22mm x 100mm | 5565S022 | Standalone | DE0018575 | As per HSA registered indication(s)
Orthopaedics | Knee replacement accessories | Knee replacement stem | Knee replacement - Stem | STRYKER HOWMEDICA OSTEONICS | Triathlon Fluted Stem, Titanium 23mm x 100mm | 5565S023 | Standalone | DE0018575 | As per HSA registered indication(s)
Orthopaedics | Knee replacement accessories | Knee replacement stem | Knee replacement - Stem | STRYKER HOWMEDICA OSTEONICS | Triathlon Fluted Stem, Titanium 24mm x 100mm | 5565S024 | Standalone | DE0018575 | As per HSA registered indication(s)
Orthopaedics | Knee replacement accessories | Knee replacement stem | Knee replacement - Stem | STRYKER HOWMEDICA OSTEONICS | Triathlon Fluted Stem, Titanium 25mm x 100mm | 5565S025 | Standalone | DE0018575 | As per HSA registered indication(s)
Orthopaedics | Knee replacement accessories | Knee replacement stem | Knee replacement - Stem | STRYKER HOWMEDICA OSTEONICS | Triathlon Fluted Stem, Titanium 10mm x 150mm | 5566S010 | Standalone | DE0018575 | As per HSA registered indication(s)
Orthopaedics | Knee replacement accessories | Knee replacement stem | Knee replacement - Stem | STRYKER HOWMEDICA OSTEONICS | Triathlon Fluted Stem, Titanium 11mm x 150mm | 5566S011 | Standalone | DE0018575 | As per HSA registered indication(s)
Orthopaedics | Knee replacement accessories | Knee replacement stem | Knee replacement - Stem | STRYKER HOWMEDICA OSTEONICS | Triathlon Fluted Stem, Titanium 12mm x 150mm | 5566S012 | Standalone | DE0018575 | As per HSA registered indication(s)
Orthopaedics | Knee replacement accessories | Knee replacement stem | Knee replacement - Stem | STRYKER HOWMEDICA OSTEONICS | Triathlon Fluted Stem, Titanium 13mm x 150mm | 5566S013 | Standalone | DE0018575 | As per HSA registered indication(s)
Orthopaedics | Knee replacement accessories | Knee replacement stem | Knee replacement - Stem | STRYKER HOWMEDICA OSTEONICS | Triathlon Fluted Stem, Titanium 14mm x 150mm | 5566S014 | Standalone | DE0018575 | As per HSA registered indication(s)
Orthopaedics | Knee replacement accessories | Knee replacement stem | Knee replacement - Stem | STRYKER HOWMEDICA OSTEONICS | Triathlon Fluted Stem, Titanium 15mm x 150mm | 5566S015 | Standalone | DE0018575 | As per HSA registered indication(s)
Orthopaedics | Knee replacement accessories | Knee replacement stem | Knee replacement - Stem | STRYKER HOWMEDICA OSTEONICS | Triathlon Fluted Stem, Titanium 16mm x 150mm | 5566S016 | Standalone | DE0018575 | As per HSA registered indication(s)
Orthopaedics | Knee replacement accessories | Knee replacement stem | Knee replacement - Stem | STRYKER HOWMEDICA OSTEONICS | Triathlon Fluted Stem, Titanium 17mm x 150mm | 5566S017 | Standalone | DE0018575 | As per HSA registered indication(s)
Orthopaedics | Knee replacement accessories | Knee replacement stem | Knee replacement - Stem | STRYKER HOWMEDICA OSTEONICS | Triathlon Fluted Stem, Titanium 18mm x 150mm | 5566S018 | Standalone | DE0018575 | As per HSA registered indication(s)
Orthopaedics | Knee replacement accessories | Knee replacement stem | Knee replacement - Stem | STRYKER HOWMEDICA OSTEONICS | Triathlon Fluted Stem, Titanium 19mm x 150mm | 5566S019 | Standalone | DE0018575 | As per HSA registered indication(s)
Orthopaedics | Knee replacement accessories | Knee replacement stem | Knee replacement - Stem | STRYKER HOWMEDICA OSTEONICS | Triathlon Fluted Stem, Titanium 20mm x 150mm | 5566S020 | Standalone | DE0018575 | As per HSA registered indication(s)
Orthopaedics | Knee replacement accessories | Knee replacement stem | Knee replacement - Stem | STRYKER HOWMEDICA OSTEONICS | Triathlon Fluted Stem, Titanium 21mm x 150mm | 5566S021 | Standalone | DE0018575 | As per HSA registered indication(s)
Orthopaedics | Knee replacement accessories | Knee replacement stem | Knee replacement - Stem | STRYKER HOWMEDICA OSTEONICS | Triathlon Fluted Stem, Titanium 22mm x 150mm | 5566S022 | Standalone | DE0018575 | As per HSA registered indication(s)
Orthopaedics | Knee replacement accessories | Knee replacement stem | Knee replacement - Stem | STRYKER HOWMEDICA OSTEONICS | Triathlon Fluted Stem, Titanium 23mm x 150mm | 5566S023 | Standalone | DE0018575 | As per HSA registered indication(s)
Orthopaedics | Knee replacement accessories | Knee replacement stem | Knee replacement - Stem | STRYKER HOWMEDICA OSTEONICS | Triathlon Fluted Stem, Titanium 24mm x 150mm | 5566S024 | Standalone | DE0018575 | As per HSA registered indication(s)
Orthopaedics | Knee replacement accessories | Knee replacement stem | Knee replacement - Stem | STRYKER HOWMEDICA OSTEONICS | Triathlon Fluted Stem, Titanium 25mm x 150mm | 5566S025 | Standalone | DE0018575 | As per HSA registered indication(s)
Orthopaedics | Knee replacement accessories | Knee replacement stem | Knee replacement - Stem | STRYKER HOWMEDICA OSTEONICS | Triathlon Cemented Stem 9mmx50mm | 5560S109 | Standalone | DE0018575 | As per HSA registered indication(s)
Orthopaedics | Knee replacement accessories | Knee replacement stem | Knee replacement - Stem | STRYKER HOWMEDICA OSTEONICS | Triathlon Cemented Stem 9mmx100mm | 5560S209 | Standalone | DE0018575 | As per HSA registered indication(s)
Orthopaedics | Knee replacement accessories | Knee replacement stem | Knee replacement - Stem | STRYKER HOWMEDICA OSTEONICS | Triathlon Cemented Stem 9mmx150mm | 5560S309 | Standalone | DE0018575 | As per HSA registered indication(s)
Orthopaedics | Knee replacement accessories | Knee replacement stem | Knee replacement - Extension | DePuy Orthopaedics | PFC SIGMA TIB STM EXT 2/3 30MM | 866401 | Standalone | DE0004925 | As per HSA registered indication(s)
Orthopaedics | Knee replacement accessories | Knee replacement stem | Knee replacement - Extension | DePuy Orthopaedics | PFC SIGMA TIB STM EXT 2/3 60MM | 866402 | Standalone | DE0004925 | As per HSA registered indication(s)
Orthopaedics | Knee replacement accessories | Knee replacement stem | Knee replacement - Extension | DePuy Orthopaedics | PFC SIGMA TIB STM EXT 4/5/6 30 | 866403 | Standalone | DE0004925 | As per HSA registered indication(s)
Orthopaedics | Knee replacement accessories | Knee replacement stem | Knee replacement - Extension | DePuy Orthopaedics | PFC SIGMA TIB STM EXT 4/5/6 60 | 866404 | Standalone | DE0004925 | As per HSA registered indication(s)
Orthopaedics | Knee replacement accessories | Knee replacement stem | Knee replacement - Extension | Stryker RHQ NL-LIM Limerick | Scorpio TS CoCr Stem Extender 10 mm dia X 80 mm | 64786395 | Standalone | DE0003786 | As per HSA registered indication(s)
Orthopaedics | Knee replacement accessories | Knee replacement stem | Knee replacement - Extension | Stryker RHQ NL-LIM Limerick | Scorpio TS CoCr Stem Extender 11 mm dia X 80 mm | 64786396 | Standalone | DE0003786 | As per HSA registered indication(s)
Orthopaedics | Knee replacement accessories | Knee replacement stem | Knee replacement - Extension | Stryker RHQ NL-LIM Limerick | Scorpio TS CoCr Stem Extender 12 mm dia X 80 mm | 64786397 | Standalone | DE0003786 | As per HSA registered indication(s)
Orthopaedics | Knee replacement accessories | Knee replacement stem | Knee replacement - Extension | Stryker RHQ NL-LIM Limerick | Scorpio TS CoCr Stem Extender 13 mm dia X 80 mm | 64786398 | Standalone | DE0003786 | As per HSA registered indication(s)
Orthopaedics | Knee replacement accessories | Knee replacement stem | Knee replacement - Extension | Stryker RHQ NL-LIM Limerick | Scorpio TS CoCr Stem Extender 14 mm dia X 80 mm | 64786399 | Standalone | DE0003786 | As per HSA registered indication(s)
Orthopaedics | Knee replacement accessories | Knee replacement stem | Knee replacement - Extension | Stryker RHQ NL-LIM Limerick | Scorpio TS CoCr Stem Extender 15mm dia X 80mm | 64786400 | Standalone | DE0003786 | As per HSA registered indication(s)
Orthopaedics | Knee replacement accessories | Knee replacement stem | Knee replacement - Extension | Stryker RHQ NL-LIM Limerick | Scorpio TS CoCr Stem Extender16mm dia X 80mm | 64786405 | Standalone | DE0003786 | As per HSA registered indication(s)
Orthopaedics | Knee replacement accessories | Knee replacement stem | Knee replacement - Extension | Stryker RHQ NL-LIM Limerick | Scorpio TS CoCr Stem Extender 17mm dia X 80mm | 64786410 | Standalone | DE0003786 | As per HSA registered indication(s)
Orthopaedics | Knee replacement accessories | Knee replacement stem | Knee replacement - Extension | Stryker RHQ NL-LIM Limerick | Scorpio TS CoCr Stem Extender 18mm dia X 80mm | 64786415 | Standalone | DE0003786 | As per HSA registered indication(s)
Orthopaedics | Knee replacement accessories | Knee replacement stem | Knee replacement - Extension | Stryker RHQ NL-LIM Limerick | Scorpio TS CoCr Stem Extender 19mm dia X 80mm | 64786420 | Standalone | DE0003786 | As per HSA registered indication(s)
Orthopaedics | Knee replacement accessories | Knee replacement stem | Knee replacement - Extension | Stryker RHQ NL-LIM Limerick | Scorpio TS CoCr Stem Extender21mm dia X 80mm | 64786425 | Standalone | DE0003786 | As per HSA registered indication(s)
Orthopaedics | Knee replacement accessories | Knee replacement stem | Knee replacement - Extension | Stryker RHQ NL-LIM Limerick | Scorpio TS CoCr Stem Extender 10mm dia X 155mm | 64786435 | Standalone | DE0003786 | As per HSA registered indication(s)
Orthopaedics | Knee replacement accessories | Knee replacement stem | Knee replacement - Extension | Stryker RHQ NL-LIM Limerick | Scorpio TS CoCr Stem Extender11mm dia X 155mm | 64786436 | Standalone | DE0003786 | As per HSA registered indication(s)
Orthopaedics | Knee replacement accessories | Knee replacement stem | Knee replacement - Extension | Stryker RHQ NL-LIM Limerick | Scorpio TS CoCr Stem Extender 12mm dia X 155mm | 64786437 | Standalone | DE0003786 | As per HSA registered indication(s)
Orthopaedics | Knee replacement accessories | Knee replacement stem | Knee replacement - Extension | Stryker RHQ NL-LIM Limerick | Scorpio TS CoCr Stem Extender 13mm dia X 155mm | 64786438 | Standalone | DE0003786 | As per HSA registered indication(s)
Orthopaedics | Knee replacement accessories | Knee replacement stem | Knee replacement - Extension | Stryker RHQ NL-LIM Limerick | Scorpio TS CoCr Stem Extender 14mm dia X 155mm | 64786439 | Standalone | DE0003786 | As per HSA registered indication(s)
Orthopaedics | Knee replacement accessories | Knee replacement stem | Knee replacement - Extension | Stryker RHQ NL-LIM Limerick | Scorpio TS CoCr Stem Extender 15mm dia X 155mm | 64786440 | Standalone | DE0003786 | As per HSA registered indication(s)
Orthopaedics | Knee replacement accessories | Knee replacement stem | Knee replacement - Extension | Stryker RHQ NL-LIM Limerick | Scorpio TS CoCr Stem Extender 16mm dia X 155mm | 64786445 | Standalone | DE0003786 | As per HSA registered indication(s)
Orthopaedics | Knee replacement accessories | Knee replacement stem | Knee replacement - Extension | Stryker RHQ NL-LIM Limerick | Scorpio TS CoCr Stem Extender 17mm dia X 155mm | 64786450 | Standalone | DE0003786 | As per HSA registered indication(s)
Orthopaedics | Knee replacement accessories | Knee replacement stem | Knee replacement - Extension | Stryker RHQ NL-LIM Limerick | Scorpio TS CoCr Stem Extender 18mm dia X 155mm | 64786455 | Standalone | DE0003786 | As per HSA registered indication(s)
Orthopaedics | Knee replacement accessories | Knee replacement stem | Knee replacement - Extension | Stryker RHQ NL-LIM Limerick | Scorpio TS CoCr Stem Extender 19mm dia X 155mm | 64786460 | Standalone | DE0003786 | As per HSA registered indication(s)
Orthopaedics | Knee replacement accessories | Knee replacement stem | Knee replacement - Extension | Stryker RHQ NL-LIM Limerick | Scorpio TS CoCr Stem Extender 21mm dia X 155mm | 64786465 | Standalone | DE0003786 | As per HSA registered indication(s)
Orthopaedics | Knee replacement accessories | Knee replacement stem | Knee replacement - Extension | Stryker RHQ NL-LIM Limerick | CEMENTED STEM EXTENDER 40MM | 64768250 | Standalone | DE0003786 | As per HSA registered indication(s)
Orthopaedics | Knee replacement accessories | Knee replacement stem | Knee replacement - Extension | Stryker RHQ NL-LIM Limerick | CEMENTED STEM EXTENDER 80MM | 64768260 | Standalone | DE0003786 | As per HSA registered indication(s)
Orthopaedics | Knee replacement accessories | Knee replacement stem | Knee replacement - Extension | Zimmer Inc | NG STRAIGHT STEM EXT 12.7MM DIA X 75MM | 00-5988-012-12 | Standalone | DE0004639 | As per HSA registered indication(s)
Orthopaedics | Knee replacement accessories | Knee replacement stem | Knee replacement - Extension | Zimmer Inc | STRAIGHT STEM EXT 15DX75MM | 00-5988-012-15 | Standalone | DE0004639 | As per HSA registered indication(s)
Orthopaedics | Knee replacement accessories | Knee replacement stem | Knee replacement - Extension | Zimmer Inc | STRAIGHT STEM EXT 10DX145MM | 00-5988-010-10 | Standalone | DE0004639 | As per HSA registered indication(s)
Orthopaedics | Knee replacement accessories | Knee replacement stem | Knee replacement - Extension | Zimmer Inc | STRAIGHT STEM EXT 11DX145MM | 00-5988-010-11 | Standalone | DE0004639 | As per HSA registered indication(s)
Orthopaedics | Knee replacement accessories | Knee replacement stem | Knee replacement - Extension | Zimmer Inc | STRAIGHT STEM EXT 12DX145MM | 00-5988-010-12 | Standalone | DE0004639 | As per HSA registered indication(s)
Orthopaedics | Knee replacement accessories | Knee replacement stem | Knee replacement - Extension | Zimmer Inc | STRAIGHT STEM EXT 13DX145MM | 00-5988-010-13 | Standalone | DE0004639 | As per HSA registered indication(s)
Orthopaedics | Knee replacement accessories | Knee replacement stem | Knee replacement - Extension | Zimmer Inc | STRAIGHT STEM EXT 14DX145MM | 00-5988-010-14 | Standalone | DE0004639 | As per HSA registered indication(s)
Orthopaedics | Knee replacement accessories | Knee replacement stem | Knee replacement - Extension | Zimmer Inc | STRAIGHT STEM EXT 15DX145MM | 00-5988-010-15 | Standalone | DE0004639 | As per HSA registered indication(s)
Orthopaedics | Knee replacement accessories | Knee replacement stem | Knee replacement - Extension | Zimmer Inc | STRAIGHT STEM EXT 16DX145MM | 00-5988-010-16 | Standalone | DE0004639 | As per HSA registered indication(s)
Orthopaedics | Knee replacement accessories | Knee replacement stem | Knee replacement - Extension | Zimmer Inc | STRAIGHT STEM EXT 17DX145MM | 00-5988-010-17 | Standalone | DE0004639 | As per HSA registered indication(s)
Orthopaedics | Knee replacement accessories | Knee replacement stem | Knee replacement - Extension | Zimmer Inc | STRAIGHT STEM EXT 18DX145MM | 00-5988-010-18 | Standalone | DE0004639 | As per HSA registered indication(s)
Orthopaedics | Knee replacement accessories | Knee replacement stem | Knee replacement - Extension | Zimmer Inc | STRAIGHT STEM EXT 20DX145MM | 00-5988-010-20 | Standalone | DE0004639 | As per HSA registered indication(s)
Orthopaedics | Knee replacement accessories | Knee replacement stem | Knee replacement - Extension | Zimmer Inc | NG SHARP FLUTED STEM EXT 10mmDMX120MM | 00-5988-015-10 | Standalone | DE0004639 | As per HSA registered indication(s)
Orthopaedics | Knee replacement accessories | Knee replacement stem | Knee replacement - Extension | Zimmer Inc | NG SHARP FLUTED STEM EXT 11mmDMX120MM | 00-5988-015-11 | Standalone | DE0004639 | As per HSA registered indication(s)
Orthopaedics | Knee replacement accessories | Knee replacement stem | Knee replacement - Extension | Zimmer Inc | NG SHARP FLUTED STEM EXT 12mmDMX120MM | 00-5988-015-12 | Standalone | DE0004639 | As per HSA registered indication(s)
Orthopaedics | Knee replacement accessories | Knee replacement stem | Knee replacement - Extension | Zimmer Inc | NG SHARP FLUTED STEM EXT 13mmDMX120MM | 00-5988-015-13 | Standalone | DE0004639 | As per HSA registered indication(s)
Orthopaedics | Knee replacement accessories | Knee replacement stem | Knee replacement - Extension | Zimmer Inc | NG SHARP FLUTED STEM EXT 14mmDMX120MM | 00-5988-015-14 | Standalone | DE0004639 | As per HSA registered indication(s)
Orthopaedics | Knee replacement accessories | Knee replacement stem | Knee replacement - Extension | Zimmer Inc | NG SHARP FLUTED STEM EXT 15mmDMX120MM | 00-5988-015-15 | Standalone | DE0004639 | As per HSA registered indication(s)
Orthopaedics | Knee replacement accessories | Knee replacement stem | Knee replacement - Extension | Zimmer Inc | NG SHARP FLUTED STEM EXT 16mmDMX120MM | 00-5988-015-16 | Standalone | DE0004639 | As per HSA registered indication(s)
Orthopaedics | Knee replacement accessories | Knee replacement stem | Knee replacement - Extension | Zimmer Inc | NG SHARP FLUTED STEM EXT 17MM DIAX120MM | 00-5988-015-17 | Standalone | DE0004639 | As per HSA registered indication(s)
Orthopaedics | Knee replacement accessories | Knee replacement stem | Knee replacement - Extension | Zimmer Inc | NG SHARP FLUTED STEM EXT 18MM DIAX120MM | 00-5988-015-18 | Standalone | DE0004639 | As per HSA registered indication(s)
Orthopaedics | Knee replacement accessories | Knee replacement stem | Knee replacement - Extension | Zimmer Inc | STRAIGHT STEM EXT 12X200MM | 00-5988-011-12 | Standalone | DE0004639 | As per HSA registered indication(s)
Orthopaedics | Knee replacement accessories | Knee replacement stem | Knee replacement - Extension | Zimmer Inc | STRAIGHT STEM EXT 13DX200MM | 00-5988-011-13 | Standalone | DE0004639 | As per HSA registered indication(s)
Orthopaedics | Knee replacement accessories | Knee replacement stem | Knee replacement - Extension | Zimmer Inc | STRAIGHT STEM EXT 14X200MM | 00-5988-011-14 | Standalone | DE0004639 | As per HSA registered indication(s)
Orthopaedics | Knee replacement accessories | Knee replacement stem | Knee replacement - Extension | Zimmer Inc | STRAIGHT STEM EXT 15DX200MM | 00-5988-011-15 | Standalone | DE0004639 | As per HSA registered indication(s)
Orthopaedics | Knee replacement accessories | Knee replacement stem | Knee replacement - Extension | Zimmer Inc | STRAIGHT STEM EXT 16X200MM | 00-5988-011-16 | Standalone | DE0004639 | As per HSA registered indication(s)
Orthopaedics | Knee replacement accessories | Knee replacement stem | Knee replacement - Extension | Zimmer Inc | STRAIGHT STEM EXT 17DX200MM | 00-5988-011-17 | Standalone | DE0004639 | As per HSA registered indication(s)
Orthopaedics | Knee replacement accessories | Knee replacement stem | Knee replacement - Extension | Zimmer Inc | STRAIGHT STEM EXT 18DX200MM | 00-5988-011-18 | Standalone | DE0004639 | As per HSA registered indication(s)
Orthopaedics | Knee replacement accessories | Knee replacement stem | Knee replacement - Offset | DePuy (Ireland) | ATTUN REV OFFST STM ADPTR 2MM | 151302000 | Standalone | DE0502715 | As per HSA registered indication(s)
Orthopaedics | Knee replacement accessories | Knee replacement stem | Knee replacement - Offset | DePuy (Ireland) | ATTUN REV OFFST STM ADPTR 4MM | 151304000 | Standalone | DE0502715 | As per HSA registered indication(s)
Orthopaedics | Knee replacement accessories | Knee replacement stem | Knee replacement - Offset | DePuy (Ireland) | ATTUN REV OFFST STM ADPTR 6MM | 151306000 | Standalone | DE0502715 | As per HSA registered indication(s)
Orthopaedics | Knee replacement accessories | Knee replacement stem | Knee replacement - Offset | Smith+Nephew | Offset CouplerAngled | 71424221 | Standalone | DE0012408 | As per HSA registered indication(s)
Orthopaedics | Knee replacement accessories | Knee replacement stem | Knee replacement - Offset | Smith+Nephew | Offset Coupler +2 | 71424223 | Standalone | DE0012408 | As per HSA registered indication(s)
Orthopaedics | Knee replacement accessories | Knee replacement stem | Knee replacement - Offset | Smith+Nephew | Offset Coupler +4 | 71424225 | Standalone | DE0012408 | As per HSA registered indication(s)
Orthopaedics | Knee replacement accessories | Knee replacement stem | Knee replacement - Offset | Smith+Nephew | Offset Coupler +6 | 71424227 | Standalone | DE0012408 | As per HSA registered indication(s)
Orthopaedics | Knee replacement accessories | Knee replacement stem | Knee replacement - Offset | STRYKER HOWMEDICA OSTEONICS | Triathlon TS Offset Adapter 2mm | 5570S020 | Standalone | DE0018575 | As per HSA registered indication(s)
Orthopaedics | Knee replacement accessories | Knee replacement stem | Knee replacement - Offset | STRYKER HOWMEDICA OSTEONICS | Triathlon TS Offset Adapter 4mm | 5570S040 | Standalone | DE0018575 | As per HSA registered indication(s)
Orthopaedics | Knee replacement accessories | Knee replacement stem | Knee replacement - Offset | STRYKER HOWMEDICA OSTEONICS | Triathlon TS Offset Adapter 6mm | 5570S060 | Standalone | DE0018575 | As per HSA registered indication(s)
Orthopaedics | Knee replacement accessories | Knee replacement stem | Knee replacement - Offset | STRYKER HOWMEDICA OSTEONICS | Triathlon TS Offset Adapter 8mm | 5570S080 | Standalone | DE0018575 | As per HSA registered indication(s)
Orthopaedics | Knee replacement accessories | Knee replacement stem | Knee replacement - Offset | Stryker RHQ NL-LIM Limerick | Offset Adaptor 2mm | 64786585 | Standalone | DE0003786 | As per HSA registered indication(s)
Orthopaedics | Knee replacement accessories | Knee replacement stem | Knee replacement - Offset | Stryker RHQ NL-LIM Limerick | Offset Adaptor 4mm | 64786490 | Standalone | DE0003786 | As per HSA registered indication(s)
Orthopaedics | Knee replacement accessories | Knee replacement stem | Knee replacement - Offset | Stryker RHQ NL-LIM Limerick | Offset Adaptor 6mm | 64786495 | Standalone | DE0003786 | As per HSA registered indication(s)
Orthopaedics | Knee replacement accessories | Knee replacement stem | Knee replacement - Offset | Stryker RHQ NL-LIM Limerick | Offset Adaptor 8mm | 64786500 | Standalone | DE0003786 | As per HSA registered indication(s)
Orthopaedics | Knee replacement accessories | Knee replacement stem | Knee replacement - Offset | Zimmer Inc | OFFSET STEM 11MMDX145MM | 00-5988-020-11 | Standalone | DE0004639 | As per HSA registered indication(s)
Orthopaedics | Knee replacement accessories | Knee replacement stem | Knee replacement - Offset | Zimmer Inc | OFFSET STEM 12MMDX145MM | 00-5988-020-12 | Standalone | DE0004639 | As per HSA registered indication(s)
Orthopaedics | Knee replacement accessories | Knee replacement stem | Knee replacement - Offset | Zimmer Inc | OFFSET STEM 13MMDX145MM | 00-5988-020-13 | Standalone | DE0004639 | As per HSA registered indication(s)
Orthopaedics | Knee replacement accessories | Knee replacement stem | Knee replacement - Offset | Zimmer Inc | OFFSET STEM 14MMDX145MM | 00-5988-020-14 | Standalone | DE0004639 | As per HSA registered indication(s)
Orthopaedics | Knee replacement accessories | Knee replacement stem | Knee replacement - Offset | Zimmer Inc | OFFSET STEM 15MMDX145MM | 00-5988-020-15 | Standalone | DE0004639 | As per HSA registered indication(s)
Orthopaedics | Knee replacement accessories | Knee replacement stem | Knee replacement - Offset | Zimmer Inc | OFFSET STEM 16MMDX145MM | 00-5988-020-16 | Standalone | DE0004639 | As per HSA registered indication(s)
Orthopaedics | Knee replacement accessories | Knee replacement stem | Knee replacement - Offset | Zimmer Inc | OFFSET STEM 17MMDX145MM | 00-5988-020-17 | Standalone | DE0004639 | As per HSA registered indication(s)
Orthopaedics | Knee replacement accessories | Knee replacement stem | Knee replacement - Offset | Zimmer Inc | OFFSET STEM 18MMDX145MM | 00-5988-020-18 | Standalone | DE0004639 | As per HSA registered indication(s)
Orthopaedics | Knee replacement accessories | Knee replacement stem | Knee replacement - Offset | Zimmer Inc | OFFSET STEM 12MMDX200MM | 00-5988-021-12 | Standalone | DE0004639 | As per HSA registered indication(s)
Orthopaedics | Knee replacement accessories | Knee replacement stem | Knee replacement - Offset | Zimmer Inc | OFFSET STEM 13MMDX200MM | 00-5988-021-13 | Standalone | DE0004639 | As per HSA registered indication(s)
Orthopaedics | Knee replacement accessories | Knee replacement stem | Knee replacement - Offset | Zimmer Inc | OFFSET STEM 14MMDX200MM | 00-5988-021-14 | Standalone | DE0004639 | As per HSA registered indication(s)
Orthopaedics | Knee replacement accessories | Knee replacement stem | Knee replacement - Offset | Zimmer Inc | OFFSET STEM 15MMDX200MM | 00-5988-021-15 | Standalone | DE0004639 | As per HSA registered indication(s)
Orthopaedics | Knee replacement accessories | Knee replacement stem | Knee replacement - Offset | Zimmer Inc | OFFSET STEM 16MMDX200MM | 00-5988-021-16 | Standalone | DE0004639 | As per HSA registered indication(s)
Orthopaedics | Knee replacement accessories | Knee replacement stem | Knee replacement - Offset | Zimmer Inc | OFFSET STEM 17MMDX200MM | 00-5988-021-17 | Standalone | DE0004639 | As per HSA registered indication(s)
Orthopaedics | Knee replacement accessories | Knee replacement stem | Knee replacement - Offset | Zimmer Inc | OFFSET STEM 18MMDX200MM | 00-5988-021-18 | Standalone | DE0004639 | As per HSA registered indication(s)
Orthopaedics | Knee replacement accessories | Knee replacement stem | Knee replacement - Offset | Zimmer Inc | Persona Revision Stem Extension 3 mm Offset Splined 10 mm, +135 mm | 42-5603-135-10 | Standalone | DE0505748 | As per HSA registered indication(s)
Orthopaedics | Knee replacement accessories | Knee replacement stem | Knee replacement - Offset | Zimmer Inc | Persona Revision Stem Extension 3 mm Offset Splined 11 mm, +135 mm | 42-5603-135-11 | Standalone | DE0505748 | As per HSA registered indication(s)
Orthopaedics | Knee replacement accessories | Knee replacement stem | Knee replacement - Offset | Zimmer Inc | Persona Revision Stem Extension 3 mm Offset Splined 12 mm, +135 mm | 42-5603-135-12 | Standalone | DE0505748 | As per HSA registered indication(s)
Orthopaedics | Knee replacement accessories | Knee replacement stem | Knee replacement - Offset | Zimmer Inc | Persona Revision Stem Extension 3 mm Offset Splined 13 mm, +135 mm | 42-5603-135-13 | Standalone | DE0505748 | As per HSA registered indication(s)
Orthopaedics | Knee replacement accessories | Knee replacement stem | Knee replacement - Offset | Zimmer Inc | Persona Revision Stem Extension 3 mm Offset Splined 14 mm, +135 mm | 42-5603-135-14 | Standalone | DE0505748 | As per HSA registered indication(s)
Orthopaedics | Knee replacement accessories | Knee replacement stem | Knee replacement - Offset | Zimmer Inc | Persona Revision Stem Extension 3 mm Offset Splined 15 mm, +135 mm | 42-5603-135-15 | Standalone | DE0505748 | As per HSA registered indication(s)
Orthopaedics | Knee replacement accessories | Knee replacement stem | Knee replacement - Offset | Zimmer Inc | Persona Revision Stem Extension 3 mm Offset Splined 16 mm, +135 mm | 42-5603-135-16 | Standalone | DE0505748 | As per HSA registered indication(s)
Orthopaedics | Knee replacement accessories | Knee replacement stem | Knee replacement - Offset | Zimmer Inc | Persona Revision Stem Extension 3 mm Offset Splined 17 mm, +135 mm | 42-5603-135-17 | Standalone | DE0505748 | As per HSA registered indication(s)
Orthopaedics | Knee replacement accessories | Knee replacement stem | Knee replacement - Offset | Zimmer Inc | Persona Revision Stem Extension 3 mm Offset Splined 18 mm, +135 mm | 42-5603-135-18 | Standalone | DE0505748 | As per HSA registered indication(s)
Orthopaedics | Knee replacement accessories | Knee replacement stem | Knee replacement - Offset | Zimmer Inc | Persona Revision Stem Extension 3 mm Offset Splined 20 mm, +135 mm | 42-5603-135-20 | Standalone | DE0505748 | As per HSA registered indication(s)
Orthopaedics | Knee replacement accessories | Knee replacement stem | Knee replacement - Offset | Zimmer Inc | Persona Revision Stem Extension 3 mm Offset Splined 22 mm, +135 mm | 42-5603-135-22 | Standalone | DE0505748 | As per HSA registered indication(s)
Orthopaedics | Knee replacement accessories | Knee replacement stem | Knee replacement - Offset | Zimmer Inc | Persona Revision Stem Extension 3 mm Offset Splined 24 mm, +135 mm | 42-5603-135-24 | Standalone | DE0505748 | As per HSA registered indication(s)
Orthopaedics | Knee replacement accessories | Knee replacement stem | Knee replacement - Offset | Zimmer Inc | Persona Revision Stem Extension 3 mm Offset Splined 10 mm, +175 mm | 42-5603-175-10 | Standalone | DE0505748 | As per HSA registered indication(s)
Orthopaedics | Knee replacement accessories | Knee replacement stem | Knee replacement - Offset | Zimmer Inc | Persona Revision Stem Extension 3 mm Offset Splined 11 mm, +175 mm | 42-5603-175-11 | Standalone | DE0505748 | As per HSA registered indication(s)
Orthopaedics | Knee replacement accessories | Knee replacement stem | Knee replacement - Offset | Zimmer Inc | Persona Revision Stem Extension 3 mm Offset Splined 12 mm, +175 mm | 42-5603-175-12 | Standalone | DE0505748 | As per HSA registered indication(s)
Orthopaedics | Knee replacement accessories | Knee replacement stem | Knee replacement - Offset | Zimmer Inc | Persona Revision Stem Extension 3 mm Offset Splined 13 mm, +175 mm | 42-5603-175-13 | Standalone | DE0505748 | As per HSA registered indication(s)
Orthopaedics | Knee replacement accessories | Knee replacement stem | Knee replacement - Offset | Zimmer Inc | Persona Revision Stem Extension 3 mm Offset Splined 14 mm, +175 mm | 42-5603-175-14 | Standalone | DE0505748 | As per HSA registered indication(s)
Orthopaedics | Knee replacement accessories | Knee replacement stem | Knee replacement - Offset | Zimmer Inc | Persona Revision Stem Extension 3 mm Offset Splined 15 mm, +175 mm | 42-5603-175-15 | Standalone | DE0505748 | As per HSA registered indication(s)
Orthopaedics | Knee replacement accessories | Knee replacement stem | Knee replacement - Offset | Zimmer Inc | Persona Revision Stem Extension 3 mm Offset Splined 16 mm, +175 mm | 42-5603-175-16 | Standalone | DE0505748 | As per HSA registered indication(s)
Orthopaedics | Knee replacement accessories | Knee replacement stem | Knee replacement - Offset | Zimmer Inc | Persona Revision Stem Extension 3 mm Offset Splined 17 mm, +175 mm | 42-5603-175-17 | Standalone | DE0505748 | As per HSA registered indication(s)
Orthopaedics | Knee replacement accessories | Knee replacement stem | Knee replacement - Offset | Zimmer Inc | Persona Revision Stem Extension 3 mm Offset Splined 18 mm, +175 mm | 42-5603-175-18 | Standalone | DE0505748 | As per HSA registered indication(s)
Orthopaedics | Knee replacement accessories | Knee replacement stem | Knee replacement - Offset | Zimmer Inc | Persona Revision Stem Extension 3 mm Offset Splined 20 mm, +175 mm | 42-5603-175-20 | Standalone | DE0505748 | As per HSA registered indication(s)
Orthopaedics | Knee replacement accessories | Knee replacement stem | Knee replacement - Offset | Zimmer Inc | Persona Revision Stem Extension 3 mm Offset Splined 22 mm, +175 mm | 42-5603-175-22 | Standalone | DE0505748 | As per HSA registered indication(s)
Orthopaedics | Knee replacement accessories | Knee replacement stem | Knee replacement - Offset | Zimmer Inc | Persona Revision Stem Extension 3 mm Offset Splined 24 mm, +175 mm | 42-5603-175-24 | Standalone | DE0505748 | As per HSA registered indication(s)
Orthopaedics | Knee replacement accessories | Knee replacement stem | Knee replacement - Offset | Zimmer Inc | Persona Revision Stem Extension 6 mm Offset Splined 10 mm, +135 mm | 42-5606-135-10 | Standalone | DE0505748 | As per HSA registered indication(s)
Orthopaedics | Knee replacement accessories | Knee replacement stem | Knee replacement - Offset | Zimmer Inc | Persona Revision Stem Extension 6 mm Offset Splined 11 mm, +135 mm | 42-5606-135-11 | Standalone | DE0505748 | As per HSA registered indication(s)
Orthopaedics | Knee replacement accessories | Knee replacement stem | Knee replacement - Offset | Zimmer Inc | Persona Revision Stem Extension 6 mm Offset Splined 12 mm, +135 mm | 42-5606-135-12 | Standalone | DE0505748 | As per HSA registered indication(s)
Orthopaedics | Knee replacement accessories | Knee replacement stem | Knee replacement - Offset | Zimmer Inc | Persona Revision Stem Extension 6 mm Offset Splined 13 mm, +135 mm | 42-5606-135-13 | Standalone | DE0505748 | As per HSA registered indication(s)
Orthopaedics | Knee replacement accessories | Knee replacement stem | Knee replacement - Offset | Zimmer Inc | Persona Revision Stem Extension 6 mm Offset Splined 14 mm, +135 mm | 42-5606-135-14 | Standalone | DE0505748 | As per HSA registered indication(s)
Orthopaedics | Knee replacement accessories | Knee replacement stem | Knee replacement - Offset | Zimmer Inc | Persona Revision Stem Extension 6 mm Offset Splined 15 mm, +135 mm | 42-5606-135-15 | Standalone | DE0505748 | As per HSA registered indication(s)
Orthopaedics | Knee replacement accessories | Knee replacement stem | Knee replacement - Offset | Zimmer Inc | Persona Revision Stem Extension 6 mm Offset Splined 16 mm, +135 mm | 42-5606-135-16 | Standalone | DE0505748 | As per HSA registered indication(s)
Orthopaedics | Knee replacement accessories | Knee replacement stem | Knee replacement - Offset | Zimmer Inc | Persona Revision Stem Extension 6 mm Offset Splined 17 mm, +135 mm | 42-5606-135-17 | Standalone | DE0505748 | As per HSA registered indication(s)
Orthopaedics | Knee replacement accessories | Knee replacement stem | Knee replacement - Offset | Zimmer Inc | Persona Revision Stem Extension 6 mm Offset Splined 18 mm, +135 mm | 42-5606-135-18 | Standalone | DE0505748 | As per HSA registered indication(s)
Orthopaedics | Knee replacement accessories | Knee replacement stem | Knee replacement - Offset | Zimmer Inc | Persona Revision Stem Extension 6 mm Offset Splined 20 mm, +135 mm | 42-5606-135-20 | Standalone | DE0505748 | As per HSA registered indication(s)
Orthopaedics | Knee replacement accessories | Knee replacement stem | Knee replacement - Offset | Zimmer Inc | Persona Revision Stem Extension 6 mm Offset Splined 22 mm, +135 mm | 42-5606-135-22 | Standalone | DE0505748 | As per HSA registered indication(s)
Orthopaedics | Knee replacement accessories | Knee replacement stem | Knee replacement - Offset | Zimmer Inc | Persona Revision Stem Extension 6 mm Offset Splined 24 mm, +135 mm | 42-5606-135-24 | Standalone | DE0505748 | As per HSA registered indication(s)
Orthopaedics | Knee replacement accessories | Knee replacement stem | Knee replacement - Offset | Zimmer Inc | Persona Revision Stem Extension 6 mm Offset Splined 10 mm, +175 mm | 42-5606-175-10 | Standalone | DE0505748 | As per HSA registered indication(s)
Orthopaedics | Knee replacement accessories | Knee replacement stem | Knee replacement - Offset | Zimmer Inc | Persona Revision Stem Extension 6 mm Offset Splined 11 mm, +175 mm | 42-5606-175-11 | Standalone | DE0505748 | As per HSA registered indication(s)
Orthopaedics | Knee replacement accessories | Knee replacement stem | Knee replacement - Offset | Zimmer Inc | Persona Revision Stem Extension 6 mm Offset Splined 12 mm, +175 mm | 42-5606-175-12 | Standalone | DE0505748 | As per HSA registered indication(s)
Orthopaedics | Knee replacement accessories | Knee replacement stem | Knee replacement - Offset | Zimmer Inc | Persona Revision Stem Extension 6 mm Offset Splined 13 mm, +175 mm | 42-5606-175-13 | Standalone | DE0505748 | As per HSA registered indication(s)
Orthopaedics | Knee replacement accessories | Knee replacement stem | Knee replacement - Offset | Zimmer Inc | Persona Revision Stem Extension 6 mm Offset Splined 14 mm, +175 mm | 42-5606-175-14 | Standalone | DE0505748 | As per HSA registered indication(s)
Orthopaedics | Knee replacement accessories | Knee replacement stem | Knee replacement - Offset | Zimmer Inc | Persona Revision Stem Extension 6 mm Offset Splined 15 mm, +175 mm | 42-5606-175-15 | Standalone | DE0505748 | As per HSA registered indication(s)
Orthopaedics | Knee replacement accessories | Knee replacement stem | Knee replacement - Offset | Zimmer Inc | Persona Revision Stem Extension 6 mm Offset Splined 16 mm, +175 mm | 42-5606-175-16 | Standalone | DE0505748 | As per HSA registered indication(s)
Orthopaedics | Knee replacement accessories | Knee replacement stem | Knee replacement - Offset | Zimmer Inc | Persona Revision Stem Extension 6 mm Offset Splined 17 mm, +175 mm | 42-5606-175-17 | Standalone | DE0505748 | As per HSA registered indication(s)
Orthopaedics | Knee replacement accessories | Knee replacement stem | Knee replacement - Offset | Zimmer Inc | Persona Revision Stem Extension 6 mm Offset Splined 18 mm, +175 mm | 42-5606-175-18 | Standalone | DE0505748 | As per HSA registered indication(s)
Orthopaedics | Knee replacement accessories | Knee replacement stem | Knee replacement - Offset | Zimmer Inc | Persona Revision Stem Extension 6 mm Offset Splined 20 mm, +175 mm | 42-5606-175-20 | Standalone | DE0505748 | As per HSA registered indication(s)
Orthopaedics | Knee replacement accessories | Knee replacement stem | Knee replacement - Offset | Zimmer Inc | Persona Revision Stem Extension 6 mm Offset Splined 22 mm, +175 mm | 42-5606-175-22 | Standalone | DE0505748 | As per HSA registered indication(s)
Orthopaedics | Knee replacement accessories | Knee replacement stem | Knee replacement - Offset | Zimmer Inc | Persona Revision Stem Extension 6 mm Offset Splined 24 mm, +175 mm | 42-5606-175-24 | Standalone | DE0505748 | As per HSA registered indication(s)
Orthopaedics | Knee replacement accessories | Knee replacement screw and bolt | Knee replacement - Hinged pin | DePuy Orthopaedics | X small/small replacement hinge pin | 621640 | Standalone | DE0016852 | As per HSA registered indication(s)
Orthopaedics | Knee replacement accessories | Knee replacement screw and bolt | Knee replacement - Hinged pin | DePuy Orthopaedics | Medium replacement hinge pin | 621641 | Standalone | DE0016852 | As per HSA registered indication(s)
Orthopaedics | Knee replacement accessories | Knee replacement linked assembly | Knee replacement - Link assembly | Smith+Nephew | LEGION HK Link Assy Sz 2-5 Fem | 71421631 | Standalone | DE0503709 | As per HSA registered indication(s)
Orthopaedics | Knee replacement accessories | Knee replacement linked assembly | Knee replacement - Link assembly | Smith+Nephew | LEGION HK Link Assy Sz 6-7 Fem | 71421632 | Standalone | DE0503709 | As per HSA registered indication(s)
Orthopaedics | Knee replacement accessories | Knee replacement hyperextension stop with axial plug | Knee replacement - Hyperextension stop with axial plug | Smith+Nephew | LEGION HK Hyperext Stop w/Ax Plug | 71421648 | Standalone | DE0503709 | As per HSA registered indication(s)
Orthopaedics | Knee replacement accessories | Miscellaneous knee replacement accessories | Knee replacement - Miscellaneous accessories | DePuy Orthopaedics | 5 DEGREE FEM ADAPTER | 960781 | Standalone | DE0004925 | As per HSA registered indication(s)
Orthopaedics | Knee replacement accessories | Miscellaneous knee replacement accessories | Knee replacement - Miscellaneous accessories | DePuy Orthopaedics | 7 DEGREE FEM ADAPTER | 960782 | Standalone | DE0004925 | As per HSA registered indication(s)
Orthopaedics | Knee replacement accessories | Miscellaneous knee replacement accessories | Knee replacement - Miscellaneous accessories | DePuy Orthopaedics | FEM ADAPTER NEUTRAL BOLT | 960783 | Standalone | DE0004925 | As per HSA registered indication(s)
Orthopaedics | Knee replacement accessories | Miscellaneous knee replacement accessories | Knee replacement - Miscellaneous accessories | DePuy Orthopaedics | FEM ADAPTER +2/2 OFFSET BOLT | 960784 | Standalone | DE0004925 | As per HSA registered indication(s)
Orthopaedics | Knee replacement accessories | Miscellaneous knee replacement accessories | Knee replacement - Miscellaneous accessories | Smith+Nephew | 5mm Distal Wedge Screw | 71421698 | Standalone | DE0012408 | As per HSA registered indication(s)
Orthopaedics | Knee replacement accessories | Miscellaneous knee replacement accessories | Knee replacement - Miscellaneous accessories | Smith+Nephew | 10mm Distal Wedge Screw | 71421699 | Standalone | DE0012408 | As per HSA registered indication(s)
Orthopaedics | Knee replacement accessories | Miscellaneous knee replacement accessories | Knee replacement - Miscellaneous accessories | Smith+Nephew | 15mm Distal Wedge Screw | 71421670 | Standalone | DE0012408 | As per HSA registered indication(s)
Orthopaedics | Knee replacement accessories | Miscellaneous knee replacement accessories | Knee replacement - Miscellaneous accessories | Smith+Nephew | 5mm Posterior Wedge Screw | 71421827 | Standalone | DE0012408 | As per HSA registered indication(s)
Orthopaedics | Knee replacement accessories | Miscellaneous knee replacement accessories | Knee replacement - Miscellaneous accessories | Smith+Nephew | 10mm Posterior Wedge Screw | 71421828 | Standalone | DE0012408 | As per HSA registered indication(s)
Orthopaedics | Knee replacement accessories | Miscellaneous knee replacement accessories | Knee replacement - Miscellaneous accessories | Smith+Nephew | Locking Set Screw | 71424228 | Standalone | DE0012408 | As per HSA registered indication(s)
Orthopaedics | Knee replacement accessories | Miscellaneous knee replacement accessories | Knee replacement - Miscellaneous accessories | Smith+Nephew | Tibial Wedge Screw | 71423097 | Standalone | DE0012408 | As per HSA registered indication(s)
Orthopaedics | Knee replacement accessories | Miscellaneous knee replacement accessories | Knee replacement - Miscellaneous accessories | Smith+Nephew | LGN HK DIS FEM WEG SCREW 5MM | 71421636 | Standalone | DE0503709 | As per HSA registered indication(s)
Orthopaedics | Knee replacement accessories | Miscellaneous knee replacement accessories | Knee replacement - Miscellaneous accessories | Smith+Nephew | LGN HK DIS FEM WEG SCREW 10MM | 71421637 | Standalone | DE0503709 | As per HSA registered indication(s)
Orthopaedics | Knee replacement accessories | Miscellaneous knee replacement accessories | Knee replacement - Miscellaneous accessories | Smith+Nephew | LGN HK DIS FEM WDG SCREW 15MM | 71421638 | Standalone | DE0503709 | As per HSA registered indication(s)
Orthopaedics | Knee replacement accessories | Miscellaneous knee replacement accessories | Knee replacement - Miscellaneous accessories | Smith+Nephew | LGN HK DIS FEM WDG SCREW 20M | 71421639 | Standalone | DE0503709 | As per HSA registered indication(s)
Orthopaedics | Knee replacement accessories | Miscellaneous knee replacement accessories | Knee replacement - Miscellaneous accessories | Smith+Nephew | LEGION HK Axle Plugs (Qty 2) | 71421932 | Standalone | DE0503709 | As per HSA registered indication(s)
Orthopaedics | Knee replacement accessories | Miscellaneous knee replacement accessories | Knee replacement - Miscellaneous accessories | Zimmer Biomet | Biomet Modular Tibial Locking Bar | 141205 | Standalone | DE0008428 | As per HSA registered indication(s)
Orthopaedics | Knee replacement accessories | Miscellaneous knee replacement accessories | Knee replacement - Miscellaneous accessories | Zimmer Biomet | VANGUARD FEM PEGS SET 2 COCR | 183099 | Standalone | DE0008428 | As per HSA registered indication(s)
Orthopaedics | Knee replacement accessories | Miscellaneous knee replacement accessories | Knee replacement - Miscellaneous accessories | Zimmer Inc | TAPER PLUG | 00-5960-099-00 | Standalone | DE0004638 | As per HSA registered indication(s)
Orthopaedics | Knee and hip replacement | Segmental/megaprosthesis implant | Segmental/megaprosthesis implant - All-poly | DePuy Orthopaedics | XX small, 12 mm height | 198727012 | Standalone | DE0016385 | As per HSA registered indication(s)
Orthopaedics | Knee and hip replacement | Segmental/megaprosthesis implant | Segmental/megaprosthesis implant - All-poly | DePuy Orthopaedics | XX small, 14 mm height | 198727014 | Standalone | DE0016385 | As per HSA registered indication(s)
Orthopaedics | Knee and hip replacement | Segmental/megaprosthesis implant | Segmental/megaprosthesis implant - All-poly | DePuy Orthopaedics | XX small, 16 mm height | 198727016 | Standalone | DE0016385 | As per HSA registered indication(s)
Orthopaedics | Knee and hip replacement | Segmental/megaprosthesis implant | Segmental/megaprosthesis implant - All-poly | DePuy Orthopaedics | XX small, 18 mm height | 198727018 | Standalone | DE0016385 | As per HSA registered indication(s)
Orthopaedics | Knee and hip replacement | Segmental/megaprosthesis implant | Segmental/megaprosthesis implant - All-poly | DePuy Orthopaedics | XX small, 21 mm height | 198727021 | Standalone | DE0016385 | As per HSA registered indication(s)
Orthopaedics | Knee and hip replacement | Segmental/megaprosthesis implant | Segmental/megaprosthesis implant - All-poly | DePuy Orthopaedics | XX small, 23 mm height | 198727023 | Standalone | DE0016385 | As per HSA registered indication(s)
Orthopaedics | Knee and hip replacement | Segmental/megaprosthesis implant | Segmental/megaprosthesis implant - All-poly | DePuy Orthopaedics | XSmall 12 mm LPS Universal Insert | 198727112 | Standalone | DE0016385 | As per HSA registered indication(s)
Orthopaedics | Knee and hip replacement | Segmental/megaprosthesis implant | Segmental/megaprosthesis implant - All-poly | DePuy Orthopaedics | XSmall 14 mm LPS Universal Insert | 198727114 | Standalone | DE0016385 | As per HSA registered indication(s)
Orthopaedics | Knee and hip replacement | Segmental/megaprosthesis implant | Segmental/megaprosthesis implant - All-poly | DePuy Orthopaedics | XSmall 16 mm LPS Universal Insert | 198727116 | Standalone | DE0016385 | As per HSA registered indication(s)
Orthopaedics | Knee and hip replacement | Segmental/megaprosthesis implant | Segmental/megaprosthesis implant - All-poly | DePuy Orthopaedics | XSmall 18 mm LPS Universal Insert | 198727118 | Standalone | DE0016385 | As per HSA registered indication(s)
Orthopaedics | Knee and hip replacement | Segmental/megaprosthesis implant | Segmental/megaprosthesis implant - All-poly | DePuy Orthopaedics | XSmall 21 mm LPS Universal Insert | 198727121 | Standalone | DE0016385 | As per HSA registered indication(s)
Orthopaedics | Knee and hip replacement | Segmental/megaprosthesis implant | Segmental/megaprosthesis implant - All-poly | DePuy Orthopaedics | XSmall 23 mm LPS Universal Insert | 198727123 | Standalone | DE0016385 | As per HSA registered indication(s)
Orthopaedics | Knee and hip replacement | Segmental/megaprosthesis implant | Segmental/megaprosthesis implant - All-poly | DePuy Orthopaedics | XSmall 26 mm LPS Universal Insert | 198727126 | Standalone | DE0016385 | As per HSA registered indication(s)
Orthopaedics | Knee and hip replacement | Segmental/megaprosthesis implant | Segmental/megaprosthesis implant - All-poly | DePuy Orthopaedics | XSmall 28 mm LPS Universal Insert | 198727128 | Standalone | DE0016385 | As per HSA registered indication(s)
Orthopaedics | Knee and hip replacement | Segmental/megaprosthesis implant | Segmental/megaprosthesis implant - All-poly | DePuy Orthopaedics | XSmall 31 mm LPS Universal Insert | 198727131 | Standalone | DE0016385 | As per HSA registered indication(s)
Orthopaedics | Knee and hip replacement | Segmental/megaprosthesis implant | Segmental/megaprosthesis implant - All-poly | DePuy Orthopaedics | Small 12 mm LPS Universal Insert | 198727212 | Standalone | DE0016385 | As per HSA registered indication(s)
Orthopaedics | Knee and hip replacement | Segmental/megaprosthesis implant | Segmental/megaprosthesis implant - All-poly | DePuy Orthopaedics | Small 14 mm LPS Universal Insert | 198727214 | Standalone | DE0016385 | As per HSA registered indication(s)
Orthopaedics | Knee and hip replacement | Segmental/megaprosthesis implant | Segmental/megaprosthesis implant - All-poly | DePuy Orthopaedics | Small 16 mm LPS Universal Insert | 198727216 | Standalone | DE0016385 | As per HSA registered indication(s)
Orthopaedics | Knee and hip replacement | Segmental/megaprosthesis implant | Segmental/megaprosthesis implant - All-poly | DePuy Orthopaedics | Small 18 mm LPS Universal Insert | 198727218 | Standalone | DE0016385 | As per HSA registered indication(s)
Orthopaedics | Knee and hip replacement | Segmental/megaprosthesis implant | Segmental/megaprosthesis implant - All-poly | DePuy Orthopaedics | Small 21 mm LPS Universal Insert | 198727221 | Standalone | DE0016385 | As per HSA registered indication(s)
Orthopaedics | Knee and hip replacement | Segmental/megaprosthesis implant | Segmental/megaprosthesis implant - All-poly | DePuy Orthopaedics | Small 23 mm LPS Universal Insert | 198727223 | Standalone | DE0016385 | As per HSA registered indication(s)
Orthopaedics | Knee and hip replacement | Segmental/megaprosthesis implant | Segmental/megaprosthesis implant - All-poly | DePuy Orthopaedics | Small 26 mm LPS Universal Insert | 198727226 | Standalone | DE0016385 | As per HSA registered indication(s)
Orthopaedics | Knee and hip replacement | Segmental/megaprosthesis implant | Segmental/megaprosthesis implant - All-poly | DePuy Orthopaedics | Small 28 mm LPS Universal Insert | 198727228 | Standalone | DE0016385 | As per HSA registered indication(s)
Orthopaedics | Knee and hip replacement | Segmental/megaprosthesis implant | Segmental/megaprosthesis implant - All-poly | DePuy Orthopaedics | Small 31 mm LPS Universal Insert | 198727231 | Standalone | DE0016385 | As per HSA registered indication(s)
Orthopaedics | Knee and hip replacement | Segmental/megaprosthesis implant | Segmental/megaprosthesis implant - All-poly | DePuy Orthopaedics | Medium 12 mm LPS Universal Insert | 198727312 | Standalone | DE0016385 | As per HSA registered indication(s)
Orthopaedics | Knee and hip replacement | Segmental/megaprosthesis implant | Segmental/megaprosthesis implant - All-poly | DePuy Orthopaedics | Medium 14 mm LPS Universal Insert | 198727314 | Standalone | DE0016385 | As per HSA registered indication(s)
Orthopaedics | Knee and hip replacement | Segmental/megaprosthesis implant | Segmental/megaprosthesis implant - All-poly | DePuy Orthopaedics | Medium 16 mm LPS Universal Insert | 198727316 | Standalone | DE0016385 | As per HSA registered indication(s)
Orthopaedics | Knee and hip replacement | Segmental/megaprosthesis implant | Segmental/megaprosthesis implant - All-poly | DePuy Orthopaedics | Medium 18 mm LPS Universal Insert | 198727318 | Standalone | DE0016385 | As per HSA registered indication(s)
Orthopaedics | Knee and hip replacement | Segmental/megaprosthesis implant | Segmental/megaprosthesis implant - All-poly | DePuy Orthopaedics | Medium 21 mm LPS Universal Insert | 198727321 | Standalone | DE0016385 | As per HSA registered indication(s)
Orthopaedics | Knee and hip replacement | Segmental/megaprosthesis implant | Segmental/megaprosthesis implant - All-poly | DePuy Orthopaedics | Medium 23 mm LPS Universal Insert | 198727323 | Standalone | DE0016385 | As per HSA registered indication(s)
Orthopaedics | Knee and hip replacement | Segmental/megaprosthesis implant | Segmental/megaprosthesis implant - All-poly | DePuy Orthopaedics | Medium 26 mm LPS Universal Insert | 198727326 | Standalone | DE0016385 | As per HSA registered indication(s)
Orthopaedics | Knee and hip replacement | Segmental/megaprosthesis implant | Segmental/megaprosthesis implant - All-poly | DePuy Orthopaedics | Medium 28 mm LPS Universal Insert | 198727328 | Standalone | DE0016385 | As per HSA registered indication(s)
Orthopaedics | Knee and hip replacement | Segmental/megaprosthesis implant | Segmental/megaprosthesis implant - All-poly | DePuy Orthopaedics | Medium 31 mm LPS Universal Insert | 198727331 | Standalone | DE0016385 | As per HSA registered indication(s)
Orthopaedics | Knee and hip replacement | Segmental/megaprosthesis implant | Segmental/megaprosthesis implant - Bushing | Stryker RHQ NL-LIM Limerick | MRHK FEMORAL BUSHING | 64812110 | Standalone | DE0003786 | As per HSA registered indication(s)
Orthopaedics | Knee and hip replacement | Segmental/megaprosthesis implant | Segmental/megaprosthesis implant - Bushing | Stryker RHQ NL-LIM Limerick | MRHK TIBIAL SLEEVE | 64812140 | Standalone | DE0003786 | As per HSA registered indication(s)
Orthopaedics | Knee and hip replacement | Segmental/megaprosthesis implant | Segmental/megaprosthesis implant - Bushing | Stryker RHQ NL-LIM Limerick | GMRS SMALL FEMORAL BUSHING | 64952105 | Standalone | DE0003786 | As per HSA registered indication(s)
Orthopaedics | Knee and hip replacement | Segmental/megaprosthesis implant | Segmental/megaprosthesis implant - Collar | Zimmer Inc | SEG TM COLLAR FOR 9-16MM, 25 | 00-5852-040-25 | Standalone | DE0006999 | As per HSA registered indication(s)
Orthopaedics | Knee and hip replacement | Segmental/megaprosthesis implant | Segmental/megaprosthesis implant - Collar | Zimmer Inc | SEG TM COLLAR FOR 9-16MM, 30 | 00-5852-040-30 | Standalone | DE0006999 | As per HSA registered indication(s)
Orthopaedics | Knee and hip replacement | Segmental/megaprosthesis implant | Segmental/megaprosthesis implant - Collar | Zimmer Inc | SEG TM COLLAR FOR 9-16MM, 35 | 00-5852-040-35 | Standalone | DE0006999 | As per HSA registered indication(s)
Orthopaedics | Knee and hip replacement | Segmental/megaprosthesis implant | Segmental/megaprosthesis implant - Connector/extension/segmental component | DePuy Orthopaedics | 25 mm length | 198707025 | Standalone | DE0016385 | As per HSA registered indication(s)
Orthopaedics | Knee and hip replacement | Segmental/megaprosthesis implant | Segmental/megaprosthesis implant - Connector/extension/segmental component | DePuy Orthopaedics | 30 mm length | 198707030 | Standalone | DE0016385 | As per HSA registered indication(s)
Orthopaedics | Knee and hip replacement | Segmental/megaprosthesis implant | Segmental/megaprosthesis implant - Connector/extension/segmental component | DePuy Orthopaedics | 35 mm length | 198707035 | Standalone | DE0016385 | As per HSA registered indication(s)
Orthopaedics | Knee and hip replacement | Segmental/megaprosthesis implant | Segmental/megaprosthesis implant - Connector/extension/segmental component | DePuy Orthopaedics | 40 mm length | 198707040 | Standalone | DE0016385 | As per HSA registered indication(s)
Orthopaedics | Knee and hip replacement | Segmental/megaprosthesis implant | Segmental/megaprosthesis implant - Connector/extension/segmental component | DePuy Orthopaedics | 45 mm length | 198707045 | Standalone | DE0016385 | As per HSA registered indication(s)
Orthopaedics | Knee and hip replacement | Segmental/megaprosthesis implant | Segmental/megaprosthesis implant - Connector/extension/segmental component | DePuy Orthopaedics | 55 mm length | 198708055 | Standalone | DE0016385 | As per HSA registered indication(s)
Orthopaedics | Knee and hip replacement | Segmental/megaprosthesis implant | Segmental/megaprosthesis implant - Connector/extension/segmental component | DePuy Ireland | SLEEVE ADAPTER TO LPS FEMORAL COMPONENT | 198706000 | Standalone | DE0016385 | As per HSA registered indication(s)
Orthopaedics | Knee and hip replacement | Segmental/megaprosthesis implant | Segmental/megaprosthesis implant - Connector/extension/segmental component | DePuy Ireland | SLEEVE ADAPTER TO LPS FEMORAL COMPONENT | 198706005 | Standalone | DE0016385 | As per HSA registered indication(s)
Orthopaedics | Knee and hip replacement | Segmental/megaprosthesis implant | Segmental/megaprosthesis implant - Connector/extension/segmental component | DePuy Ireland | SLEEVE ADAPTER TO LPS FEMORAL COMPONENT | 198706010 | Standalone | DE0016385 | As per HSA registered indication(s)
Orthopaedics | Knee and hip replacement | Segmental/megaprosthesis implant | Segmental/megaprosthesis implant - Distal femoral component | DePuy Orthopaedics | Left, Xsmall | 198713105 | Standalone | DE0016385 | As per HSA registered indication(s)
Orthopaedics | Knee and hip replacement | Segmental/megaprosthesis implant | Segmental/megaprosthesis implant - Distal femoral component | DePuy Orthopaedics | Left, XXsmall | 198713111 | Standalone | DE0016385 | As per HSA registered indication(s)
Orthopaedics | Knee and hip replacement | Segmental/megaprosthesis implant | Segmental/megaprosthesis implant - Distal femoral component | DePuy Orthopaedics | Right, Xsmall | 198714105 | Standalone | DE0016385 | As per HSA registered indication(s)
Orthopaedics | Knee and hip replacement | Segmental/megaprosthesis implant | Segmental/megaprosthesis implant - Distal femoral component | DePuy Orthopaedics | Right, XXsmall | 198714111 | Standalone | DE0016385 | As per HSA registered indication(s)
Orthopaedics | Knee and hip replacement | Segmental/megaprosthesis implant | Segmental/megaprosthesis implant - Distal femoral component | Stryker RHQ NL-LIM Limerick | GMRS DIST FEM COMP SML L 65MM | 64952010 | Standalone | DE0003786 | As per HSA registered indication(s)
Orthopaedics | Knee and hip replacement | Segmental/megaprosthesis implant | Segmental/megaprosthesis implant - Distal femoral component | Stryker RHQ NL-LIM Limerick | GMRS DIST FEM COMP STD L 65MM | 64952030 | Standalone | DE0003786 | As per HSA registered indication(s)
Orthopaedics | Knee and hip replacement | Segmental/megaprosthesis implant | Segmental/megaprosthesis implant - Distal femoral component | Stryker RHQ NL-LIM Limerick | GMRS DIST FEM COMP STD R 65MM | 64952040 | Standalone | DE0003786 | As per HSA registered indication(s)
Orthopaedics | Knee and hip replacement | Segmental/megaprosthesis implant | Segmental/megaprosthesis implant - Distal femoral component | Stryker RHQ NL-LIM Limerick | GMRS DIST FEM COMP SML R 65MM | 64952020 | Standalone | DE0003786 | As per HSA registered indication(s)
Orthopaedics | Knee and hip replacement | Segmental/megaprosthesis implant | Segmental/megaprosthesis implant - Distal femoral component | Zimmer Inc | SEG DIST FEM XT SIZE B, LT | 00-5850-042-01 | Standalone | DE0006999 | As per HSA registered indication(s)
Orthopaedics | Knee and hip replacement | Segmental/megaprosthesis implant | Segmental/megaprosthesis implant - Distal femoral component | Zimmer Inc | SEG DIST FEM XT SIZE B, RT | 00-5850-042-02 | Standalone | DE0006999 | As per HSA registered indication(s)
Orthopaedics | Knee and hip replacement | Segmental/megaprosthesis implant | Segmental/megaprosthesis implant - Distal femoral component | Zimmer Inc | SEG DIST FEM XT SIZE C, LT | 00-5850-043-01 | Standalone | DE0006999 | As per HSA registered indication(s)
Orthopaedics | Knee and hip replacement | Segmental/megaprosthesis implant | Segmental/megaprosthesis implant - Distal femoral component | Zimmer Inc | SEG DIST FEM XT SIZE C, RT | 00-5850-043-02 | Standalone | DE0006999 | As per HSA registered indication(s)
Orthopaedics | Knee and hip replacement | Segmental/megaprosthesis implant | Segmental/megaprosthesis implant - Distal femoral poly bumper | DePuy Orthopaedics | Distal femur poly bumper replacement | 198717000 | Standalone | DE0016385 | As per HSA registered indication(s)
Orthopaedics | Knee and hip replacement | Segmental/megaprosthesis implant | Segmental/megaprosthesis implant - Distal femoral poly bumper | Stryker RHQ NL-LIM Limerick | MRHK BUMPER INSERT - NEUTRAL | 64812130 | Standalone | DE0003786 | As per HSA registered indication(s)
Orthopaedics | Knee and hip replacement | Segmental/megaprosthesis implant | Segmental/megaprosthesis implant - Distal femoral poly bumper | Stryker RHQ NL-LIM Limerick | MRHK BUMPER INSERT 3 DEGREES | 64812133 | Standalone | DE0003786 | As per HSA registered indication(s)
Orthopaedics | Knee and hip replacement | Segmental/megaprosthesis implant | Segmental/megaprosthesis implant - Hinge pin/axle | DePuy Orthopaedics | XX small replacement hinge pin | 198715000 | Standalone | DE0016385 | As per HSA registered indication(s)
Orthopaedics | Knee and hip replacement | Segmental/megaprosthesis implant | Segmental/megaprosthesis implant - Hinge service kit | Zimmer Inc | SEG FEMORAL HINGE SERVICE KIT, SIZE B | 00-5850-070-12 | Standalone | DE0006999 | As per HSA registered indication(s)
Orthopaedics | Knee and hip replacement | Segmental/megaprosthesis implant | Segmental/megaprosthesis implant - Hinge service kit | Zimmer Inc | SEG FEMORAL HINGE SERVICE KIT, SIZE C | 00-5850-070-13 | Standalone | DE0006999 | As per HSA registered indication(s)
Orthopaedics | Knee and hip replacement | Segmental/megaprosthesis implant | Segmental/megaprosthesis implant - Hinge service kit | Zimmer Inc | SEG SHIELD HINGE SVC KIT SZ B | 00-5850-075-12 | Standalone | DE0013362 | As per HSA registered indication(s)
Orthopaedics | Knee and hip replacement | Segmental/megaprosthesis implant | Segmental/megaprosthesis implant - Hinge service kit | Zimmer Inc | SEG SHIELD HINGE SVC KIT SZ C | 00-5850-075-13 | Standalone | DE0013362 | As per HSA registered indication(s)
Orthopaedics | Knee and hip replacement | Segmental/megaprosthesis implant | Segmental/megaprosthesis implant - Hinge service kit | Zimmer Inc | SEG SHIELD HINGE SVC KIT SZ D | 00-5850-075-14 | Standalone | DE0013362 | As per HSA registered indication(s)
Orthopaedics | Knee and hip replacement | Segmental/megaprosthesis implant | Segmental/megaprosthesis implant - Hinge service kit | Zimmer Inc | SEG SHIELD HINGE SVC KIT SZ E | 00-5850-075-15 | Standalone | DE0013362 | As per HSA registered indication(s)
Orthopaedics | Knee and hip replacement | Segmental/megaprosthesis implant | Segmental/megaprosthesis implant - Hinge service kit | Zimmer Inc | SEG SHIELD HINGE SVC KIT SZ F | 00-5850-075-16 | Standalone | DE0013362 | As per HSA registered indication(s)
Orthopaedics | Knee and hip replacement | Segmental/megaprosthesis implant | Segmental/megaprosthesis implant - Hinge service kit | Zimmer Inc | SEG D.F. HINGE SVC KIT, XT SZ B | 00-5850-071-12 | Standalone | DE0006999 | As per HSA registered indication(s)
Orthopaedics | Knee and hip replacement | Segmental/megaprosthesis implant | Segmental/megaprosthesis implant - Hinge service kit | Zimmer Inc | SEG D.F. HINGE SVC KIT, XT SZ C | 00-5850-071-13 | Standalone | DE0006999 | As per HSA registered indication(s)
Orthopaedics | Knee and hip replacement | Segmental/megaprosthesis implant | Segmental/megaprosthesis implant - Proximal femoral component | DePuy Orthopaedics | Standard Body, Neutral | 198710105 | Standalone | DE0016385 | As per HSA registered indication(s)
Orthopaedics | Knee and hip replacement | Segmental/megaprosthesis implant | Segmental/megaprosthesis implant - Proximal femoral component | DePuy Orthopaedics | Trochanter Body, Neutral | 198710205 | Standalone | DE0016385 | As per HSA registered indication(s)
Orthopaedics | Knee and hip replacement | Segmental/megaprosthesis implant | Segmental/megaprosthesis implant - Proximal femoral component | DePuy Orthopaedics | Standard Body, Left, 15 Degrees | 198711105 | Standalone | DE0016385 | As per HSA registered indication(s)
Orthopaedics | Knee and hip replacement | Segmental/megaprosthesis implant | Segmental/megaprosthesis implant - Proximal femoral component | DePuy Orthopaedics | Trochanter Body, Left, 15 Degrees | 198711205 | Standalone | DE0016385 | As per HSA registered indication(s)
Orthopaedics | Knee and hip replacement | Segmental/megaprosthesis implant | Segmental/megaprosthesis implant - Proximal femoral component | DePuy Orthopaedics | Standard Body, Right, 15 Degrees | 198712105 | Standalone | DE0016385 | As per HSA registered indication(s)
Orthopaedics | Knee and hip replacement | Segmental/megaprosthesis implant | Segmental/megaprosthesis implant - Proximal femoral component | DePuy Orthopaedics | Trochanter Body, Right, 15 Degrees | 198712205 | Standalone | DE0016385 | As per HSA registered indication(s)
Orthopaedics | Knee and hip replacement | Segmental/megaprosthesis implant | Segmental/megaprosthesis implant - Proximal femoral component | Stryker RHQ NL-LIM Limerick | MRH KNEE FEM XS LFT | 64811100 | Standalone | DE0003786 | As per HSA registered indication(s)
Orthopaedics | Knee and hip replacement | Segmental/megaprosthesis implant | Segmental/megaprosthesis implant - Proximal femoral component | Stryker RHQ NL-LIM Limerick | MRH KNEE FEM XS RHT | 64811101 | Standalone | DE0003786 | As per HSA registered indication(s)
Orthopaedics | Knee and hip replacement | Segmental/megaprosthesis implant | Segmental/megaprosthesis implant - Proximal femoral component | Stryker RHQ NL-LIM Limerick | MRH KNEE FEM S LFT | 64811110 | Standalone | DE0003786 | As per HSA registered indication(s)
Orthopaedics | Knee and hip replacement | Segmental/megaprosthesis implant | Segmental/megaprosthesis implant - Proximal femoral component | Stryker RHQ NL-LIM Limerick | MRH KNEE FEM S RGT | 64811111 | Standalone | DE0003786 | As per HSA registered indication(s)
Orthopaedics | Knee and hip replacement | Segmental/megaprosthesis implant | Segmental/megaprosthesis implant - Proximal femoral component | Zimmer Inc | SEG PROXIMAL FEM BODY 38MM OFFSET | 00-5850-030-38 | Standalone | DE0013362 | As per HSA registered indication(s)
Orthopaedics | Knee and hip replacement | Segmental/megaprosthesis implant | Segmental/megaprosthesis implant - Proximal tibial component | DePuy Orthopaedics | LPS, Xsmall | 198721105 | Standalone | DE0016385 | As per HSA registered indication(s)
Orthopaedics | Knee and hip replacement | Segmental/megaprosthesis implant | Segmental/megaprosthesis implant - Proximal tibial component | Stryker RHQ NL-LIM Limerick | GMRS PROXIMAL TIB SML | 64953101 | Standalone | DE0003786 | As per HSA registered indication(s)
Orthopaedics | Knee and hip replacement | Segmental/megaprosthesis implant | Segmental/megaprosthesis implant - Proximal tibial component | Stryker RHQ NL-LIM Limerick | GMRS PROXIMAL TIBIAL STANDARD | 64953102 | Standalone | DE0003786 | As per HSA registered indication(s)
Orthopaedics | Knee and hip replacement | Segmental/megaprosthesis implant | Segmental/megaprosthesis implant - Segmental poly insert | Zimmer Inc | SEG KNEE POLY INSERT, SZ B | 00-5850-012-95 | Standalone | DE0006999 | As per HSA registered indication(s)
Orthopaedics | Knee and hip replacement | Segmental/megaprosthesis implant | Segmental/megaprosthesis implant - Segmental poly insert | Zimmer Inc | SEG KNEE POLY INSERT, SZ C | 00-5850-013-95 | Standalone | DE0006999 | As per HSA registered indication(s)
Orthopaedics | Knee and hip replacement | Segmental/megaprosthesis implant | Segmental/megaprosthesis implant - Segmental poly insert | Zimmer Inc | SEG DIST FEM XT POLY BOX, SZ B | 00-5850-012-96 | Standalone | DE0006999 | As per HSA registered indication(s)
Orthopaedics | Knee and hip replacement | Segmental/megaprosthesis implant | Segmental/megaprosthesis implant - Segmental poly insert | Zimmer Inc | SEG DIST FEM XT POLY BOX, SZ C | 00-5850-013-96 | Standalone | DE0006999 | As per HSA registered indication(s)
Orthopaedics | Knee and hip replacement | Segmental/megaprosthesis implant | Segmental/megaprosthesis implant - Stem | DePuy Orthopaedics | 11 mm diameter x 150 mm length Cemented Bow Stems | 198715211 | Standalone | DE0016385 | As per HSA registered indication(s)
Orthopaedics | Knee and hip replacement | Segmental/megaprosthesis implant | Segmental/megaprosthesis implant - Stem | DePuy Orthopaedics | 12 mm diameter x 150 mm length Cemented Bow Stems | 198715212 | Standalone | DE0016385 | As per HSA registered indication(s)
Orthopaedics | Knee and hip replacement | Segmental/megaprosthesis implant | Segmental/megaprosthesis implant - Stem | DePuy Orthopaedics | 13 mm diameter x 150 mm length Cemented Bow Stems | 198715213 | Standalone | DE0016385 | As per HSA registered indication(s)
Orthopaedics | Knee and hip replacement | Segmental/megaprosthesis implant | Segmental/megaprosthesis implant - Stem | DePuy Orthopaedics | 14 mm diameter x 150 mm length Cemented Bow Stems | 198715214 | Standalone | DE0016385 | As per HSA registered indication(s)
Orthopaedics | Knee and hip replacement | Segmental/megaprosthesis implant | Segmental/megaprosthesis implant - Stem | DePuy Orthopaedics | 15 mm diameter x 150 mm length Cemented Bow Stems | 198715215 | Standalone | DE0016385 | As per HSA registered indication(s)
Orthopaedics | Knee and hip replacement | Segmental/megaprosthesis implant | Segmental/megaprosthesis implant - Stem | DePuy Orthopaedics | 16 mm diameter x 150 mm length Cemented Bow Stems | 198715216 | Standalone | DE0016385 | As per HSA registered indication(s)
Orthopaedics | Knee and hip replacement | Segmental/megaprosthesis implant | Segmental/megaprosthesis implant - Stem | DePuy Orthopaedics | 17 mm diameter x 150 mm length Cemented Bow Stems | 198715217 | Standalone | DE0016385 | As per HSA registered indication(s)
Orthopaedics | Knee and hip replacement | Segmental/megaprosthesis implant | Segmental/megaprosthesis implant - Stem | DePuy Orthopaedics | 11 mm diameter x 200 mm length Cemented Bow Stems | 198715311 | Standalone | DE0016385 | As per HSA registered indication(s)
Orthopaedics | Knee and hip replacement | Segmental/megaprosthesis implant | Segmental/megaprosthesis implant - Stem | DePuy Orthopaedics | 13 mm diameter x 200 mm length Cemented Bow Stems | 198715313 | Standalone | DE0016385 | As per HSA registered indication(s)
Orthopaedics | Knee and hip replacement | Segmental/megaprosthesis implant | Segmental/megaprosthesis implant - Stem | DePuy Orthopaedics | 15 mm diameter x 200 mm length Cemented Bow Stems | 198715315 | Standalone | DE0016385 | As per HSA registered indication(s)
Orthopaedics | Knee and hip replacement | Segmental/megaprosthesis implant | Segmental/megaprosthesis implant - Stem | DePuy Orthopaedics | 17 mm diameter x 200 mm length Cemented Bow Stems | 198715317 | Standalone | DE0016385 | As per HSA registered indication(s)
Orthopaedics | Knee and hip replacement | Segmental/megaprosthesis implant | Segmental/megaprosthesis implant - Stem | DePuy Orthopaedics | 9 mm diameter x 100 mm length Cemented Straight Stems | 198725109 | Standalone | DE0016385 | As per HSA registered indication(s)
Orthopaedics | Knee and hip replacement | Segmental/megaprosthesis implant | Segmental/megaprosthesis implant - Stem | DePuy Orthopaedics | 10 mm diameter x 100 mm length Cemented Straight Stems | 198725110 | Standalone | DE0016385 | As per HSA registered indication(s)
Orthopaedics | Knee and hip replacement | Segmental/megaprosthesis implant | Segmental/megaprosthesis implant - Stem | DePuy Orthopaedics | 11 mm diameter x 100 mm length Cemented Straight Stems | 198725111 | Standalone | DE0016385 | As per HSA registered indication(s)
Orthopaedics | Knee and hip replacement | Segmental/megaprosthesis implant | Segmental/megaprosthesis implant - Stem | DePuy Orthopaedics | 12 mm diameter x 100 mm length Cemented Straight Stems | 198725112 | Standalone | DE0016385 | As per HSA registered indication(s)
Orthopaedics | Knee and hip replacement | Segmental/megaprosthesis implant | Segmental/megaprosthesis implant - Stem | DePuy Orthopaedics | 12 mm diameter x 125 mm length Cemented Straight Stems | 198725412 | Standalone | DE0016385 | As per HSA registered indication(s)
Orthopaedics | Knee and hip replacement | Segmental/megaprosthesis implant | Segmental/megaprosthesis implant - Stem | DePuy Orthopaedics | 13 mm diameter x 125 mm length Cemented Straight Stems | 198725413 | Standalone | DE0016385 | As per HSA registered indication(s)
Orthopaedics | Knee and hip replacement | Segmental/megaprosthesis implant | Segmental/megaprosthesis implant - Stem | DePuy Orthopaedics | 14 mm diameter x 125 mm length Cemented Straight Stems | 198725414 | Standalone | DE0016385 | As per HSA registered indication(s)
Orthopaedics | Knee and hip replacement | Segmental/megaprosthesis implant | Segmental/megaprosthesis implant - Stem | DePuy Orthopaedics | 15 mm diameter x 125 mm length Cemented Straight Stems | 198725415 | Standalone | DE0016385 | As per HSA registered indication(s)
Orthopaedics | Knee and hip replacement | Segmental/megaprosthesis implant | Segmental/megaprosthesis implant - Stem | DePuy Orthopaedics | 16 mm diameter x 125 mm length Cemented Straight Stems | 198725416 | Standalone | DE0016385 | As per HSA registered indication(s)
Orthopaedics | Knee and hip replacement | Segmental/megaprosthesis implant | Segmental/megaprosthesis implant - Stem | DePuy Orthopaedics | 17 mm diameter x 125 mm length Cemented Straight Stems | 198725417 | Standalone | DE0016385 | As per HSA registered indication(s)
Orthopaedics | Knee and hip replacement | Segmental/megaprosthesis implant | Segmental/megaprosthesis implant - Stem | DePuy Orthopaedics | 12.5 mm diameter x 150 mm length Porous Bow Stems | 198716211 | Standalone | DE0016385 | As per HSA registered indication(s)
Orthopaedics | Knee and hip replacement | Segmental/megaprosthesis implant | Segmental/megaprosthesis implant - Stem | DePuy Orthopaedics | 13.5 mm diameter x 150 mm length Porous Bow Stems | 198716212 | Standalone | DE0016385 | As per HSA registered indication(s)
Orthopaedics | Knee and hip replacement | Segmental/megaprosthesis implant | Segmental/megaprosthesis implant - Stem | DePuy Orthopaedics | 14.5 mm diameter x 150 mm length Porous Bow Stems | 198716213 | Standalone | DE0016385 | As per HSA registered indication(s)
Orthopaedics | Knee and hip replacement | Segmental/megaprosthesis implant | Segmental/megaprosthesis implant - Stem | DePuy Orthopaedics | 15.5 mm diameter x 150 mm length Porous Bow Stems | 198716214 | Standalone | DE0016385 | As per HSA registered indication(s)
Orthopaedics | Knee and hip replacement | Segmental/megaprosthesis implant | Segmental/megaprosthesis implant - Stem | DePuy Orthopaedics | 16.5 mm diameter x 150 mm length Porous Bow Stems | 198716215 | Standalone | DE0016385 | As per HSA registered indication(s)
Orthopaedics | Knee and hip replacement | Segmental/megaprosthesis implant | Segmental/megaprosthesis implant - Stem | DePuy Orthopaedics | 17.5 mm diameter x 150 mm length Porous Bow Stems | 198716216 | Standalone | DE0016385 | As per HSA registered indication(s)
Orthopaedics | Knee and hip replacement | Segmental/megaprosthesis implant | Segmental/megaprosthesis implant - Stem | DePuy Orthopaedics | 18.5 mm diameter x 150 mm length Porous Bow Stems | 198716217 | Standalone | DE0016385 | As per HSA registered indication(s)
Orthopaedics | Knee and hip replacement | Segmental/megaprosthesis implant | Segmental/megaprosthesis implant - Stem | DePuy Orthopaedics | 12.5 mm diameter x 200 mm length Porous Bow Stems | 198716311 | Standalone | DE0016385 | As per HSA registered indication(s)
Orthopaedics | Knee and hip replacement | Segmental/megaprosthesis implant | Segmental/megaprosthesis implant - Stem | DePuy Orthopaedics | 14.5 mm diameter x 200 mm length Porous Bow Stems | 198716313 | Standalone | DE0016385 | As per HSA registered indication(s)
Orthopaedics | Knee and hip replacement | Segmental/megaprosthesis implant | Segmental/megaprosthesis implant - Stem | DePuy Orthopaedics | 16.5 mm diameter x 200 mm length Porous Bow Stems | 198716315 | Standalone | DE0016385 | As per HSA registered indication(s)
Orthopaedics | Knee and hip replacement | Segmental/megaprosthesis implant | Segmental/megaprosthesis implant - Stem | DePuy Orthopaedics | 18.5 mm diameter x 200 mm length Porous Bow Stems | 198716317 | Standalone | DE0016385 | As per HSA registered indication(s)
Orthopaedics | Knee and hip replacement | Segmental/megaprosthesis implant | Segmental/megaprosthesis implant - Stem | DePuy Orthopaedics | 10.5 mm diameter x 100 mm length Porous Straight Stems | 198726109 | Standalone | DE0016385 | As per HSA registered indication(s)
Orthopaedics | Knee and hip replacement | Segmental/megaprosthesis implant | Segmental/megaprosthesis implant - Stem | DePuy Orthopaedics | 11.5 mm diameter x 100 mm length Porous Straight Stems | 198726110 | Standalone | DE0016385 | As per HSA registered indication(s)
Orthopaedics | Knee and hip replacement | Segmental/megaprosthesis implant | Segmental/megaprosthesis implant - Stem | DePuy Orthopaedics | 12.5 mm diameter x 100 mm length Porous Straight Stems | 198726111 | Standalone | DE0016385 | As per HSA registered indication(s)
Orthopaedics | Knee and hip replacement | Segmental/megaprosthesis implant | Segmental/megaprosthesis implant - Stem | DePuy Orthopaedics | 13.5 mm diameter x 100 mm length Porous Straight Stems | 198726112 | Standalone | DE0016385 | As per HSA registered indication(s)
Orthopaedics | Knee and hip replacement | Segmental/megaprosthesis implant | Segmental/megaprosthesis implant - Stem | DePuy Orthopaedics | 13.5 mm diameter x 125 mm length Porous Straight Stems | 198726412 | Standalone | DE0016385 | As per HSA registered indication(s)
Orthopaedics | Knee and hip replacement | Segmental/megaprosthesis implant | Segmental/megaprosthesis implant - Stem | DePuy Orthopaedics | 14.5 mm diameter x 125 mm length Porous Straight Stems | 198726413 | Standalone | DE0016385 | As per HSA registered indication(s)
Orthopaedics | Knee and hip replacement | Segmental/megaprosthesis implant | Segmental/megaprosthesis implant - Stem | DePuy Orthopaedics | 15.5 mm diameter x 125 mm length Porous Straight Stems | 198726414 | Standalone | DE0016385 | As per HSA registered indication(s)
Orthopaedics | Knee and hip replacement | Segmental/megaprosthesis implant | Segmental/megaprosthesis implant - Stem | DePuy Orthopaedics | 16.5 mm diameter x 125 mm length Porous Straight Stems | 198726415 | Standalone | DE0016385 | As per HSA registered indication(s)
Orthopaedics | Knee and hip replacement | Segmental/megaprosthesis implant | Segmental/megaprosthesis implant - Stem | DePuy Orthopaedics | 17.5 mm diameter x 125 mm length Porous Straight Stems | 198726416 | Standalone | DE0016385 | As per HSA registered indication(s)
Orthopaedics | Knee and hip replacement | Segmental/megaprosthesis implant | Segmental/megaprosthesis implant - Stem | DePuy Orthopaedics | 18.5 mm diameter x 125 mm length Porous Straight Stems | 198726417 | Standalone | DE0016385 | As per HSA registered indication(s)
Orthopaedics | Knee and hip replacement | Segmental/megaprosthesis implant | Segmental/megaprosthesis implant - Stem | Zimmer Inc | SEG MALE-FEMALE TAPER, 30MM | 00-5850-046-03 | Standalone | DE0006999 | As per HSA registered indication(s)
Orthopaedics | Knee and hip replacement | Segmental/megaprosthesis implant | Segmental/megaprosthesis implant - Stem | Zimmer Inc | SEG MALE-FEMALE TAPER, 40MM | 00-5850-046-04 | Standalone | DE0006999 | As per HSA registered indication(s)
Orthopaedics | Knee and hip replacement | Segmental/megaprosthesis implant | Segmental/megaprosthesis implant - Stem | Zimmer Inc | SEG MALE-FEMALE TAPER, 60MM | 00-5850-046-06 | Standalone | DE0006999 | As per HSA registered indication(s)
Orthopaedics | Knee and hip replacement | Segmental/megaprosthesis implant | Segmental/megaprosthesis implant - Stem | Zimmer Inc | SEG MALE-FEMALE TAPER, 80MM | 00-5850-046-08 | Standalone | DE0006999 | As per HSA registered indication(s)
Orthopaedics | Knee and hip replacement | Segmental/megaprosthesis implant | Segmental/megaprosthesis implant - Stem | Zimmer Inc | SEG MALE-FEMALE TAPER, 100MM | 00-5850-046-10 | Standalone | DE0006999 | As per HSA registered indication(s)
Orthopaedics | Knee and hip replacement | Segmental/megaprosthesis implant | Segmental/megaprosthesis implant - Stem | Zimmer Inc | SEG MALE-FEMALE TAPER, 120MM | 00-5850-046-12 | Standalone | DE0006999 | As per HSA registered indication(s)
Orthopaedics | Knee and hip replacement | Segmental/megaprosthesis implant | Segmental/megaprosthesis implant - Stem | Zimmer Inc | SEG MALE-FEMALE TAPER, 140MM | 00-5850-046-14 | Standalone | DE0006999 | As per HSA registered indication(s)
Orthopaedics | Knee and hip replacement | Segmental/megaprosthesis implant | Segmental/megaprosthesis implant - Stem | Zimmer Inc | SEG MALE-FEMALE TAPER, 160MM | 00-5850-046-16 | Standalone | DE0006999 | As per HSA registered indication(s)
Orthopaedics | Knee and hip replacement | Segmental/megaprosthesis implant | Segmental/megaprosthesis implant - Stem | Zimmer Inc | SEG MALE-FEMALE TAPER, 180MM | 00-5850-046-18 | Standalone | DE0006999 | As per HSA registered indication(s)
Orthopaedics | Knee and hip replacement | Segmental/megaprosthesis implant | Segmental/megaprosthesis implant - Stem | Zimmer Inc | SEG MALE-FEMALE TAPER, 200MM | 00-5850-046-20 | Standalone | DE0006999 | As per HSA registered indication(s)
Orthopaedics | Knee and hip replacement | Segmental/megaprosthesis implant | Segmental/megaprosthesis implant - Stem | Zimmer Inc | SEG MALE-FEMALE TAPER, 220MM | 00-5850-046-22 | Standalone | DE0006999 | As per HSA registered indication(s)
Orthopaedics | Knee and hip replacement | Segmental/megaprosthesis implant | Segmental/megaprosthesis implant - Stem | Zimmer Inc | SEG MALE-FEMALE TAPER, 35MM | 00-5850-046-35 | Standalone | DE0006999 | As per HSA registered indication(s)
Orthopaedics | Knee and hip replacement | Segmental/megaprosthesis implant | Segmental/megaprosthesis implant - Stem | Zimmer Inc | SEG MALE-FEMALE TAPER, 45MM | 00-5850-046-45 | Standalone | DE0006999 | As per HSA registered indication(s)
Orthopaedics | Knee and hip replacement | Segmental/megaprosthesis implant | Segmental/megaprosthesis implant - Stem | Zimmer Inc | SEG CEM FLUTED STEM 9x130MM | 00-5852-050-09 | Standalone | DE0006999 | As per HSA registered indication(s)
Orthopaedics | Knee and hip replacement | Segmental/megaprosthesis implant | Segmental/megaprosthesis implant - Stem | Zimmer Inc | SEG CEM FLUTED STEM 10x130MM | 00-5852-050-10 | Standalone | DE0006999 | As per HSA registered indication(s)
Orthopaedics | Knee and hip replacement | Segmental/megaprosthesis implant | Segmental/megaprosthesis implant - Stem | Zimmer Inc | SEG CEM FLUTED STEM 11x130MM | 00-5852-050-11 | Standalone | DE0006999 | As per HSA registered indication(s)
Orthopaedics | Knee and hip replacement | Segmental/megaprosthesis implant | Segmental/megaprosthesis implant - Stem | Zimmer Inc | SEG FLUTED STEM, 12X130MM STR | 00-5852-050-12 | Standalone | DE0006999 | As per HSA registered indication(s)
Orthopaedics | Knee and hip replacement | Segmental/megaprosthesis implant | Segmental/megaprosthesis implant - Stem | Zimmer Inc | SEG FLUTED STEM, 13X130MM STR | 00-5852-050-13 | Standalone | DE0006999 | As per HSA registered indication(s)
Orthopaedics | Knee and hip replacement | Segmental/megaprosthesis implant | Segmental/megaprosthesis implant - Stem | Zimmer Inc | SEG FLUTED STEM, 14X130MM STR | 00-5852-050-14 | Standalone | DE0006999 | As per HSA registered indication(s)
Orthopaedics | Knee and hip replacement | Segmental/megaprosthesis implant | Segmental/megaprosthesis implant - Stem | Zimmer Inc | SEG FLUTED STEM, 15X130MM STR | 00-5852-050-15 | Standalone | DE0006999 | As per HSA registered indication(s)
Orthopaedics | Knee and hip replacement | Segmental/megaprosthesis implant | Segmental/megaprosthesis implant - Stem | Zimmer Inc | SEG FLUTED STEM, 16X130MM STR | 00-5852-050-16 | Standalone | DE0006999 | As per HSA registered indication(s)
Orthopaedics | Knee and hip replacement | Segmental/megaprosthesis implant | Segmental/megaprosthesis implant - Tibial insert | Stryker RHQ NL-LIM Limerick | GMRS TIBIAL INSERT SMALL 10MM | 64953010 | Standalone | DE0003786 | As per HSA registered indication(s)
Orthopaedics | Knee and hip replacement | Segmental/megaprosthesis implant | Segmental/megaprosthesis implant - Tibial insert | Stryker RHQ NL-LIM Limerick | GMRS TIBIAL INSERT SMALL 13MM | 64953013 | Standalone | DE0003786 | As per HSA registered indication(s)
Orthopaedics | Knee and hip replacement | Segmental/megaprosthesis implant | Segmental/megaprosthesis implant - Tibial insert | Stryker RHQ NL-LIM Limerick | GMRS TIBIAL INSERT SMALL 16MM | 64953016 | Standalone | DE0003786 | As per HSA registered indication(s)
Orthopaedics | Knee and hip replacement | Segmental/megaprosthesis implant | Segmental/megaprosthesis implant - Tibial insert | Stryker RHQ NL-LIM Limerick | GMRS TIBIAL INSERT SMALL 20MM | 64953020 | Standalone | DE0003786 | As per HSA registered indication(s)
Orthopaedics | Knee and hip replacement | Segmental/megaprosthesis implant | Segmental/megaprosthesis implant - Tibial insert | Stryker RHQ NL-LIM Limerick | GMRS TIBIAL INSERT SMALL 24MM | 64953024 | Standalone | DE0003786 | As per HSA registered indication(s)
Orthopaedics | Knee and hip replacement | Segmental/megaprosthesis implant | Segmental/megaprosthesis implant - Tibial insert | Stryker RHQ NL-LIM Limerick | MRHK TIB INS 10MM XS/S S1/S2 | 64813210 | Standalone | DE0003786 | As per HSA registered indication(s)
Orthopaedics | Knee and hip replacement | Segmental/megaprosthesis implant | Segmental/megaprosthesis implant - Tibial insert | Stryker RHQ NL-LIM Limerick | MRHK TIB INS 13MM XS/S S1/S2 | 64813213 | Standalone | DE0003786 | As per HSA registered indication(s)
Orthopaedics | Knee and hip replacement | Segmental/megaprosthesis implant | Segmental/megaprosthesis implant - Tibial insert | Stryker RHQ NL-LIM Limerick | MRHK TIB INS 16MM XS/S S1/S2 | 64813216 | Standalone | DE0003786 | As per HSA registered indication(s)
Orthopaedics | Knee and hip replacement | Segmental/megaprosthesis implant | Segmental/megaprosthesis implant - Tibial insert | Stryker RHQ NL-LIM Limerick | MRHK TIB INS 20MM XS/S S1/S2 | 64813220 | Standalone | DE0003786 | As per HSA registered indication(s)
Orthopaedics | Knee and hip replacement | Segmental/megaprosthesis implant | Segmental/megaprosthesis implant - Tibial insert | Stryker RHQ NL-LIM Limerick | MRHK TIB INS 24mm XS/S S1/S2 | 64813224 | Standalone | DE0003786 | As per HSA registered indication(s)
Orthopaedics | Knee and hip replacement | Segmental/megaprosthesis implant | Segmental/megaprosthesis implant - Tibial insert and hinge post | Zimmer Inc | SEGMENTAL ART SURF, SZ B, 12MM | 00-5850-020-12 | Standalone | DE0006999 | As per HSA registered indication(s)
Orthopaedics | Knee and hip replacement | Segmental/megaprosthesis implant | Segmental/megaprosthesis implant - Tibial insert and hinge post | Zimmer Inc | SEGMENTAL ART SURF, SZ B, 14MM | 00-5850-020-14 | Standalone | DE0006999 | As per HSA registered indication(s)
Orthopaedics | Knee and hip replacement | Segmental/megaprosthesis implant | Segmental/megaprosthesis implant - Tibial insert and hinge post | Zimmer Inc | SEGMENTAL ART SURF, SZ B, 17MM | 00-5850-020-17 | Standalone | DE0006999 | As per HSA registered indication(s)
Orthopaedics | Knee and hip replacement | Segmental/megaprosthesis implant | Segmental/megaprosthesis implant - Tibial insert and hinge post | Zimmer Inc | SEGMENTAL ART SURF, SZ B, 20MM | 00-5850-020-20 | Standalone | DE0006999 | As per HSA registered indication(s)
Orthopaedics | Knee and hip replacement | Segmental/megaprosthesis implant | Segmental/megaprosthesis implant - Tibial insert and hinge post | Zimmer Inc | SEGMENTAL ART SURF, SZ B, 23MM | 00-5850-020-23 | Standalone | DE0006999 | As per HSA registered indication(s)
Orthopaedics | Knee and hip replacement | Segmental/megaprosthesis implant | Segmental/megaprosthesis implant - Tibial insert and hinge post | Zimmer Inc | SEGMENTAL ART SURF, SZ B, 26MM | 00-5850-020-26 | Standalone | DE0006999 | As per HSA registered indication(s)
Orthopaedics | Knee and hip replacement | Segmental/megaprosthesis implant | Segmental/megaprosthesis implant - Tibial insert and hinge post | Zimmer Inc | SEGMENTAL ART SURF, SZ C, 12MM | 00-5850-030-12 | Standalone | DE0006999 | As per HSA registered indication(s)
Orthopaedics | Knee and hip replacement | Segmental/megaprosthesis implant | Segmental/megaprosthesis implant - Tibial insert and hinge post | Zimmer Inc | SEGMENTAL ART SURF, SZ C, 14MM | 00-5850-030-14 | Standalone | DE0006999 | As per HSA registered indication(s)
Orthopaedics | Knee and hip replacement | Segmental/megaprosthesis implant | Segmental/megaprosthesis implant - Tibial insert and hinge post | Zimmer Inc | SEGMENTAL ART SURF, SZ C, 17MM | 00-5850-030-17 | Standalone | DE0006999 | As per HSA registered indication(s)
Orthopaedics | Knee and hip replacement | Segmental/megaprosthesis implant | Segmental/megaprosthesis implant - Tibial insert and hinge post | Zimmer Inc | SEGMENTAL ART SURF, SZ C, 20MM | 00-5850-030-20 | Standalone | DE0006999 | As per HSA registered indication(s)
Orthopaedics | Knee and hip replacement | Segmental/megaprosthesis implant | Segmental/megaprosthesis implant - Tibial insert and hinge post | Zimmer Inc | SEGMENTAL ART SURF, SZ C, 23MM | 00-5850-030-23 | Standalone | DE0006999 | As per HSA registered indication(s)
Orthopaedics | Knee and hip replacement | Segmental/megaprosthesis implant | Segmental/megaprosthesis implant - Tibial insert and hinge post | Zimmer Inc | SEGMENTAL ART SURF, SZ C, 26MM | 00-5850-030-26 | Standalone | DE0006999 | As per HSA registered indication(s)
Orthopaedics | Knee and hip replacement | Segmental/megaprosthesis implant | Segmental/megaprosthesis implant - Tibial insert and hinge post | Zimmer Inc | SEGMENTAL ART SURF, SZ D, 12MM | 00-5850-040-12 | Standalone | DE0013362 | As per HSA registered indication(s)
Orthopaedics | Knee and hip replacement | Segmental/megaprosthesis implant | Segmental/megaprosthesis implant - Tibial insert and hinge post | Zimmer Inc | SEGMENTAL ART SURF, SZ D, 14MM | 00-5850-040-14 | Standalone | DE0013362 | As per HSA registered indication(s)
Orthopaedics | Knee and hip replacement | Segmental/megaprosthesis implant | Segmental/megaprosthesis implant - Tibial insert and hinge post | Zimmer Inc | SEGMENTAL ART SURF, SZ D, 17MM | 00-5850-040-17 | Standalone | DE0013362 | As per HSA registered indication(s)
Orthopaedics | Knee and hip replacement | Segmental/megaprosthesis implant | Segmental/megaprosthesis implant - Tibial insert and hinge post | Zimmer Inc | SEGMENTAL ART SURF, SZ D, 20MM | 00-5850-040-20 | Standalone | DE0013362 | As per HSA registered indication(s)
Orthopaedics | Knee and hip replacement | Segmental/megaprosthesis implant | Segmental/megaprosthesis implant - Tibial insert and hinge post | Zimmer Inc | SEGMENTAL ART SURF, SZ D, 23MM | 00-5850-040-23 | Standalone | DE0013362 | As per HSA registered indication(s)
Orthopaedics | Knee and hip replacement | Segmental/megaprosthesis implant | Segmental/megaprosthesis implant - Tibial insert and hinge post | Zimmer Inc | SEGMENTAL ART SURF, SZ D, 26MM | 00-5850-040-26 | Standalone | DE0013362 | As per HSA registered indication(s)
Orthopaedics | Knee and hip replacement | Segmental/megaprosthesis implant | Segmental/megaprosthesis implant - Tibial insert and hinge post | Zimmer Inc | SEGMENTAL ART SURF, SZ E, 12MM | 00-5850-050-12 | Standalone | DE0013362 | As per HSA registered indication(s)
Orthopaedics | Knee and hip replacement | Segmental/megaprosthesis implant | Segmental/megaprosthesis implant - Tibial insert and hinge post | Zimmer Inc | SEGMENTAL ART SURF, SZ E, 14MM | 00-5850-050-14 | Standalone | DE0013362 | As per HSA registered indication(s)
Orthopaedics | Knee and hip replacement | Segmental/megaprosthesis implant | Segmental/megaprosthesis implant - Tibial insert and hinge post | Zimmer Inc | SEGMENTAL ART SURF, SZ E, 17MM | 00-5850-050-17 | Standalone | DE0013362 | As per HSA registered indication(s)
Orthopaedics | Knee and hip replacement | Segmental/megaprosthesis implant | Segmental/megaprosthesis implant - Tibial insert and hinge post | Zimmer Inc | SEGMENTAL ART SURF, SZ E, 20MM | 00-5850-050-20 | Standalone | DE0013362 | As per HSA registered indication(s)
Orthopaedics | Knee and hip replacement | Segmental/megaprosthesis implant | Segmental/megaprosthesis implant - Tibial insert and hinge post | Zimmer Inc | SEGMENTAL ART SURF, SZ E, 23MM | 00-5850-050-23 | Standalone | DE0013362 | As per HSA registered indication(s)
Orthopaedics | Knee and hip replacement | Segmental/megaprosthesis implant | Segmental/megaprosthesis implant - Tibial insert and hinge post | Zimmer Inc | SEGMENTAL ART SURF, SZ E, 26MM | 00-5850-050-26 | Standalone | DE0013362 | As per HSA registered indication(s)
Orthopaedics | Knee and hip replacement | Segmental/megaprosthesis implant | Segmental/megaprosthesis implant - Tibial insert and hinge post | Zimmer Inc | SEGMENTAL ART SURF, SZ F, 12MM | 00-5850-060-12 | Standalone | DE0013362 | As per HSA registered indication(s)
Orthopaedics | Knee and hip replacement | Segmental/megaprosthesis implant | Segmental/megaprosthesis implant - Tibial insert and hinge post | Zimmer Inc | SEGMENTAL ART SURF, SZ F, 14MM | 00-5850-060-14 | Standalone | DE0013362 | As per HSA registered indication(s)
Orthopaedics | Knee and hip replacement | Segmental/megaprosthesis implant | Segmental/megaprosthesis implant - Tibial insert and hinge post | Zimmer Inc | SEGMENTAL ART SURF, SZ F, 17MM | 00-5850-060-17 | Standalone | DE0013362 | As per HSA registered indication(s)
Orthopaedics | Knee and hip replacement | Segmental/megaprosthesis implant | Segmental/megaprosthesis implant - Tibial insert and hinge post | Zimmer Inc | SEGMENTAL ART SURF, SZ F, 20MM | 00-5850-060-20 | Standalone | DE0013362 | As per HSA registered indication(s)
Orthopaedics | Knee and hip replacement | Segmental/megaprosthesis implant | Segmental/megaprosthesis implant - Tibial insert and hinge post | Zimmer Inc | SEGMENTAL ART SURF, SZ F, 23MM | 00-5850-060-23 | Standalone | DE0013362 | As per HSA registered indication(s)
Orthopaedics | Knee and hip replacement | Segmental/megaprosthesis implant | Segmental/megaprosthesis implant - Tibial insert and hinge post | Zimmer Inc | SEGMENTAL ART SURF, SZ F, 26MM | 00-5850-060-26 | Standalone | DE0013362 | As per HSA registered indication(s)
Orthopaedics | Knee and hip replacement | Segmental/megaprosthesis implant | Segmental/megaprosthesis implant - Tibial rotating component | Stryker RHQ NL-LIM Limerick | GMRS TIB ROTATING SML COMP | 64953601 | Standalone | DE0003786 | As per HSA registered indication(s)
Orthopaedics | Knee and hip replacement | Segmental/megaprosthesis implant | Segmental/megaprosthesis implant - Tibial rotating component | Stryker RHQ NL-LIM Limerick | MRH TIB ROT COMP XS-XL | 64812100 | Standalone | DE0003786 | As per HSA registered indication(s)
Orthopaedics | Knee and hip replacement | Segmental/megaprosthesis implant | Segmental/megaprosthesis implant - Tibial tray | Stryker RHQ NL-LIM Limerick | MRH TIBIAL B/PLT KEEL SML 1 | 64813110 | Standalone | DE0003786 | As per HSA registered indication(s)
Orthopaedics | Knee and hip replacement | Segmental/megaprosthesis implant | Segmental/megaprosthesis implant - Tibial tray | Stryker RHQ NL-LIM Limerick | MRH tibia keel baseplate S2 | 64813111 | Standalone | DE0003786 | As per HSA registered indication(s)
Orthopaedics | Knee and hip replacement | Segmental/megaprosthesis implant | Segmental/megaprosthesis implant - Tissue attachment kit | Zimmer Inc | SEG PROXIMAL TM FEMUR FLAT 4MM WASHER KIT | 00-5850-032-14 | Standalone | DE0013362 | As per HSA registered indication(s)
Orthopaedics | Knee and hip replacement | Segmental/megaprosthesis implant | Segmental/megaprosthesis implant - Tissue attachment kit | Zimmer Inc | SEG PROXIMAL TM FEMUR FLAT 7MM WASHER KIT | 00-5850-032-17 | Standalone | DE0013362 | As per HSA registered indication(s)
Orthopaedics | Knee and hip replacement | Segmental/megaprosthesis implant | Segmental/megaprosthesis implant - Tissue attachment kit | Zimmer Inc | SEG PROXIMAL TM FEMUR CURVED 4MM WAHSER KIT | 00-5850-032-19 | Standalone | DE0013362 | As per HSA registered indication(s)
Orthopaedics | Knee and hip replacement | Segmental/megaprosthesis implant | Segmental/megaprosthesis implant - Tissue attachment kit | Zimmer Inc | SEG PROXIMAL TM WASHER KIT | 00-5850-000-11 | Standalone | DE0013362 | As per HSA registered indication(s)
Orthopaedics | Hip replacement - Femoral component | Femoral head | Femoral head - Ceramic/alternative | DePuy Orthopaedics | DELTA CER HEAD 9/10 32MM +3 | 136532130 | Standalone | DE0006672 | As per HSA registered indication(s)
Orthopaedics | Hip replacement - Femoral component | Femoral head | Femoral head - Ceramic/alternative | DePuy Orthopaedics | DELTA CER HEAD 12/14 32MM +1 | 136532310 | Standalone | DE0005672 | As per HSA registered indication(s)
Orthopaedics | Hip replacement - Femoral component | Femoral head | Femoral head - Ceramic/alternative | DePuy Orthopaedics | DELTA CER HEAD 12/14 32MM +5 | 136532320 | Standalone | DE0005672 | As per HSA registered indication(s)
Orthopaedics | Hip replacement - Femoral component | Femoral head | Femoral head - Ceramic/alternative | DePuy Orthopaedics | DELTA CER HEAD 12/14 36MM +5 | 136536320 | Standalone | DE0005672 | As per HSA registered indication(s)
Orthopaedics | Hip replacement - Femoral component | Femoral head | Femoral head - Ceramic/alternative | DePuy Orthopaedics | DELTA CER HEAD 12/14 36MM +1.5 | 136536310 | Standalone | DE0005672 | As per HSA registered indication(s)
Orthopaedics | Hip replacement - Femoral component | Femoral head | Femoral head - Ceramic/alternative | DePuy Orthopaedics | DELTA CER HEAD 12/14 28MM +5 | 136528320 | Standalone | DE0005672 | As per HSA registered indication(s)
Orthopaedics | Hip replacement - Femoral component | Femoral head | Femoral head - Ceramic/alternative | DePuy Orthopaedics | DELTA CER HEAD 12/14 28MM +1.5 | 136528310 | Standalone | DE0005672 | As per HSA registered indication(s)
Orthopaedics | Hip replacement - Femoral component | Femoral head | Femoral head - Ceramic/alternative | DePuy Orthopaedics | DELTA CER HEAD 12/14 32MM +9 | 136532330 | Standalone | DE0005672 | As per HSA registered indication(s)
Orthopaedics | Hip replacement - Femoral component | Femoral head | Femoral head - Ceramic/alternative | DePuy Orthopaedics | DELTA CER HEAD 12/14 28MM +8.5 | 136528330 | Standalone | DE0005672 | As per HSA registered indication(s)
Orthopaedics | Hip replacement - Femoral component | Femoral head | Femoral head - Ceramic/alternative | DePuy Orthopaedics | DELTA CER HEAD 12/14 36MM +8.5 | 136536330 | Standalone | DE0005672 | As per HSA registered indication(s)
Orthopaedics | Hip replacement - Femoral component | Femoral head | Femoral head - Ceramic/alternative | DePuy Orthopaedics | DELTA CER HEAD 12/14 36MM +12 | 136536340 | Standalone | DE0005672 | As per HSA registered indication(s)
Orthopaedics | Hip replacement - Femoral component | Femoral head | Femoral head - Ceramic/alternative | DePuy Orthopaedics | DELTA TS CER HD 12/14 36MM +1.5 | 136536710 | Standalone | DE0005672 | As per HSA registered indication(s)
Orthopaedics | Hip replacement - Femoral component | Femoral head | Femoral head - Ceramic/alternative | DePuy Orthopaedics | DELTA TS CER HD 12/14 36MM +12 | 136536740 | Standalone | DE0005672 | As per HSA registered indication(s)
Orthopaedics | Hip replacement - Femoral component | Femoral head | Femoral head - Ceramic/alternative | DePuy Orthopaedics | DELTA TS CER HD 12/14 36MM +5.0 | 136536720 | Standalone | DE0005672 | As per HSA registered indication(s)
Orthopaedics | Hip replacement - Femoral component | Femoral head | Femoral head - Ceramic/alternative | DePuy Orthopaedics | DELTA TS CER HD 12/14 36MM +8.5 | 136536730 | Standalone | DE0005672 | As per HSA registered indication(s)
Orthopaedics | Hip replacement - Femoral component | Femoral head | Femoral head - Ceramic/alternative | DePuy Orthopaedics | DELTA TS CER HEAD 12/14 28MM +1.5 | 136528710 | Standalone | DE0005672 | As per HSA registered indication(s)
Orthopaedics | Hip replacement - Femoral component | Femoral head | Femoral head - Ceramic/alternative | DePuy Orthopaedics | DELTA TS CER HEAD 12/14 28MM +12 | 136528740 | Standalone | DE0005672 | As per HSA registered indication(s)
Orthopaedics | Hip replacement - Femoral component | Femoral head | Femoral head - Ceramic/alternative | DePuy Orthopaedics | DELTA TS CER HEAD 12/14 28MM +5.0 | 136528720 | Standalone | DE0005672 | As per HSA registered indication(s)
Orthopaedics | Hip replacement - Femoral component | Femoral head | Femoral head - Ceramic/alternative | DePuy Orthopaedics | DELTA TS CER HEAD 12/14 28MM +8.5 | 136528730 | Standalone | DE0005672 | As per HSA registered indication(s)
Orthopaedics | Hip replacement - Femoral component | Femoral head | Femoral head - Ceramic/alternative | DePuy Orthopaedics | DELTA TS CER HEAD 12/14 32MM +1 | 136532710 | Standalone | DE0005672 | As per HSA registered indication(s)
Orthopaedics | Hip replacement - Femoral component | Femoral head | Femoral head - Ceramic/alternative | DePuy Orthopaedics | DELTA TS CER HEAD 12/14 32MM +5 | 136532720 | Standalone | DE0005672 | As per HSA registered indication(s)
Orthopaedics | Hip replacement - Femoral component | Femoral head | Femoral head - Ceramic/alternative | DePuy Orthopaedics | DELTA TS CER HEAD 12/14 32MM +9 | 136532730 | Standalone | DE0005672 | As per HSA registered indication(s)
Orthopaedics | Hip replacement - Femoral component | Femoral head | Femoral head - Ceramic/alternative | DePuy Orthopaedics | DELTA CER HEAD 11/13 36MM +0 | 136536210 | Standalone | DE0005672 | As per HSA registered indication(s)
Orthopaedics | Hip replacement - Femoral component | Femoral head | Femoral head - Ceramic/alternative | DePuy Orthopaedics | DELTA CER HEAD 11/13 36MM +3 | 136536220 | Standalone | DE0005672 | As per HSA registered indication(s)
Orthopaedics | Hip replacement - Femoral component | Femoral head | Femoral head - Ceramic/alternative | DePuy Orthopaedics | DELTA CER HEAD 11/13 36MM +6 | 136536230 | Standalone | DE0005672 | As per HSA registered indication(s)
Orthopaedics | Hip replacement - Femoral component | Femoral head | Femoral head - Ceramic/alternative | DePuy Orthopaedics | DELTA CER HEAD 11/13 36MM +9 | 136536240 | Standalone | DE0005672 | As per HSA registered indication(s)
Orthopaedics | Hip replacement - Femoral component | Femoral head | Femoral head - Ceramic/alternative | DePuy Orthopaedics | S ROM 36 +12 DELTA CERAMAX | 136536250 | Standalone | DE0005672 | As per HSA registered indication(s)
Orthopaedics | Hip replacement - Femoral component | Femoral head | Femoral head - Ceramic/alternative | Smith+Nephew | OXINIUM FEM HD 12/14 28MM +0 | 71342800 | Standalone | DE0001162 | As per HSA registered indication(s)
Orthopaedics | Hip replacement - Femoral component | Femoral head | Femoral head - Ceramic/alternative | Smith+Nephew | OXINIUM FEM HD 12/14 32MM -3 | 71343203 | Standalone | DE0001162 | As per HSA registered indication(s)
Orthopaedics | Hip replacement - Femoral component | Femoral head | Femoral head - Ceramic/alternative | Smith+Nephew | OXINIUM FEM HD 12/14 28MM +4 | 71342804 | Standalone | DE0001162 | As per HSA registered indication(s)
Orthopaedics | Hip replacement - Femoral component | Femoral head | Femoral head - Ceramic/alternative | Smith+Nephew | OXINIUM FEM HD 12/14 32MM +4 | 71343204 | Standalone | DE0001162 | As per HSA registered indication(s)
Orthopaedics | Hip replacement - Femoral component | Femoral head | Femoral head - Ceramic/alternative | Smith+Nephew | OXINIUM FEM HD 12/14 36 MM +0 | 71343600 | Standalone | DE0000662 | As per HSA registered indication(s)
Orthopaedics | Hip replacement - Femoral component | Femoral head | Femoral head - Ceramic/alternative | Smith+Nephew | OXINIUM FEM HD 12/14 36 MM M/+4 | 71343604 | Standalone | DE0000662 | As per HSA registered indication(s)
Orthopaedics | Hip replacement - Femoral component | Femoral head | Femoral head - Ceramic/alternative | Smith+Nephew | OXINIUM FEM HD 12/14 36 MM M/+8 | 71343608 | Standalone | DE0000662 | As per HSA registered indication(s)
Orthopaedics | Hip replacement - Femoral component | Femoral head | Femoral head - Ceramic/alternative | Smith+Nephew | OXINIUM FEM HD 12/14 28MM -3 | 71342803 | Standalone | DE0001162 | As per HSA registered indication(s)
Orthopaedics | Hip replacement - Femoral component | Femoral head | Femoral head - Ceramic/alternative | Smith+Nephew | OXINIUM FEM HD 12/14 28MM +8 | 71342808 | Standalone | DE0001162 | As per HSA registered indication(s)
Orthopaedics | Hip replacement - Femoral component | Femoral head | Femoral head - Ceramic/alternative | Smith+Nephew | OXINIUM FEM HD 12/14 32MM +8 | 71343208 | Standalone | DE0001162 | As per HSA registered indication(s)
Orthopaedics | Hip replacement - Femoral component | Femoral head | Femoral head - Ceramic/alternative | Smith+Nephew | OXINIUM FEM HD 12/14 28MM +12 | 71342812 | Standalone | DE0001162 | As per HSA registered indication(s)
Orthopaedics | Hip replacement - Femoral component | Femoral head | Femoral head - Ceramic/alternative | Smith+Nephew | OXINIUM FEM HD 12/14 28MM +16 | 71342816 | Standalone | DE0001162 | As per HSA registered indication(s)
Orthopaedics | Hip replacement - Femoral component | Femoral head | Femoral head - Ceramic/alternative | Smith+Nephew | OXINIUM FEM HD 12/14 32MM +12 | 71343212 | Standalone | DE0001162 | As per HSA registered indication(s)
Orthopaedics | Hip replacement - Femoral component | Femoral head | Femoral head - Ceramic/alternative | Smith+Nephew | OXINIUM FEM HD 12/14 32MM +16 | 71343216 | Standalone | DE0001162 | As per HSA registered indication(s)
Orthopaedics | Hip replacement - Femoral component | Femoral head | Femoral head - Ceramic/alternative | Smith+Nephew | OXINIUM FEM HD 12/14 36 MM XL/+12 | 71343612 | Standalone | DE0000662 | As per HSA registered indication(s)
Orthopaedics | Hip replacement - Femoral component | Femoral head | Femoral head - Ceramic/alternative | Smith+Nephew | OXINIUM FEM HD 12/14 36 MM -3 | 71343603 | Standalone | DE0000662 | As per HSA registered indication(s)
Orthopaedics | Hip replacement - Femoral component | Femoral head | Femoral head - Ceramic/alternative | Smith+Nephew | OXINIUM FEM HD 12/14 32MM +0 | 71343200 | Standalone | DE0001162 | As per HSA registered indication(s)
Orthopaedics | Hip replacement - Femoral component | Femoral head | Femoral head - Ceramic/alternative | Smith+Nephew | OXINIUM Head Sizes 12/14 Taper +0 22mm | 71342200 | Standalone | DE0003729 | As per HSA registered indication(s)
Orthopaedics | Hip replacement - Femoral component | Femoral head | Femoral head - Ceramic/alternative | Smith+Nephew | OXINIUM Head Sizes 12/14 Taper +4 22mm | 71342204 | Standalone | DE0003729 | As per HSA registered indication(s)
Orthopaedics | Hip replacement - Femoral component | Femoral head | Femoral head - Ceramic/alternative | Smith+Nephew | OXINIUM Head Sizes 12/14 Taper +8 22mm | 71342208 | Standalone | DE0003729 | As per HSA registered indication(s)
Orthopaedics | Hip replacement - Femoral component | Femoral head | Femoral head - Ceramic/alternative | Stryker RHQ NL-SHC Cork | ALUMINA C-TAPER HEAD 28MM/+5 | 172805E | Standalone | DE0003809 | As per HSA registered indication(s)
Orthopaedics | Hip replacement - Femoral component | Femoral head | Femoral head - Ceramic/alternative | Stryker RHQ NL-SHC Cork | ALUMINA C-TAPER HEAD 28MM/0 | 172800E | Standalone | DE0003809 | As per HSA registered indication(s)
Orthopaedics | Hip replacement - Femoral component | Femoral head | Femoral head - Ceramic/alternative | Stryker RHQ NL-SHC Cork | ALUMINA C-TAPER HEAD 28MM/-2.5 | 17283E | Standalone | DE0003809 | As per HSA registered indication(s)
Orthopaedics | Hip replacement - Femoral component | Femoral head | Femoral head - Ceramic/alternative | Stryker RHQ NL-SHC Cork | ALUMINA C-TAPER HEAD 32MM/+5 | 173205E | Standalone | DE0003809 | As per HSA registered indication(s)
Orthopaedics | Hip replacement - Femoral component | Femoral head | Femoral head - Ceramic/alternative | Stryker RHQ NL-SHC Cork | ALUMINA C-TAPER HEAD 32MM/0 | 173200E | Standalone | DE0003809 | As per HSA registered indication(s)
Orthopaedics | Hip replacement - Femoral component | Femoral head | Femoral head - Ceramic/alternative | Stryker RHQ NL-SHC Cork | ALUMINA C-TAPER HEAD 32MM/-2.5 | 17323E | Standalone | DE0003809 | As per HSA registered indication(s)
Orthopaedics | Hip replacement - Femoral component | Femoral head | Femoral head - Ceramic/alternative | Stryker RHQ NL-SHC Cork | ALUMINA C-TAPER HEAD 36MM/+5 | 173605E | Standalone | DE0003809 | As per HSA registered indication(s)
Orthopaedics | Hip replacement - Femoral component | Femoral head | Femoral head - Ceramic/alternative | Stryker RHQ NL-SHC Cork | ALUMINA C-TAPER HEAD 36MM/0 | 173600E | Standalone | DE0003809 | As per HSA registered indication(s)
Orthopaedics | Hip replacement - Femoral component | Femoral head | Femoral head - Ceramic/alternative | Stryker RHQ NL-SHC Cork | ALUMINA C-TAPER HEAD 36MM/-5 | 17365E | Standalone | DE0003809 | As per HSA registered indication(s)
Orthopaedics | Hip replacement - Femoral component | Femoral head | Femoral head - Ceramic/alternative | Stryker RHQ NL-SHC Cork | DELTA C-TAPER HEAD 28mm +0 | 182800 | Standalone | DE0003748 | As per HSA registered indication(s)
Orthopaedics | Hip replacement - Femoral component | Femoral head | Femoral head - Ceramic/alternative | Stryker RHQ NL-SHC Cork | DELTA C-TAPER HEAD 28mm +2.5 | 182825 | Standalone | DE0003748 | As per HSA registered indication(s)
Orthopaedics | Hip replacement - Femoral component | Femoral head | Femoral head - Ceramic/alternative | Stryker RHQ NL-SHC Cork | DELTA C-TAPER HEAD 28mm +5 | 182805 | Standalone | DE0003748 | As per HSA registered indication(s)
Orthopaedics | Hip replacement - Femoral component | Femoral head | Femoral head - Ceramic/alternative | Stryker RHQ NL-SHC Cork | DELTA C-TAPER HEAD 28mm -2.5 | 18283 | Standalone | DE0003748 | As per HSA registered indication(s)
Orthopaedics | Hip replacement - Femoral component | Femoral head | Femoral head - Ceramic/alternative | Stryker RHQ NL-SHC Cork | DELTA C-TAPER HEAD 32mm +0 | 183200 | Standalone | DE0003748 | As per HSA registered indication(s)
Orthopaedics | Hip replacement - Femoral component | Femoral head | Femoral head - Ceramic/alternative | Stryker RHQ NL-SHC Cork | DELTA C-TAPER HEAD 32mm +2.5 | 183225 | Standalone | DE0003748 | As per HSA registered indication(s)
Orthopaedics | Hip replacement - Femoral component | Femoral head | Femoral head - Ceramic/alternative | Stryker RHQ NL-SHC Cork | DELTA C-TAPER HEAD 32mm +5 | 183205 | Standalone | DE0003748 | As per HSA registered indication(s)
Orthopaedics | Hip replacement - Femoral component | Femoral head | Femoral head - Ceramic/alternative | Stryker RHQ NL-SHC Cork | DELTA C-TAPER HEAD 32mm -2.5 | 18323 | Standalone | DE0003748 | As per HSA registered indication(s)
Orthopaedics | Hip replacement - Femoral component | Femoral head | Femoral head - Ceramic/alternative | Stryker RHQ NL-SHC Cork | DELTA C-TAPER HEAD 36mm +0 | 183600 | Standalone | DE0003748 | As per HSA registered indication(s)
Orthopaedics | Hip replacement - Femoral component | Femoral head | Femoral head - Ceramic/alternative | Stryker RHQ NL-SHC Cork | DELTA C-TAPER HEAD 36mm +2.5 | 183625 | Standalone | DE0003748 | As per HSA registered indication(s)
Orthopaedics | Hip replacement - Femoral component | Femoral head | Femoral head - Ceramic/alternative | Stryker RHQ NL-SHC Cork | DELTA C-TAPER HEAD 36mm +5 | 183605 | Standalone | DE0003748 | As per HSA registered indication(s)
Orthopaedics | Hip replacement - Femoral component | Femoral head | Femoral head - Ceramic/alternative | Stryker RHQ NL-SHC Cork | DELTA C-TAPER HEAD 36mm +7.5 | 183675 | Standalone | DE0003748 | As per HSA registered indication(s)
Orthopaedics | Hip replacement - Femoral component | Femoral head | Femoral head - Ceramic/alternative | Stryker RHQ NL-SHC Cork | DELTA C-TAPER HEAD 36mm -2.5 | 18363 | Standalone | DE0003748 | As per HSA registered indication(s)
Orthopaedics | Hip replacement - Femoral component | Femoral head | Femoral head - Ceramic/alternative | Stryker RHQ NL-SHC Cork | DELTA C-TAPER HEAD 36mm -5 | 18365 | Standalone | DE0003748 | As per HSA registered indication(s)
Orthopaedics | Hip replacement - Femoral component | Femoral head | Femoral head - Ceramic/alternative | Stryker RHQ NL-SHC Cork | DELTA V-40 CERAMIC HEAD 32/-4 | 65700032 | Standalone | DE0003748 | As per HSA registered indication(s)
Orthopaedics | Hip replacement - Femoral component | Femoral head | Femoral head - Ceramic/alternative | Stryker RHQ NL-SHC Cork | DELTA V-40 CERAMIC HEAD 36/-5 | 65700036 | Standalone | DE0003748 | As per HSA registered indication(s)
Orthopaedics | Hip replacement - Femoral component | Femoral head | Femoral head - Ceramic/alternative | Stryker RHQ NL-SHC Cork | DELTA V-40 CERAMIC HEAD 32/0 | 65700132 | Standalone | DE0003748 | As per HSA registered indication(s)
Orthopaedics | Hip replacement - Femoral component | Femoral head | Femoral head - Ceramic/alternative | Stryker RHQ NL-SHC Cork | DELTA V-40 CERAMIC HEAD 32/+4 | 65700232 | Standalone | DE0003748 | As per HSA registered indication(s)
Orthopaedics | Hip replacement - Femoral component | Femoral head | Femoral head - Ceramic/alternative | Stryker RHQ NL-SHC Cork | DELTA V-40 CERAMIC HEAD 28/0 | 65700128 | Standalone | DE0003748 | As per HSA registered indication(s)
Orthopaedics | Hip replacement - Femoral component | Femoral head | Femoral head - Ceramic/alternative | Stryker RHQ NL-SHC Cork | DELTA V-40 CERAMIC HEAD 36/+5 | 65700236 | Standalone | DE0003748 | As per HSA registered indication(s)
Orthopaedics | Hip replacement - Femoral component | Femoral head | Femoral head - Ceramic/alternative | Stryker RHQ NL-SHC Cork | DELTA V-40 CERAMIC HEAD 36/0 | 65700136 | Standalone | DE0003748 | As per HSA registered indication(s)
Orthopaedics | Hip replacement - Femoral component | Femoral head | Femoral head - Ceramic/alternative | Stryker RHQ NL-SHC Cork | DELTA V-40 CERAMIC HEAD 28/+4 | 65700228 | Standalone | DE0003748 | As per HSA registered indication(s)
Orthopaedics | Hip replacement - Femoral component | Femoral head | Femoral head - Ceramic/alternative | Stryker RHQ NL-SHC Cork | DELTA V-40 CERAMIC HEAD 28/-2.7 | 65700328 | Standalone | DE0003748 | As per HSA registered indication(s)
Orthopaedics | Hip replacement - Femoral component | Femoral head | Femoral head - Ceramic/alternative | Stryker RHQ NL-SHC Cork | DELTA V-40 CERAMIC HEAD 28/-4 | 65700028 | Standalone | DE0003748 | As per HSA registered indication(s)
Orthopaedics | Hip replacement - Femoral component | Femoral head | Femoral head - Ceramic/alternative | Stryker RHQ NL-SHC Cork | DELTA V-40 CERAMIC HEAD 36/+2.5 | 65700536 | Standalone | DE0003748 | As per HSA registered indication(s)
Orthopaedics | Hip replacement - Femoral component | Femoral head | Femoral head - Ceramic/alternative | Stryker RHQ NL-SHC Cork | DELTA V-40 CERAMIC HEAD 36/+7.5 | 65700736 | Standalone | DE0003748 | As per HSA registered indication(s)
Orthopaedics | Hip replacement - Femoral component | Femoral head | Femoral head - Ceramic/alternative | Stryker RHQ NL-SHC Cork | DELTA V-40 CERAMIC HEAD 36/-2.5 | 65700436 | Standalone | DE0003748 | As per HSA registered indication(s)
Orthopaedics | Hip replacement - Femoral component | Femoral head | Femoral head - Ceramic/alternative | Stryker RHQ NL-SHC Cork | ALUMINA V40-FEMORAL HEAD 32MM, +4MM NK | 65650232 | Standalone | DE0003389 | As per HSA registered indication(s)
Orthopaedics | Hip replacement - Femoral component | Femoral head | Femoral head - Ceramic/alternative | Stryker RHQ NL-SHC Cork | ALUMINA V40-FEMORAL HEAD 28MM, +0MM NK | 65650128 | Standalone | DE0003389 | As per HSA registered indication(s)
Orthopaedics | Hip replacement - Femoral component | Femoral head | Femoral head - Ceramic/alternative | Stryker RHQ NL-SHC Cork | ALUMINA V40-FEMORAL HEAD 28MM, +4MM NK | 65650228 | Standalone | DE0003389 | As per HSA registered indication(s)
Orthopaedics | Hip replacement - Femoral component | Femoral head | Femoral head - Ceramic/alternative | Stryker RHQ NL-SHC Cork | ALUMINA V40-FEMORAL HEAD 28MM, -2.7MM | 65650028 | Standalone | DE0003389 | As per HSA registered indication(s)
Orthopaedics | Hip replacement - Femoral component | Femoral head | Femoral head - Ceramic/alternative | Stryker RHQ NL-SHC Cork | ALUMINA V40-FEMORAL HEAD 32MM, +0MM NK | 65650132 | Standalone | DE0003389 | As per HSA registered indication(s)
Orthopaedics | Hip replacement - Femoral component | Femoral head | Femoral head - Ceramic/alternative | Stryker RHQ NL-SHC Cork | ALUMINA V40-FEMORAL HEAD 32MM, -4MM NK | 65650032 | Standalone | DE0003389 | As per HSA registered indication(s)
Orthopaedics | Hip replacement - Femoral component | Femoral head | Femoral head - Ceramic/alternative | Stryker RHQ NL-SHC Cork | ALUMINA V40-FEMORAL HEAD 36MM, +0MM NK | 65650136 | Standalone | DE0003389 | As per HSA registered indication(s)
Orthopaedics | Hip replacement - Femoral component | Femoral head | Femoral head - Ceramic/alternative | Stryker RHQ NL-SHC Cork | ALUMINA V40-FEMORAL HEAD 36MM, +5MM NK | 65650236 | Standalone | DE0003389 | As per HSA registered indication(s)
Orthopaedics | Hip replacement - Femoral component | Femoral head | Femoral head - Ceramic/alternative | Stryker RHQ NL-SHC Cork | ALUMINA V40-FEMORAL HEAD 36MM, -5MM NK | 65650036 | Standalone | DE0003389 | As per HSA registered indication(s)
Orthopaedics | Hip replacement - Femoral component | Femoral head | Femoral head - Ceramic/alternative | Zimmer Gmbh | BIOLOX DELTA FEM HD 28MM +0 | 00-8775-028-02 | Standalone | DE0006090 | As per HSA registered indication(s)
Orthopaedics | Hip replacement - Femoral component | Femoral head | Femoral head - Ceramic/alternative | Zimmer Gmbh | BIOLOX DELTA FEM HD 28MM -3.5 | 00-8775-028-01 | Standalone | DE0006090 | As per HSA registered indication(s)
Orthopaedics | Hip replacement - Femoral component | Femoral head | Femoral head - Ceramic/alternative | Zimmer Gmbh | BIOLOX DELTA FEM HD 32MM -3.5 | 00-8775-032-01 | Standalone | DE0006090 | As per HSA registered indication(s)
Orthopaedics | Hip replacement - Femoral component | Femoral head | Femoral head - Ceramic/alternative | Zimmer Gmbh | BIOLOX DELTA FEM HD 32MM +0 | 00-8775-032-02 | Standalone | DE0006090 | As per HSA registered indication(s)
Orthopaedics | Hip replacement - Femoral component | Femoral head | Femoral head - Ceramic/alternative | Zimmer Gmbh | BIOLOX DELTA FEM HD 36MM -3.5 | 00-8775-036-01 | Standalone | DE0006090 | As per HSA registered indication(s)
Orthopaedics | Hip replacement - Femoral component | Femoral head | Femoral head - Ceramic/alternative | Zimmer Gmbh | BIOLOX DELTA FEM HD 28MM +3.5 | 00-8775-028-03 | Standalone | DE0006090 | As per HSA registered indication(s)
Orthopaedics | Hip replacement - Femoral component | Femoral head | Femoral head - Ceramic/alternative | Zimmer Gmbh | BIOLOX DELTA FEM HD 32MM +3.5 | 00-8775-032-03 | Standalone | DE0006090 | As per HSA registered indication(s)
Orthopaedics | Hip replacement - Femoral component | Femoral head | Femoral head - Ceramic/alternative | Zimmer Gmbh | BIOLOX DELTA FEM HD 36MM +0 | 00-8775-036-02 | Standalone | DE0006090 | As per HSA registered indication(s)
Orthopaedics | Hip replacement - Femoral component | Femoral head | Femoral head - Ceramic/alternative | Zimmer Gmbh | BIOLOX DELTA FEM HD 36MM +3.5 | 00-8775-036-03 | Standalone | DE0006090 | As per HSA registered indication(s)
Orthopaedics | Hip replacement - Femoral component | Femoral head | Femoral head - Ceramic/alternative | Zimmer Gmbh | BIOLOX DELTA FEM HD 32MM +7.0 | 00-8775-032-04 | Standalone | DE0006090 | As per HSA registered indication(s)
Orthopaedics | Hip replacement - Femoral component | Femoral head | Femoral head - Ceramic/alternative | Zimmer Gmbh | BIOLOX DELTA FEM HD 36MM +7.0 | 00-8775-036-04 | Standalone | DE0006090 | As per HSA registered indication(s)
Orthopaedics | Hip replacement - Femoral component | Femoral head | Femoral head - Ceramic/alternative | Zimmer Inc | BIOLOX DELTA MODULAR CERAMIC HEAD, 28MM 3.5MM NECK, TYPE 12/14 (5 DEGREE 42) TAPER | 650-0830 | Standalone | DE0013921 | As per HSA registered indication(s)
Orthopaedics | Hip replacement - Femoral component | Femoral head | Femoral head - Ceramic/alternative | Zimmer Inc | BIOLOX DELTA MODULAR CERAMIC HEAD, 32MM +4.0MM NECK, TYPE 12/14 (5 DEGREE 42) TAPER | 650-0835 | Standalone | DE0013921 | As per HSA registered indication(s)
Orthopaedics | Hip replacement - Femoral component | Femoral head | Femoral head - Ceramic/alternative | Zimmer Inc | BIOLOX DELTA MODULAR CERAMIC HEAD, 32MM 4.0MM NECK, TYPE 12/14 (5 DEGREE 42) TAPER | 650-0833 | Standalone | DE0013921 | As per HSA registered indication(s)
Orthopaedics | Hip replacement - Femoral component | Femoral head | Femoral head - Ceramic/alternative | Zimmer Inc | BIOLOX DELTA MODULAR CERAMIC HEAD, 32MM STANDARD NECK, TYPE 12/14 (5 DEGREE 42) TAPER | 650-0834 | Standalone | DE0013921 | As per HSA registered indication(s)
Orthopaedics | Hip replacement - Femoral component | Femoral head | Femoral head - Ceramic/alternative | Zimmer Inc | BIOLOX DELTA MODULAR CERAMIC HEAD, 36MM STANDARD NECK, TYPE 12/14 (5 DEGREE 42) TAPER | 650-0837 | Standalone | DE0013921 | As per HSA registered indication(s)
Orthopaedics | Hip replacement - Femoral component | Femoral head | Femoral head - Ceramic/alternative | Zimmer Inc | BIOLOX DELTA MODULAR CERAMIC HEAD, 28MM +3.5MM NECK, TYPE 12/14 (5 DEGREE 42) TAPER | 650-0832 | Standalone | DE0013921 | As per HSA registered indication(s)
Orthopaedics | Hip replacement - Femoral component | Femoral head | Femoral head - Ceramic/alternative | Zimmer Inc | BIOLOX DELTA MODULAR CERAMIC HEAD, 28MM STANDARD NECK, TYPE 12/14 (5 DEGREE 42) TAPER | 650-0831 | Standalone | DE0013921 | As per HSA registered indication(s)
Orthopaedics | Hip replacement - Femoral component | Femoral head | Femoral head - Ceramic/alternative | Zimmer Inc | BIOLOX DELTA MODULAR CERAMIC HEAD, 36MM +3MM NECK, TYPE 1 TAPER | 650-0662 | Standalone | DE0013921 | As per HSA registered indication(s)
Orthopaedics | Hip replacement - Femoral component | Femoral head | Femoral head - Ceramic/alternative | Zimmer Inc | BIOLOX DELTA MODULAR CERAMIC HEAD, 36MM +4.0MM NECK, TYPE 12/14 (5 DEGREE 42) TAPER | 650-0838 | Standalone | DE0013921 | As per HSA registered indication(s)
Orthopaedics | Hip replacement - Femoral component | Femoral head | Femoral head - Ceramic/alternative | Zimmer Inc | BIOLOX DELTA MODULAR CERAMIC HEAD, 36MM +6MM NECK, TYPE 1 TAPER | 650-0663 | Standalone | DE0013921 | As per HSA registered indication(s)
Orthopaedics | Hip replacement - Femoral component | Femoral head | Femoral head - Ceramic/alternative | Zimmer Inc | BIOLOX DELTA MODULAR CERAMIC HEAD, 36MM +8MM NECK, TYPE 12/14 (5 DEGREE 42) TAPER | 650-0667 | Standalone | DE0013921 | As per HSA registered indication(s)
Orthopaedics | Hip replacement - Femoral component | Femoral head | Femoral head - Ceramic/alternative | Zimmer Inc | BIOLOX DELTA MODULAR CERAMIC HEAD, 36MM 3MM NECK, TYPE 1 TAPER | 650-0660 | Standalone | DE0013921 | As per HSA registered indication(s)
Orthopaedics | Hip replacement - Femoral component | Femoral head | Femoral head - Ceramic/alternative | Zimmer Inc | BIOLOX DELTA MODULAR CERAMIC HEAD, 36MM 4.0MM NECK, TYPE 12/14 (5 DEGREE 42) TAPER | 650-0836 | Standalone | DE0013921 | As per HSA registered indication(s)
Orthopaedics | Hip replacement - Femoral component | Femoral head | Femoral head - Ceramic/alternative | Zimmer Inc | BIOLOX DELTA MODULAR CERAMIC HEAD, 36MM STANDARD NECK, TYPE 1 TAPER | 650-0661 | Standalone | DE0013921 | As per HSA registered indication(s)
Orthopaedics | Hip replacement - Femoral component | Femoral head | Femoral head - Ceramic/alternative | Zimmer Inc | BIOLOX DELTA MODULAR CERAMIC HEAD, D28MM +3MM NECK, TYPE 1 TAPER | 650-1157 | Standalone | DE0013921 | As per HSA registered indication(s)
Orthopaedics | Hip replacement - Femoral component | Femoral head | Femoral head - Ceramic/alternative | Zimmer Inc | BIOLOX DELTA MODULAR CERAMIC HEAD, D28MM 3MM NECK, TYPE 1 TAPER | 650-1159 | Standalone | DE0013921 | As per HSA registered indication(s)
Orthopaedics | Hip replacement - Femoral component | Femoral head | Femoral head - Ceramic/alternative | Zimmer Inc | BIOLOX DELTA MODULAR CERAMIC HEAD, D28MM STANDARD NECK, TYPE 1 TAPER | 650-1158 | Standalone | DE0013921 | As per HSA registered indication(s)
Orthopaedics | Hip replacement - Femoral component | Femoral head | Femoral head - Ceramic/alternative | Zimmer Inc | BIOLOX DELTA MODULAR CERAMIC HEAD, D32MM +3 NECK, TYPE 1 TAPER | 650-1161 | Standalone | DE0013921 | As per HSA registered indication(s)
Orthopaedics | Hip replacement - Femoral component | Femoral head | Femoral head - Ceramic/alternative | Zimmer Inc | BIOLOX DELTA MODULAR CERAMIC HEAD, D32MM +6 NECK TYPE 1 TAPER | 650-1160 | Standalone | DE0013921 | As per HSA registered indication(s)
Orthopaedics | Hip replacement - Femoral component | Femoral head | Femoral head - Ceramic/alternative | Zimmer Inc | BIOLOX DELTA MODULAR CERAMIC HEAD, D32MM 3 NECK, TYPE 1 TAPER | 650-1163 | Standalone | DE0013921 | As per HSA registered indication(s)
Orthopaedics | Hip replacement - Femoral component | Femoral head | Femoral head - Ceramic/alternative | Zimmer Inc | BIOLOX DELTA MODULAR CERAMIC HEAD, D32MM STANDARD NECK, TYPE 1 TAPER | 650-1162 | Standalone | DE0013921 | As per HSA registered indication(s)
Orthopaedics | Hip replacement - Femoral component | Femoral head | Femoral head - Metal | DePuy Orthopaedics | 22.225 +4 Articuleze 12/14 Standard Metal head | 136529000 | Standalone | DE0000350 | As per HSA registered indication(s)
Orthopaedics | Hip replacement - Femoral component | Femoral head | Femoral head - Metal | DePuy Orthopaedics | 22.225 +7 Articuleze 12/14 Standard Metal head | 136530000 | Standalone | DE0000350 | As per HSA registered indication(s)
Orthopaedics | Hip replacement - Femoral component | Femoral head | Femoral head - Metal | DePuy Orthopaedics | ARTICUL/EZE BALL 32 +1 GR | 136521000 | Standalone | DE0000350 | As per HSA registered indication(s)
Orthopaedics | Hip replacement - Femoral component | Femoral head | Femoral head - Metal | DePuy Orthopaedics | ARTICUL/EZE BALL 32 +13 BLK | 136524000 | Standalone | DE0000350 | As per HSA registered indication(s)
Orthopaedics | Hip replacement - Femoral component | Femoral head | Femoral head - Metal | DePuy Orthopaedics | ARTICUL/EZE BALL 32 +5 BR | 136522000 | Standalone | DE0000350 | As per HSA registered indication(s)
Orthopaedics | Hip replacement - Femoral component | Femoral head | Femoral head - Metal | DePuy Orthopaedics | ARTICUL/EZE BALL 32 +9 BL | 136523000 | Standalone | DE0000350 | As per HSA registered indication(s)
Orthopaedics | Hip replacement - Femoral component | Femoral head | Femoral head - Metal | DePuy Orthopaedics | ARTICUL/EZE BALL 28 +1.5 GR | 136511000 | Standalone | DE0000350 | As per HSA registered indication(s)
Orthopaedics | Hip replacement - Femoral component | Femoral head | Femoral head - Metal | DePuy Orthopaedics | ARTICUL/EZE BALL 28 +12 BLK | 136514000 | Standalone | DE0000350 | As per HSA registered indication(s)
Orthopaedics | Hip replacement - Femoral component | Femoral head | Femoral head - Metal | DePuy Orthopaedics | ARTICUL/EZE BALL 28 +15.5 WH | 136515000 | Standalone | DE0000350 | As per HSA registered indication(s)
Orthopaedics | Hip replacement - Femoral component | Femoral head | Femoral head - Metal | DePuy Orthopaedics | ARTICUL/EZE BALL 28 +5 BR | 136512000 | Standalone | DE0000350 | As per HSA registered indication(s)
Orthopaedics | Hip replacement - Femoral component | Femoral head | Femoral head - Metal | DePuy Orthopaedics | ARTICUL/EZE BALL 28 +8.5 BL | 136513000 | Standalone | DE0000350 | As per HSA registered indication(s)
Orthopaedics | Hip replacement - Femoral component | Femoral head | Femoral head - Metal | DePuy Orthopaedics | Articul/eze Femoral Head 28mm +12 12/14 Cone | 136514500 | Standalone | DE0005672 | As per HSA registered indication(s)
Orthopaedics | Hip replacement - Femoral component | Femoral head | Femoral head - Metal | DePuy Orthopaedics | Articul/eze Femoral Head 28mm +15.5 12/14 Cone | 136515500 | Standalone | DE0005672 | As per HSA registered indication(s)
Orthopaedics | Hip replacement - Femoral component | Femoral head | Femoral head - Metal | DePuy Orthopaedics | ARTICULEZE M 28MM 1.5 | 136511500 | Standalone | DE0005672 | As per HSA registered indication(s)
Orthopaedics | Hip replacement - Femoral component | Femoral head | Femoral head - Metal | DePuy Orthopaedics | ARTICULEZE M 28MM 5 | 136512500 | Standalone | DE0005672 | As per HSA registered indication(s)
Orthopaedics | Hip replacement - Femoral component | Femoral head | Femoral head - Metal | DePuy Orthopaedics | ARTICULEZE M 28MM 8.5 | 136513500 | Standalone | DE0005672 | As per HSA registered indication(s)
Orthopaedics | Hip replacement - Femoral component | Femoral head | Femoral head - Metal | DePuy Orthopaedics | S-ROM M 28MM HEAD +0 | 136516500 | Standalone | DE0005672 | As per HSA registered indication(s)
Orthopaedics | Hip replacement - Femoral component | Femoral head | Femoral head - Metal | DePuy Orthopaedics | S-ROM M 28MM HEAD +3 | 136517500 | Standalone | DE0005672 | As per HSA registered indication(s)
Orthopaedics | Hip replacement - Femoral component | Femoral head | Femoral head - Metal | DePuy Orthopaedics | S-ROM M 28MM HEAD +6 | 136518500 | Standalone | DE0005672 | As per HSA registered indication(s)
Orthopaedics | Hip replacement - Femoral component | Femoral head | Femoral head - Metal | DePuy Orthopaedics | S-ROM M 36MM HEAD +12 | 136536000 | Standalone | DE0005672 | As per HSA registered indication(s)
Orthopaedics | Hip replacement - Femoral component | Femoral head | Femoral head - Metal | DePuy Orthopaedics | S-ROM M 36MM HEAD -3 | 136526000 | Standalone | DE0005672 | As per HSA registered indication(s)
Orthopaedics | Hip replacement - Femoral component | Femoral head | Femoral head - Metal | DePuy Orthopaedics | S-ROM M HEAD 36MM +0 | 136531000 | Standalone | DE0005672 | As per HSA registered indication(s)
Orthopaedics | Hip replacement - Femoral component | Femoral head | Femoral head - Metal | DePuy Orthopaedics | S-ROM M HEAD 36MM +12 | 136535000 | Standalone | DE0005672 | As per HSA registered indication(s)
Orthopaedics | Hip replacement - Femoral component | Femoral head | Femoral head - Metal | DePuy Orthopaedics | S-ROM M HEAD 36MM +3 | 136532000 | Standalone | DE0005672 | As per HSA registered indication(s)
Orthopaedics | Hip replacement - Femoral component | Femoral head | Femoral head - Metal | DePuy Orthopaedics | S-ROM M HEAD 36MM +6 | 136533000 | Standalone | DE0005672 | As per HSA registered indication(s)
Orthopaedics | Hip replacement - Femoral component | Femoral head | Femoral head - Metal | DePuy Orthopaedics | S-ROM M HEAD 36MM +9 | 136534000 | Standalone | DE0005672 | As per HSA registered indication(s)
Orthopaedics | Hip replacement - Femoral component | Femoral head | Femoral head - Metal | Smith+Nephew | COCR 12/14 FEM HEAD 22 + 0 | 71302200 | Standalone | DE0000271 | As per HSA registered indication(s)
Orthopaedics | Hip replacement - Femoral component | Femoral head | Femoral head - Metal | Smith+Nephew | COCR 12/14 FEM HEAD 22 + 12 | 71302212 | Standalone | DE0000271 | As per HSA registered indication(s)
Orthopaedics | Hip replacement - Femoral component | Femoral head | Femoral head - Metal | Smith+Nephew | COCR 12/14 FEM HEAD 22 + 4 | 71302204 | Standalone | DE0000271 | As per HSA registered indication(s)
Orthopaedics | Hip replacement - Femoral component | Femoral head | Femoral head - Metal | Smith+Nephew | COCR 12/14 FEM HEAD 22 + 8 | 71302208 | Standalone | DE0000271 | As per HSA registered indication(s)
Orthopaedics | Hip replacement - Femoral component | Femoral head | Femoral head - Metal | Smith+Nephew | COCR 12/14 FEM HEAD 28 -3 | 71302803 | Standalone | DE0000271 | As per HSA registered indication(s)
Orthopaedics | Hip replacement - Femoral component | Femoral head | Femoral head - Metal | Smith+Nephew | COCR 12/14 FEM HEAD 28 +0 | 71302800 | Standalone | DE0000271 | As per HSA registered indication(s)
Orthopaedics | Hip replacement - Femoral component | Femoral head | Femoral head - Metal | Smith+Nephew | COCR 12/14 FEM HEAD 28 + 12 | 71302812 | Standalone | DE0000271 | As per HSA registered indication(s)
Orthopaedics | Hip replacement - Femoral component | Femoral head | Femoral head - Metal | Smith+Nephew | COCR 12/14 FEM HEAD 28 + 16 | 71302816 | Standalone | DE0000271 | As per HSA registered indication(s)
Orthopaedics | Hip replacement - Femoral component | Femoral head | Femoral head - Metal | Smith+Nephew | COCR 12/14 FEM HEAD 28 + 4 | 71302804 | Standalone | DE0000271 | As per HSA registered indication(s)
Orthopaedics | Hip replacement - Femoral component | Femoral head | Femoral head - Metal | Smith+Nephew | COCR 12/14 FEM HEAD 28 + 8 | 71302808 | Standalone | DE0000271 | As per HSA registered indication(s)
Orthopaedics | Hip replacement - Femoral component | Femoral head | Femoral head - Metal | Smith+Nephew | COCR 12/14 FEM HEAD 32 + 0 | 71303200 | Standalone | DE0000271 | As per HSA registered indication(s)
Orthopaedics | Hip replacement - Femoral component | Femoral head | Femoral head - Metal | Smith+Nephew | COCR 12/14 FEM HEAD 32 + 12 | 71303212 | Standalone | DE0000271 | As per HSA registered indication(s)
Orthopaedics | Hip replacement - Femoral component | Femoral head | Femoral head - Metal | Smith+Nephew | COCR 12/14 FEM HEAD 32 + 16 | 71303216 | Standalone | DE0000271 | As per HSA registered indication(s)
Orthopaedics | Hip replacement - Femoral component | Femoral head | Femoral head - Metal | Smith+Nephew | COCR 12/14 FEM HEAD 32 +4 | 71303204 | Standalone | DE0000271 | As per HSA registered indication(s)
Orthopaedics | Hip replacement - Femoral component | Femoral head | Femoral head - Metal | Smith+Nephew | COCR 12/14 FEM HEAD 32 + 8 | 71303208 | Standalone | DE0000271 | As per HSA registered indication(s)
Orthopaedics | Hip replacement - Femoral component | Femoral head | Femoral head - Metal | Smith+Nephew | COCR 12/14 FEM HEAD 32 - 3 | 71303203 | Standalone | DE0000271 | As per HSA registered indication(s)
Orthopaedics | Hip replacement - Femoral component | Femoral head | Femoral head - Metal | Smith+Nephew | COCR 12/14 FEM HEAD 36MM +0 | 71303600 | Standalone | DE0003729 | As per HSA registered indication(s)
Orthopaedics | Hip replacement - Femoral component | Femoral head | Femoral head - Metal | Smith+Nephew | COCR 12/14 FEM HEAD 36MM +4 | 71303604 | Standalone | DE0003729 | As per HSA registered indication(s)
Orthopaedics | Hip replacement - Femoral component | Femoral head | Femoral head - Metal | Smith+Nephew | COCR 12/14 FEM HEAD 36MM +8 | 71303608 | Standalone | DE0003729 | As per HSA registered indication(s)
Orthopaedics | Hip replacement - Femoral component | Femoral head | Femoral head - Metal | Smith+Nephew | COCR 12/14 FEM HEAD 36MM -3 | 71303603 | Standalone | DE0003729 | As per HSA registered indication(s)
Orthopaedics | Hip replacement - Femoral component | Femoral head | Femoral head - Metal | Smith+Nephew | SS 12/14 TPR FEM HD 22MM +0 | 71292200 | Standalone | DE0018713 | As per HSA registered indication(s)
Orthopaedics | Hip replacement - Femoral component | Femoral head | Femoral head - Metal | Smith+Nephew | SS 12/14 TPR FEM HD 22MM +12 | 71292212 | Standalone | DE0018713 | As per HSA registered indication(s)
Orthopaedics | Hip replacement - Femoral component | Femoral head | Femoral head - Metal | Smith+Nephew | SS 12/14 TPR FEM HD 22MM +4 | 71292204 | Standalone | DE0018713 | As per HSA registered indication(s)
Orthopaedics | Hip replacement - Femoral component | Femoral head | Femoral head - Metal | Smith+Nephew | SS 12/14 TPR FEM HD 22MM +8 | 71292208 | Standalone | DE0018713 | As per HSA registered indication(s)
Orthopaedics | Hip replacement - Femoral component | Femoral head | Femoral head - Metal | Smith+Nephew | SS 12/14 TPR FEM HD 26MM +0 | 71292600 | Standalone | DE0018713 | As per HSA registered indication(s)
Orthopaedics | Hip replacement - Femoral component | Femoral head | Femoral head - Metal | Smith+Nephew | SS 12/14 TPR FEM HD 26MM +12 | 71292612 | Standalone | DE0018713 | As per HSA registered indication(s)
Orthopaedics | Hip replacement - Femoral component | Femoral head | Femoral head - Metal | Smith+Nephew | SS 12/14 TPR FEM HD 26MM +4 | 71292604 | Standalone | DE0018713 | As per HSA registered indication(s)
Orthopaedics | Hip replacement - Femoral component | Femoral head | Femoral head - Metal | Smith+Nephew | SS 12/14 TPR FEM HD 26MM +8 | 71292608 | Standalone | DE0018713 | As per HSA registered indication(s)
Orthopaedics | Hip replacement - Femoral component | Femoral head | Femoral head - Metal | Smith+Nephew | SS 12/14 TPR FEM HD 28MM +0 | 71292800 | Standalone | DE0018713 | As per HSA registered indication(s)
Orthopaedics | Hip replacement - Femoral component | Femoral head | Femoral head - Metal | Smith+Nephew | SS 12/14 TPR FEM HD 28MM +12 | 71292812 | Standalone | DE0018713 | As per HSA registered indication(s)
Orthopaedics | Hip replacement - Femoral component | Femoral head | Femoral head - Metal | Smith+Nephew | SS 12/14 TPR FEM HD 28MM +16 | 71292816 | Standalone | DE0018713 | As per HSA registered indication(s)
Orthopaedics | Hip replacement - Femoral component | Femoral head | Femoral head - Metal | Smith+Nephew | SS 12/14 TPR FEM HD 28MM +4 | 71292804 | Standalone | DE0018713 | As per HSA registered indication(s)
Orthopaedics | Hip replacement - Femoral component | Femoral head | Femoral head - Metal | Smith+Nephew | SS 12/14 TPR FEM HD 28MM +8 | 71292808 | Standalone | DE0018713 | As per HSA registered indication(s)
Orthopaedics | Hip replacement - Femoral component | Femoral head | Femoral head - Metal | Smith+Nephew | SS 12/14 TPR FEM HD 28MM -3 | 71292803 | Standalone | DE0018713 | As per HSA registered indication(s)
Orthopaedics | Hip replacement - Femoral component | Femoral head | Femoral head - Metal | Smith+Nephew | SS 12/14 TPR FEM HD 32MM +0 | 71293200 | Standalone | DE0018713 | As per HSA registered indication(s)
Orthopaedics | Hip replacement - Femoral component | Femoral head | Femoral head - Metal | Smith+Nephew | SS 12/14 TPR FEM HD 32MM +12 | 71293212 | Standalone | DE0018713 | As per HSA registered indication(s)
Orthopaedics | Hip replacement - Femoral component | Femoral head | Femoral head - Metal | Smith+Nephew | SS 12/14 TPR FEM HD 32MM +16 | 71293216 | Standalone | DE0018713 | As per HSA registered indication(s)
Orthopaedics | Hip replacement - Femoral component | Femoral head | Femoral head - Metal | Smith+Nephew | SS 12/14 TPR FEM HD 32MM +4 | 71293204 | Standalone | DE0018713 | As per HSA registered indication(s)
Orthopaedics | Hip replacement - Femoral component | Femoral head | Femoral head - Metal | Smith+Nephew | SS 12/14 TPR FEM HD 32MM +8 | 71293208 | Standalone | DE0018713 | As per HSA registered indication(s)
Orthopaedics | Hip replacement - Femoral component | Femoral head | Femoral head - Metal | Smith+Nephew | SS 12/14 TPR FEM HD 32MM -3 | 71293203 | Standalone | DE0018713 | As per HSA registered indication(s)
Orthopaedics | Hip replacement - Femoral component | Femoral head | Femoral head - Metal | STRYKER HOWMEDICA OSTEONICS | V40 FEMORAL HEAD 36MM, +0MM | 62609136 | Standalone | DE0003747 | As per HSA registered indication(s)
Orthopaedics | Hip replacement - Femoral component | Femoral head | Femoral head - Metal | STRYKER HOWMEDICA OSTEONICS | V40 FEMORAL HEAD 36MM, +10MM | 62609336 | Standalone | DE0003747 | As per HSA registered indication(s)
Orthopaedics | Hip replacement - Femoral component | Femoral head | Femoral head - Metal | STRYKER HOWMEDICA OSTEONICS | V40 FEMORAL HEAD 36MM, +5MM | 62609236 | Standalone | DE0003747 | As per HSA registered indication(s)
Orthopaedics | Hip replacement - Femoral component | Femoral head | Femoral head - Metal | STRYKER HOWMEDICA OSTEONICS | V40 FEMORAL HEAD 36MM, -5MM | 62609036 | Standalone | DE0003747 | As per HSA registered indication(s)
Orthopaedics | Hip replacement - Femoral component | Femoral head | Femoral head - Metal | Stryker RHQ NL-SHC Cork | 22.2MM + 3 LFIT V40 HEAD | 62609222 | Standalone | DE0003747 | As per HSA registered indication(s)
Orthopaedics | Hip replacement - Femoral component | Femoral head | Femoral head - Metal | Stryker RHQ NL-SHC Cork | 22.2MM +8 LFIT V40 HEAD | 62609322 | Standalone | DE0003747 | As per HSA registered indication(s)
Orthopaedics | Hip replacement - Femoral component | Femoral head | Femoral head - Metal | Stryker RHQ NL-SHC Cork | 22.2MM STD LFIT V40 HEAD | 62609122 | Standalone | DE0003747 | As per HSA registered indication(s)
Orthopaedics | Hip replacement - Femoral component | Femoral head | Femoral head - Metal | Stryker RHQ NL-SHC Cork | 26MM +4 LFIT V40 HEAD | 62609226 | Standalone | DE0003747 | As per HSA registered indication(s)
Orthopaedics | Hip replacement - Femoral component | Femoral head | Femoral head - Metal | Stryker RHQ NL-SHC Cork | 26MM +8 LFIT V40 HEAD | 62609326 | Standalone | DE0003747 | As per HSA registered indication(s)
Orthopaedics | Hip replacement - Femoral component | Femoral head | Femoral head - Metal | Stryker RHQ NL-SHC Cork | 26MM -3 LFIT V40 HEAD | 62609026 | Standalone | DE0003747 | As per HSA registered indication(s)
Orthopaedics | Hip replacement - Femoral component | Femoral head | Femoral head - Metal | Stryker RHQ NL-SHC Cork | 26MM STD LFIT V40 HEAD | 62609126 | Standalone | DE0003747 | As per HSA registered indication(s)
Orthopaedics | Hip replacement - Femoral component | Femoral head | Femoral head - Metal | Stryker RHQ NL-SHC Cork | 28MM +4 LFIT V40 HEAD | 62609228 | Standalone | DE0003747 | As per HSA registered indication(s)
Orthopaedics | Hip replacement - Femoral component | Femoral head | Femoral head - Metal | Stryker RHQ NL-SHC Cork | 28MM +8 LFIT V40 HEAD | 62609328 | Standalone | DE0003747 | As per HSA registered indication(s)
Orthopaedics | Hip replacement - Femoral component | Femoral head | Femoral head - Metal | Stryker RHQ NL-SHC Cork | 28MM -4 LFIT V40 HEAD | 62609028 | Standalone | DE0003747 | As per HSA registered indication(s)
Orthopaedics | Hip replacement - Femoral component | Femoral head | Femoral head - Metal | Stryker RHQ NL-SHC Cork | 28MM STD LFIT V40 HEAD | 62609128 | Standalone | DE0003747 | As per HSA registered indication(s)
Orthopaedics | Hip replacement - Femoral component | Femoral head | Femoral head - Metal | Stryker RHQ NL-SHC Cork | 32MM +4 LFIT V40 HEAD | 62609232 | Standalone | DE0003747 | As per HSA registered indication(s)
Orthopaedics | Hip replacement - Femoral component | Femoral head | Femoral head - Metal | Stryker RHQ NL-SHC Cork | 32MM +8 LFIT V40 HEAD | 62609332 | Standalone | DE0003747 | As per HSA registered indication(s)
Orthopaedics | Hip replacement - Femoral component | Femoral head | Femoral head - Metal | Stryker RHQ NL-SHC Cork | 32MM -4 LFIT V40 HEAD | 62609032 | Standalone | DE0003747 | As per HSA registered indication(s)
Orthopaedics | Hip replacement - Femoral component | Femoral head | Femoral head - Metal | Stryker RHQ NL-SHC Cork | 32MM STD LFIT V40 HEAD | 62609132 | Standalone | DE0003747 | As per HSA registered indication(s)
Orthopaedics | Hip replacement - Femoral component | Femoral stem | Femoral stem - Primary cemented | DePuy (Ireland) | STRAIGHT CEM STEM STD S11 | L96411 | Standalone | DE0006518 | As per HSA registered indication(s)
Orthopaedics | Hip replacement - Femoral component | Femoral stem | Femoral stem - Primary cemented | DePuy (Ireland) | STRAIGHT CEM STEM STD S10 | L96410 | Standalone | DE0006518 | As per HSA registered indication(s)
Orthopaedics | Hip replacement - Femoral component | Femoral stem | Femoral stem - Primary cemented | DePuy (Ireland) | STRAIGHT CEM STEM STD S12 | L96412 | Standalone | DE0006518 | As per HSA registered indication(s)
Orthopaedics | Hip replacement - Femoral component | Femoral stem | Femoral stem - Primary cemented | DePuy (Ireland) | STRAIGHT CEM STEM STD S13 | L96413 | Standalone | DE0006518 | As per HSA registered indication(s)
Orthopaedics | Hip replacement - Femoral component | Femoral stem | Femoral stem - Primary cemented | DePuy (Ireland) | STRAIGHT CEM STEM STD S14 | L96414 | Standalone | DE0006518 | As per HSA registered indication(s)
Orthopaedics | Hip replacement - Femoral component | Femoral stem | Femoral stem - Primary cemented | DePuy (Ireland) | STRAIGHT CEM STEM STD S15 | L96415 | Standalone | DE0006518 | As per HSA registered indication(s)
Orthopaedics | Hip replacement - Femoral component | Femoral stem | Femoral stem - Primary cemented | DePuy (Ireland) | STRAIGHT CEM STEM STD S8 | L96408 | Standalone | DE0006518 | As per HSA registered indication(s)
Orthopaedics | Hip replacement - Femoral component | Femoral stem | Femoral stem - Primary cemented | DePuy (Ireland) | STRAIGHT CEM STEM STD S9 | L96409 | Standalone | DE0006518 | As per HSA registered indication(s)
Orthopaedics | Hip replacement - Femoral component | Femoral stem | Femoral stem - Primary cemented | DePuy International Ltd. | CStem AMT Size 8 High Offset | 157014150 | Standalone | DE0018890 | As per HSA registered indication(s)
Orthopaedics | Hip replacement - Femoral component | Femoral stem | Femoral stem - Primary cemented | DePuy International Ltd. | CStem AMT Size 8 Standard Offset | 157004150 | Standalone | DE0018890 | As per HSA registered indication(s)
Orthopaedics | Hip replacement - Femoral component | Femoral stem | Femoral stem - Primary cemented | DePuy International Ltd. | CStem AMT Size 4 High Offset | 157014100 | Standalone | DE0018890 | As per HSA registered indication(s)
Orthopaedics | Hip replacement - Femoral component | Femoral stem | Femoral stem - Primary cemented | DePuy International Ltd. | CStem AMT Size 4 Standard Offset | 157004100 | Standalone | DE0018890 | As per HSA registered indication(s)
Orthopaedics | Hip replacement - Femoral component | Femoral stem | Femoral stem - Primary cemented | DePuy International Ltd. | CStem AMT Size 3 High Offset | 157014090 | Standalone | DE0018890 | As per HSA registered indication(s)
Orthopaedics | Hip replacement - Femoral component | Femoral stem | Femoral stem - Primary cemented | DePuy International Ltd. | CStem AMT Size 5 High Offset | 157014110 | Standalone | DE0018890 | As per HSA registered indication(s)
Orthopaedics | Hip replacement - Femoral component | Femoral stem | Femoral stem - Primary cemented | DePuy International Ltd. | CStem AMT Size 5 Standard Offset | 157004110 | Standalone | DE0018890 | As per HSA registered indication(s)
Orthopaedics | Hip replacement - Femoral component | Femoral stem | Femoral stem - Primary cemented | DePuy International Ltd. | CStem AMT Size 6 High Offset | 157014120 | Standalone | DE0018890 | As per HSA registered indication(s)
Orthopaedics | Hip replacement - Femoral component | Femoral stem | Femoral stem - Primary cemented | DePuy International Ltd. | CStem AMT Size 6 Standard Offset | 157004120 | Standalone | DE0018890 | As per HSA registered indication(s)
Orthopaedics | Hip replacement - Femoral component | Femoral stem | Femoral stem - Primary cemented | DePuy International Ltd. | CStem AMT Size 7 High Offset | 157014135 | Standalone | DE0018890 | As per HSA registered indication(s)
Orthopaedics | Hip replacement - Femoral component | Femoral stem | Femoral stem - Primary cemented | DePuy International Ltd. | CStem AMT Size 7 Standard Offset | 157004135 | Standalone | DE0018890 | As per HSA registered indication(s)
Orthopaedics | Hip replacement - Femoral component | Femoral stem | Femoral stem - Primary cemented | DePuy International Ltd. | CStem AMT Size 1 High Offset | 157014070 | Standalone | DE0018890 | As per HSA registered indication(s)
Orthopaedics | Hip replacement - Femoral component | Femoral stem | Femoral stem - Primary cemented | DePuy International Ltd. | CStem AMT Size 2 High Offset | 157014085 | Standalone | DE0018890 | As per HSA registered indication(s)
Orthopaedics | Hip replacement - Femoral component | Femoral stem | Femoral stem - Primary cemented | DePuy International Ltd. | CStem AMT CDH Standard Offset | 157024095 | Standalone | DE0018890 | As per HSA registered indication(s)
Orthopaedics | Hip replacement - Femoral component | Femoral stem | Femoral stem - Primary cemented | DePuy International Ltd. | CStem AMT Size 3 Standard Offset | 157004090 | Standalone | DE0018890 | As per HSA registered indication(s)
Orthopaedics | Hip replacement - Femoral component | Femoral stem | Femoral stem - Primary cemented | DePuy International Ltd. | CStem AMT Size 1 Standard Offset | 157004070 | Standalone | DE0018890 | As per HSA registered indication(s)
Orthopaedics | Hip replacement - Femoral component | Femoral stem | Femoral stem - Primary cemented | DePuy International Ltd. | CStem AMT Size 2 Standard Offset | 157004085 | Standalone | DE0018890 | As per HSA registered indication(s)
Orthopaedics | Hip replacement - Femoral component | Femoral stem | Femoral stem - Primary cemented | DePuy International Ltd. | CStem AMT Size 1A Standard Offset | 157024091 | Standalone | DE0018890 | As per HSA registered indication(s)
Orthopaedics | Hip replacement - Femoral component | Femoral stem | Femoral stem - Primary cemented | DePuy International Ltd. | CStem AMT Size 2A Standard Offset | 157024092 | Standalone | DE0018890 | As per HSA registered indication(s)
Orthopaedics | Hip replacement - Femoral component | Femoral stem | Femoral stem - Primary cemented | DePuy International Ltd. | CStem AMT Size 3A Standard Offset | 157024093 | Standalone | DE0018890 | As per HSA registered indication(s)
Orthopaedics | Hip replacement - Femoral component | Femoral stem | Femoral stem - Primary cemented | Smith+Nephew | POLARSTEM standard cemented 1 | 75002112 | Standalone | DE0017345 | As per HSA registered indication(s)
Orthopaedics | Hip replacement - Femoral component | Femoral stem | Femoral stem - Primary cemented | Smith+Nephew | POLARSTEM standard cemented 0 | 75002111 | Standalone | DE0017345 | As per HSA registered indication(s)
Orthopaedics | Hip replacement - Femoral component | Femoral stem | Femoral stem - Primary cemented | Smith+Nephew | POLARSTEM lateral cemented 1 | 75002120 | Standalone | DE0017345 | As per HSA registered indication(s)
Orthopaedics | Hip replacement - Femoral component | Femoral stem | Femoral stem - Primary cemented | Smith+Nephew | POLARSTEM lateral cemented 2 | 75002121 | Standalone | DE0017345 | As per HSA registered indication(s)
Orthopaedics | Hip replacement - Femoral component | Femoral stem | Femoral stem - Primary cemented | Smith+Nephew | POLARSTEM lateral cemented 3 | 75002122 | Standalone | DE0017345 | As per HSA registered indication(s)
Orthopaedics | Hip replacement - Femoral component | Femoral stem | Femoral stem - Primary cemented | Smith+Nephew | POLARSTEM lateral cemented 4 | 75002123 | Standalone | DE0017345 | As per HSA registered indication(s)
Orthopaedics | Hip replacement - Femoral component | Femoral stem | Femoral stem - Primary cemented | Smith+Nephew | POLARSTEM lateral cemented 5 | 75002124 | Standalone | DE0017345 | As per HSA registered indication(s)
Orthopaedics | Hip replacement - Femoral component | Femoral stem | Femoral stem - Primary cemented | Smith+Nephew | POLARSTEM lateral cemented 6 | 75002125 | Standalone | DE0017345 | As per HSA registered indication(s)
Orthopaedics | Hip replacement - Femoral component | Femoral stem | Femoral stem - Primary cemented | Smith+Nephew | POLARSTEM lateral cemented 7 | 75002126 | Standalone | DE0017345 | As per HSA registered indication(s)
Orthopaedics | Hip replacement - Femoral component | Femoral stem | Femoral stem - Primary cemented | Smith+Nephew | POLARSTEM lateral cemented 8 | 75002127 | Standalone | DE0017345 | As per HSA registered indication(s)
Orthopaedics | Hip replacement - Femoral component | Femoral stem | Femoral stem - Primary cemented | Smith+Nephew | POLARSTEM standard cemented 2 | 75002113 | Standalone | DE0017345 | As per HSA registered indication(s)
Orthopaedics | Hip replacement - Femoral component | Femoral stem | Femoral stem - Primary cemented | Smith+Nephew | POLARSTEM standard cemented 3 | 75002114 | Standalone | DE0017345 | As per HSA registered indication(s)
Orthopaedics | Hip replacement - Femoral component | Femoral stem | Femoral stem - Primary cemented | Smith+Nephew | POLARSTEM standard cemented 4 | 75002115 | Standalone | DE0017345 | As per HSA registered indication(s)
Orthopaedics | Hip replacement - Femoral component | Femoral stem | Femoral stem - Primary cemented | Smith+Nephew | POLARSTEM standard cemented 5 | 75002116 | Standalone | DE0017345 | As per HSA registered indication(s)
Orthopaedics | Hip replacement - Femoral component | Femoral stem | Femoral stem - Primary cemented | Smith+Nephew | POLARSTEM standard cemented 6 | 75002117 | Standalone | DE0017345 | As per HSA registered indication(s)
Orthopaedics | Hip replacement - Femoral component | Femoral stem | Femoral stem - Primary cemented | Smith+Nephew | POLARSTEM standard cemented 7 | 75002118 | Standalone | DE0017345 | As per HSA registered indication(s)
Orthopaedics | Hip replacement - Femoral component | Femoral stem | Femoral stem - Primary cemented | Smith+Nephew | POLARSTEM standard cemented 8 | 75002119 | Standalone | DE0017345 | As per HSA registered indication(s)
Orthopaedics | Hip replacement - Femoral component | Femoral stem | Femoral stem - Primary cemented | Smith+Nephew | Sz 11 x 120mm L | 71316011 | Standalone | DE0000273 | As per HSA registered indication(s)
Orthopaedics | Hip replacement - Femoral component | Femoral stem | Femoral stem - Primary cemented | Smith+Nephew | Sz 13 x 130mm L | 71316013 | Standalone | DE0000273 | As per HSA registered indication(s)
Orthopaedics | Hip replacement - Femoral component | Femoral stem | Femoral stem - Primary cemented | Smith+Nephew | Sz 15 x 140mm L | 71316215 | Standalone | DE0000273 | As per HSA registered indication(s)
Orthopaedics | Hip replacement - Femoral component | Femoral stem | Femoral stem - Primary cemented | Smith+Nephew | Sz 16 x 140mm L | 71316216 | Standalone | DE0000273 | As per HSA registered indication(s)
Orthopaedics | Hip replacement - Femoral component | Femoral stem | Femoral stem - Primary cemented | Smith+Nephew | Sz 13 x 130mm L | 71316213 | Standalone | DE0000273 | As per HSA registered indication(s)
Orthopaedics | Hip replacement - Femoral component | Femoral stem | Femoral stem - Primary cemented | Smith+Nephew | Sz 10 x 115mm L | 71316010 | Standalone | DE0000273 | As per HSA registered indication(s)
Orthopaedics | Hip replacement - Femoral component | Femoral stem | Femoral stem - Primary cemented | Smith+Nephew | Sz 10 x 115mm L | 71316210 | Standalone | DE0000273 | As per HSA registered indication(s)
Orthopaedics | Hip replacement - Femoral component | Femoral stem | Femoral stem - Primary cemented | Smith+Nephew | Sz 9 x 110mm L | 71316009 | Standalone | DE0000273 | As per HSA registered indication(s)
Orthopaedics | Hip replacement - Femoral component | Femoral stem | Femoral stem - Primary cemented | Smith+Nephew | Sz 11 x 120mm L | 71316211 | Standalone | DE0000273 | As per HSA registered indication(s)
Orthopaedics | Hip replacement - Femoral component | Femoral stem | Femoral stem - Primary cemented | Smith+Nephew | Sz 12 x 125mm L | 71316012 | Standalone | DE0000273 | As per HSA registered indication(s)
Orthopaedics | Hip replacement - Femoral component | Femoral stem | Femoral stem - Primary cemented | Smith+Nephew | Sz 12 x 125mm L | 71316212 | Standalone | DE0000273 | As per HSA registered indication(s)
Orthopaedics | Hip replacement - Femoral component | Femoral stem | Femoral stem - Primary cemented | Smith+Nephew | Sz 14 x 135mm L | 71316014 | Standalone | DE0000273 | As per HSA registered indication(s)
Orthopaedics | Hip replacement - Femoral component | Femoral stem | Femoral stem - Primary cemented | Smith+Nephew | Sz 14 x 135mm L | 71316214 | Standalone | DE0000273 | As per HSA registered indication(s)
Orthopaedics | Hip replacement - Femoral component | Femoral stem | Femoral stem - Primary cemented | Smith+Nephew | Sz 15 x 140mm L | 71316015 | Standalone | DE0000273 | As per HSA registered indication(s)
Orthopaedics | Hip replacement - Femoral component | Femoral stem | Femoral stem - Primary cemented | Smith+Nephew | Sz 16 x 140mm L | 71316016 | Standalone | DE0000273 | As per HSA registered indication(s)
Orthopaedics | Hip replacement - Femoral component | Femoral stem | Femoral stem - Primary cemented | Smith+Nephew | Sz 17 x 140mm L | 71316017 | Standalone | DE0000273 | As per HSA registered indication(s)
Orthopaedics | Hip replacement - Femoral component | Femoral stem | Femoral stem - Primary cemented | Smith+Nephew | Sz 17 x 140mm L | 71316217 | Standalone | DE0000273 | As per HSA registered indication(s)
Orthopaedics | Hip replacement - Femoral component | Femoral stem | Femoral stem - Primary cemented | Smith+Nephew | Sz 9 x 110mm L | 71316209 | Standalone | DE0000273 | As per HSA registered indication(s)
Orthopaedics | Hip replacement - Femoral component | Femoral stem | Femoral stem - Primary cemented | Smith+Nephew | Size 0 CPCS Primary Standard Offset stem Cocr | 71312360 | Standalone | DE0506016 | As per HSA registered indication(s)
Orthopaedics | Hip replacement - Femoral component | Femoral stem | Femoral stem - Primary cemented | Smith+Nephew | Size 1 CPCS Primary Standard Offset stem Cocr | 71312361 | Standalone | DE0506016 | As per HSA registered indication(s)
Orthopaedics | Hip replacement - Femoral component | Femoral stem | Femoral stem - Primary cemented | Smith+Nephew | Size 2 CPCS Primary Standard Offset stem Cocr | 71312362 | Standalone | DE0506016 | As per HSA registered indication(s)
Orthopaedics | Hip replacement - Femoral component | Femoral stem | Femoral stem - Primary cemented | Smith+Nephew | Size 3 CPCS Primary Standard Offset stem Cocr | 71312363 | Standalone | DE0506016 | As per HSA registered indication(s)
Orthopaedics | Hip replacement - Femoral component | Femoral stem | Femoral stem - Primary cemented | Smith+Nephew | Size 4 CPCS Primary Standard Offset stem Cocr | 71312364 | Standalone | DE0506016 | As per HSA registered indication(s)
Orthopaedics | Hip replacement - Femoral component | Femoral stem | Femoral stem - Primary cemented | Smith+Nephew | Size 5 CPCS Primary Standard Offset stem Cocr | 71312365 | Standalone | DE0506016 | As per HSA registered indication(s)
Orthopaedics | Hip replacement - Femoral component | Femoral stem | Femoral stem - Primary cemented | Smith+Nephew | Size 0 CPCS Primary High Offset stem | 71312370 | Standalone | DE0506016 | As per HSA registered indication(s)
Orthopaedics | Hip replacement - Femoral component | Femoral stem | Femoral stem - Primary cemented | Smith+Nephew | Size 1H CPCS Primary High Offset stem | 71312371 | Standalone | DE0506016 | As per HSA registered indication(s)
Orthopaedics | Hip replacement - Femoral component | Femoral stem | Femoral stem - Primary cemented | Smith+Nephew | Size 2H CPCS Primary High Offset stem | 71312372 | Standalone | DE0506016 | As per HSA registered indication(s)
Orthopaedics | Hip replacement - Femoral component | Femoral stem | Femoral stem - Primary cemented | Smith+Nephew | Size 3H CPCS Primary High Offset stem | 71312373 | Standalone | DE0506016 | As per HSA registered indication(s)
Orthopaedics | Hip replacement - Femoral component | Femoral stem | Femoral stem - Primary cemented | Smith+Nephew | Size 4H CPCS Primary High Offset stem | 71312374 | Standalone | DE0506016 | As per HSA registered indication(s)
Orthopaedics | Hip replacement - Femoral component | Femoral stem | Femoral stem - Primary cemented | Smith+Nephew | Size 5H CPCS Primary High Offset stem | 71312375 | Standalone | DE0506016 | As per HSA registered indication(s)
Orthopaedics | Hip replacement - Femoral component | Femoral stem | Femoral stem - Primary cemented | Stryker RHQ NL-SHC Cork | Exeter V40 Stem 37.5MM No1L125 | 05803371 | Standalone | DE0008048 | As per HSA registered indication(s)
Orthopaedics | Hip replacement - Femoral component | Femoral stem | Femoral stem - Primary cemented | Stryker RHQ NL-SHC Cork | Exeter V40 Stem 44MM No1L125 | 05803441 | Standalone | DE0008048 | As per HSA registered indication(s)
Orthopaedics | Hip replacement - Femoral component | Femoral stem | Femoral stem - Primary cemented | Stryker RHQ NL-SHC Cork | EXETER V40 STEM 44MM NO 1 | 05801441 | Standalone | DE0008048 | As per HSA registered indication(s)
Orthopaedics | Hip replacement - Femoral component | Femoral stem | Femoral stem - Primary cemented | Stryker RHQ NL-SHC Cork | EXETER V40 STEM 44MM NO 0 | 05801440 | Standalone | DE0008048 | As per HSA registered indication(s)
Orthopaedics | Hip replacement - Femoral component | Femoral stem | Femoral stem - Primary cemented | Stryker RHQ NL-SHC Cork | EXETER V40 STEM 37.5MM NO 3 | 05801373 | Standalone | DE0008048 | As per HSA registered indication(s)
Orthopaedics | Hip replacement - Femoral component | Femoral stem | Femoral stem - Primary cemented | Stryker RHQ NL-SHC Cork | EXETER V40 STEM 37.5MM NO 4 | 05801374 | Standalone | DE0008048 | As per HSA registered indication(s)
Orthopaedics | Hip replacement - Femoral component | Femoral stem | Femoral stem - Primary cemented | Stryker RHQ NL-SHC Cork | EXETER V40 STEM 44MM NO 3 | 05801443 | Standalone | DE0008048 | As per HSA registered indication(s)
Orthopaedics | Hip replacement - Femoral component | Femoral stem | Femoral stem - Primary cemented | Stryker RHQ NL-SHC Cork | EXETER V40 STEM 44MM NO 4 | 05801444 | Standalone | DE0008048 | As per HSA registered indication(s)
Orthopaedics | Hip replacement - Femoral component | Femoral stem | Femoral stem - Primary cemented | Stryker RHQ NL-SHC Cork | EXETER V40 STEM 50MM NO 1 | 05801501 | Standalone | DE0008048 | As per HSA registered indication(s)
Orthopaedics | Hip replacement - Femoral component | Femoral stem | Femoral stem - Primary cemented | Stryker RHQ NL-SHC Cork | EXETER V40 STEM 50MM NO 2 | 05801502 | Standalone | DE0008048 | As per HSA registered indication(s)
Orthopaedics | Hip replacement - Femoral component | Femoral stem | Femoral stem - Primary cemented | Stryker RHQ NL-SHC Cork | EXETER V40 STEM 50MM NO 3 | 05801503 | Standalone | DE0008048 | As per HSA registered indication(s)
Orthopaedics | Hip replacement - Femoral component | Femoral stem | Femoral stem - Primary cemented | Stryker RHQ NL-SHC Cork | EXETER V40 STEM 50MM NO 4 | 05801504 | Standalone | DE0008048 | As per HSA registered indication(s)
Orthopaedics | Hip replacement - Femoral component | Femoral stem | Femoral stem - Primary cemented | Stryker RHQ NL-SHC Cork | EXETER V40(TM). Short femoral | 05801044 | Standalone | DE0008048 | As per HSA registered indication(s)
Orthopaedics | Hip replacement - Femoral component | Femoral stem | Femoral stem - Primary cemented | Stryker RHQ NL-SHC Cork | EXETER V40 STEM 30MM | 05801300 | Standalone | DE0008048 | As per HSA registered indication(s)
Orthopaedics | Hip replacement - Femoral component | Femoral stem | Femoral stem - Primary cemented | Stryker RHQ NL-SHC Cork | EXETER V40 STEM 44MM NO 2 | 05801442 | Standalone | DE0008048 | As per HSA registered indication(s)
Orthopaedics | Hip replacement - Femoral component | Femoral stem | Femoral stem - Primary cemented | Stryker RHQ NL-SHC Cork | EXETER V40 STEM 37.5MM NO 2 | 05801372 | Standalone | DE0008048 | As per HSA registered indication(s)
Orthopaedics | Hip replacement - Femoral component | Femoral stem | Femoral stem - Primary cemented | Stryker RHQ NL-SHC Cork | EXETER V40 STEM 37.5MM NO 1 | 05801371 | Standalone | DE0008048 | As per HSA registered indication(s)
Orthopaedics | Hip replacement - Femoral component | Femoral stem | Femoral stem - Primary cemented | Stryker RHQ NL-SHC Cork | EXETER V40 STEM 33MM | 05801330 | Standalone | DE0008048 | As per HSA registered indication(s)
Orthopaedics | Hip replacement - Femoral component | Femoral stem | Femoral stem - Primary cemented | Stryker RHQ NL-SHC Cork | EXETER V40 STEM 37.5MM NO 0 | 05801352 | Standalone | DE0008048 | As per HSA registered indication(s)
Orthopaedics | Hip replacement - Femoral component | Femoral stem | Femoral stem - Primary cemented | Stryker RHQ NL-SHC Cork | EXETER V40 STEM 35.5MM | 05801351 | Standalone | DE0008048 | As per HSA registered indication(s)
Orthopaedics | Hip replacement - Femoral component | Femoral stem | Femoral stem - Primary cemented | Zimmer Inc | 15X140MM VS HERITAGE STEM | 00-7857-015-00 | Standalone | DE0003845 | As per HSA registered indication(s)
Orthopaedics | Hip replacement - Femoral component | Femoral stem | Femoral stem - Primary cemented | Zimmer Inc | 16X145MM VS HERITAGE STEM | 00-7857-016-00 | Standalone | DE0003845 | As per HSA registered indication(s)
Orthopaedics | Hip replacement - Femoral component | Femoral stem | Femoral stem - Primary cemented | Zimmer Inc | 17X150MM VS HERITAGE STEM | 00-7857-017-00 | Standalone | DE0003845 | As per HSA registered indication(s)
Orthopaedics | Hip replacement - Femoral component | Femoral stem | Femoral stem - Primary cemented | Zimmer Inc | 14X135MM VS HERITAGE STEM | 00-7857-014-00 | Standalone | DE0003845 | As per HSA registered indication(s)
Orthopaedics | Hip replacement - Femoral component | Femoral stem | Femoral stem - Primary cemented | Zimmer Inc | 13X130MM VS HERITAGE STEM | 00-7857-013-00 | Standalone | DE0003845 | As per HSA registered indication(s)
Orthopaedics | Hip replacement - Femoral component | Femoral stem | Femoral stem - Primary cemented | Zimmer Inc | 9X110MM VS HERITAGE STEM CDH | 00-7857-009-00 | Standalone | DE0003845 | As per HSA registered indication(s)
Orthopaedics | Hip replacement - Femoral component | Femoral stem | Femoral stem - Primary cemented | Zimmer Inc | 10X115MM VS HERITAGE STEM CDH | 00-7857-010-00 | Standalone | DE0003845 | As per HSA registered indication(s)
Orthopaedics | Hip replacement - Femoral component | Femoral stem | Femoral stem - Primary cemented | Zimmer Inc | 12X125MM VS HERITAGE STEM | 00-7857-012-00 | Standalone | DE0003845 | As per HSA registered indication(s)
Orthopaedics | Hip replacement - Femoral component | Femoral stem | Femoral stem - Primary cemented | Zimmer Inc | 11X120MM VS HERITAGE STEM | 00-7857-011-00 | Standalone | DE0003845 | As per HSA registered indication(s)
Orthopaedics | Hip replacement - Femoral component | Femoral stem | Femoral stem - Primary cementless | Biomet Orthopaedics | TAPERLOC HO TI BM/PC 5.0 X 130MM 12/14 | 51-131050 | Standalone | DE0502577 | As per HSA registered indication(s)
Orthopaedics | Hip replacement - Femoral component | Femoral stem | Femoral stem - Primary cementless | Biomet Orthopaedics | TAPERLOC HO TI BM/PC 6.0 X 132MM 12/14 | 51-131060 | Standalone | DE0502577 | As per HSA registered indication(s)
Orthopaedics | Hip replacement - Femoral component | Femoral stem | Femoral stem - Primary cementless | Biomet Orthopaedics | TAPERLOC HO TI BM/PC 7.0 X 134MM 12/14 | 51-131070 | Standalone | DE0502577 | As per HSA registered indication(s)
Orthopaedics | Hip replacement - Femoral component | Femoral stem | Femoral stem - Primary cementless | Biomet Orthopaedics | TAPERLOC HO TI BM/PC 8.0 X 136MM 12/14 | 51-131080 | Standalone | DE0502577 | As per HSA registered indication(s)
Orthopaedics | Hip replacement - Femoral component | Femoral stem | Femoral stem - Primary cementless | Biomet Orthopaedics | TAPERLOC TI BM/PC 4.0 X 128MM 12/14 | 51-130040 | Standalone | DE0502577 | As per HSA registered indication(s)
Orthopaedics | Hip replacement - Femoral component | Femoral stem | Femoral stem - Primary cementless | Biomet Orthopaedics | TAPERLOC TI BM/PC 5.0 X 130MM 12/14 | 51-130050 | Standalone | DE0502577 | As per HSA registered indication(s)
Orthopaedics | Hip replacement - Femoral component | Femoral stem | Femoral stem - Primary cementless | Biomet Orthopaedics | TAPERLOC TI BM/PC 6.0 X 132MM 12/14 | 51-130060 | Standalone | DE0502577 | As per HSA registered indication(s)
Orthopaedics | Hip replacement - Femoral component | Femoral stem | Femoral stem - Primary cementless | Biomet Orthopaedics | TAPERLOC TI BM/PC 7.0 X 134MM 12/14 | 51-130070 | Standalone | DE0502577 | As per HSA registered indication(s)
Orthopaedics | Hip replacement - Femoral component | Femoral stem | Femoral stem - Primary cementless | Biomet Orthopaedics | TAPERLOC TI BM/PC 8.0 X 136MM 12/14 | 51-130080 | Standalone | DE0502577 | As per HSA registered indication(s)
Orthopaedics | Hip replacement - Femoral component | Femoral stem | Femoral stem - Primary cementless | Biomet Orthopaedics | TL 133 MP SP 12/14 BM HO 5.0 | 51-139050 | Standalone | DE0502577 | As per HSA registered indication(s)
Orthopaedics | Hip replacement - Femoral component | Femoral stem | Femoral stem - Primary cementless | Biomet Orthopaedics | TL 133 MP SP 12/14 BM HO 6.0 | 51-139060 | Standalone | DE0502577 | As per HSA registered indication(s)
Orthopaedics | Hip replacement - Femoral component | Femoral stem | Femoral stem - Primary cementless | Biomet Orthopaedics | TL 133 MP SP 12/14 BM HO 7.0 | 51-139070 | Standalone | DE0502577 | As per HSA registered indication(s)
Orthopaedics | Hip replacement - Femoral component | Femoral stem | Femoral stem - Primary cementless | Biomet Orthopaedics | TL 133 MP SP 12/14 BM HO 8.0 | 51-139080 | Standalone | DE0502577 | As per HSA registered indication(s)
Orthopaedics | Hip replacement - Femoral component | Femoral stem | Femoral stem - Primary cementless | Biomet Orthopaedics | TL 133 MP SP 12/14 BM SO 4.0 | 51-138040 | Standalone | DE0502577 | As per HSA registered indication(s)
Orthopaedics | Hip replacement - Femoral component | Femoral stem | Femoral stem - Primary cementless | Biomet Orthopaedics | TL 133 MP SP 12/14 BM SO 5.0 | 51-138050 | Standalone | DE0502577 | As per HSA registered indication(s)
Orthopaedics | Hip replacement - Femoral component | Femoral stem | Femoral stem - Primary cementless | Biomet Orthopaedics | TL 133 MP SP 12/14 BM SO 6.0 | 51-138060 | Standalone | DE0502577 | As per HSA registered indication(s)
Orthopaedics | Hip replacement - Femoral component | Femoral stem | Femoral stem - Primary cementless | Biomet Orthopaedics | TL 133 MP SP 12/14 BM SO 7.0 | 51-138070 | Standalone | DE0502577 | As per HSA registered indication(s)
Orthopaedics | Hip replacement - Femoral component | Femoral stem | Femoral stem - Primary cementless | Biomet Orthopaedics | TL 133 MP SP 12/14 BM SO 8.0 | 51-138080 | Standalone | DE0502577 | As per HSA registered indication(s)
Orthopaedics | Hip replacement - Femoral component | Femoral stem | Femoral stem - Primary cementless | Biomet Orthopaedics | TPRLC 133 MP 12/14 BM HO 10.0 | 51-137100 | Standalone | DE0502577 | As per HSA registered indication(s)
Orthopaedics | Hip replacement - Femoral component | Femoral stem | Femoral stem - Primary cementless | Biomet Orthopaedics | TPRLC 133 MP 12/14 BM HO 11.0 | 51-137110 | Standalone | DE0502577 | As per HSA registered indication(s)
Orthopaedics | Hip replacement - Femoral component | Femoral stem | Femoral stem - Primary cementless | Biomet Orthopaedics | TPRLC 133 MP 12/14 BM HO 12.0 | 51-137120 | Standalone | DE0502577 | As per HSA registered indication(s)
Orthopaedics | Hip replacement - Femoral component | Femoral stem | Femoral stem - Primary cementless | Biomet Orthopaedics | TPRLC 133 MP 12/14 BM HO 13.0 | 51-137130 | Standalone | DE0502577 | As per HSA registered indication(s)
Orthopaedics | Hip replacement - Femoral component | Femoral stem | Femoral stem - Primary cementless | Biomet Orthopaedics | TPRLC 133 MP 12/14 BM HO 14.0 | 51-137140 | Standalone | DE0502577 | As per HSA registered indication(s)
Orthopaedics | Hip replacement - Femoral component | Femoral stem | Femoral stem - Primary cementless | Biomet Orthopaedics | TPRLC 133 MP 12/14 BM HO 15.0 | 51-137150 | Standalone | DE0502577 | As per HSA registered indication(s)
Orthopaedics | Hip replacement - Femoral component | Femoral stem | Femoral stem - Primary cementless | Biomet Orthopaedics | TPRLC 133 MP 12/14 BM HO 16.0 | 51-137160 | Standalone | DE0502577 | As per HSA registered indication(s)
Orthopaedics | Hip replacement - Femoral component | Femoral stem | Femoral stem - Primary cementless | Biomet Orthopaedics | TPRLC 133 MP 12/14 BM HO 17.0 | 51-137170 | Standalone | DE0502577 | As per HSA registered indication(s)
Orthopaedics | Hip replacement - Femoral component | Femoral stem | Femoral stem - Primary cementless | Biomet Orthopaedics | TPRLC 133 MP 12/14 BM HO 18.0 | 51-137180 | Standalone | DE0502577 | As per HSA registered indication(s)
Orthopaedics | Hip replacement - Femoral component | Femoral stem | Femoral stem - Primary cementless | Biomet Orthopaedics | TPRLC 133 MP 12/14 BM HO 9.0 | 51-137090 | Standalone | DE0502577 | As per HSA registered indication(s)
Orthopaedics | Hip replacement - Femoral component | Femoral stem | Femoral stem - Primary cementless | Biomet Orthopaedics | TPRLC 133 MP 12/14 BM SO 10.0 | 51-136100 | Standalone | DE0502577 | As per HSA registered indication(s)
Orthopaedics | Hip replacement - Femoral component | Femoral stem | Femoral stem - Primary cementless | Biomet Orthopaedics | TPRLC 133 MP 12/14 BM SO 11.0 | 51-136110 | Standalone | DE0502577 | As per HSA registered indication(s)
Orthopaedics | Hip replacement - Femoral component | Femoral stem | Femoral stem - Primary cementless | Biomet Orthopaedics | TPRLC 133 MP 12/14 BM SO 12.0 | 51-136120 | Standalone | DE0502577 | As per HSA registered indication(s)
Orthopaedics | Hip replacement - Femoral component | Femoral stem | Femoral stem - Primary cementless | Biomet Orthopaedics | TPRLC 133 MP 12/14 BM SO 13.0 | 51-136130 | Standalone | DE0502577 | As per HSA registered indication(s)
Orthopaedics | Hip replacement - Femoral component | Femoral stem | Femoral stem - Primary cementless | Biomet Orthopaedics | TPRLC 133 MP 12/14 BM SO 14.0 | 51-136140 | Standalone | DE0502577 | As per HSA registered indication(s)
Orthopaedics | Hip replacement - Femoral component | Femoral stem | Femoral stem - Primary cementless | Biomet Orthopaedics | TPRLC 133 MP 12/14 BM SO 15.0 | 51-136150 | Standalone | DE0502577 | As per HSA registered indication(s)
Orthopaedics | Hip replacement - Femoral component | Femoral stem | Femoral stem - Primary cementless | Biomet Orthopaedics | TPRLC 133 MP 12/14 BM SO 16.0 | 51-136160 | Standalone | DE0502577 | As per HSA registered indication(s)
Orthopaedics | Hip replacement - Femoral component | Femoral stem | Femoral stem - Primary cementless | Biomet Orthopaedics | TPRLC 133 MP 12/14 BM SO 17.0 | 51-136170 | Standalone | DE0502577 | As per HSA registered indication(s)
Orthopaedics | Hip replacement - Femoral component | Femoral stem | Femoral stem - Primary cementless | Biomet Orthopaedics | TPRLC 133 MP 12/14 BM SO 18.0 | 51-136180 | Standalone | DE0502577 | As per HSA registered indication(s)
Orthopaedics | Hip replacement - Femoral component | Femoral stem | Femoral stem - Primary cementless | Biomet Orthopaedics | TPRLC 133 MP 12/14 BM SO 9.0 | 51-136090 | Standalone | DE0502577 | As per HSA registered indication(s)
Orthopaedics | Hip replacement - Femoral component | Femoral stem | Femoral stem - Primary cementless | Biomet Orthopaedics | TPRLC HO RD TI BM 10X140 12/14 | 51-134100 | Standalone | DE0502577 | As per HSA registered indication(s)
Orthopaedics | Hip replacement - Femoral component | Femoral stem | Femoral stem - Primary cementless | Biomet Orthopaedics | TPRLC HO RD TI BM 11X142 12/14 | 51-134110 | Standalone | DE0502577 | As per HSA registered indication(s)
Orthopaedics | Hip replacement - Femoral component | Femoral stem | Femoral stem - Primary cementless | Biomet Orthopaedics | TPRLC HO RD TI BM 12X144 12/14 | 51-134120 | Standalone | DE0502577 | As per HSA registered indication(s)
Orthopaedics | Hip replacement - Femoral component | Femoral stem | Femoral stem - Primary cementless | Biomet Orthopaedics | TPRLC HO RD TI BM 13X146 12/14 | 51-134130 | Standalone | DE0502577 | As per HSA registered indication(s)
Orthopaedics | Hip replacement - Femoral component | Femoral stem | Femoral stem - Primary cementless | Biomet Orthopaedics | TPRLC HO RD TI BM 14X148 12/14 | 51-134140 | Standalone | DE0502577 | As per HSA registered indication(s)
Orthopaedics | Hip replacement - Femoral component | Femoral stem | Femoral stem - Primary cementless | Biomet Orthopaedics | TPRLC HO RD TI BM 15X150 12/14 | 51-134150 | Standalone | DE0502577 | As per HSA registered indication(s)
Orthopaedics | Hip replacement - Femoral component | Femoral stem | Femoral stem - Primary cementless | Biomet Orthopaedics | TPRLC HO RD TI BM 16X152 12/14 | 51-134160 | Standalone | DE0502577 | As per HSA registered indication(s)
Orthopaedics | Hip replacement - Femoral component | Femoral stem | Femoral stem - Primary cementless | Biomet Orthopaedics | TPRLC HO RD TI BM 17X154 12/14 | 51-134170 | Standalone | DE0502577 | As per HSA registered indication(s)
Orthopaedics | Hip replacement - Femoral component | Femoral stem | Femoral stem - Primary cementless | Biomet Orthopaedics | TPRLC HO RD TI BM 18X156 12/14 | 51-134180 | Standalone | DE0502577 | As per HSA registered indication(s)
Orthopaedics | Hip replacement - Femoral component | Femoral stem | Femoral stem - Primary cementless | Biomet Orthopaedics | TPRLC HO RD TI BM 20X160 12/14 | 51-134200 | Standalone | DE0502577 | As per HSA registered indication(s)
Orthopaedics | Hip replacement - Femoral component | Femoral stem | Femoral stem - Primary cementless | Biomet Orthopaedics | TPRLC HO RD TI BM 9X137 12/14 | 51-134090 | Standalone | DE0502577 | As per HSA registered indication(s)
Orthopaedics | Hip replacement - Femoral component | Femoral stem | Femoral stem - Primary cementless | Biomet Orthopaedics | TPRLC RD TI BM 10X140 12/14 | 51-133100 | Standalone | DE0502577 | As per HSA registered indication(s)
Orthopaedics | Hip replacement - Femoral component | Femoral stem | Femoral stem - Primary cementless | Biomet Orthopaedics | TPRLC RD TI BM 11X142 12/14 | 51-133110 | Standalone | DE0502577 | As per HSA registered indication(s)
Orthopaedics | Hip replacement - Femoral component | Femoral stem | Femoral stem - Primary cementless | Biomet Orthopaedics | TPRLC RD TI BM 12X144 12/14 | 51-133120 | Standalone | DE0502577 | As per HSA registered indication(s)
Orthopaedics | Hip replacement - Femoral component | Femoral stem | Femoral stem - Primary cementless | Biomet Orthopaedics | TPRLC RD TI BM 13X146 12/14 | 51-133130 | Standalone | DE0502577 | As per HSA registered indication(s)
Orthopaedics | Hip replacement - Femoral component | Femoral stem | Femoral stem - Primary cementless | Biomet Orthopaedics | TPRLC RD TI BM 14X148 12/14 | 51-133140 | Standalone | DE0502577 | As per HSA registered indication(s)
Orthopaedics | Hip replacement - Femoral component | Femoral stem | Femoral stem - Primary cementless | Biomet Orthopaedics | TPRLC RD TI BM 15X150 12/14 | 51-133150 | Standalone | DE0502577 | As per HSA registered indication(s)
Orthopaedics | Hip replacement - Femoral component | Femoral stem | Femoral stem - Primary cementless | Biomet Orthopaedics | TPRLC RD TI BM 16X152 12/14 | 51-133160 | Standalone | DE0502577 | As per HSA registered indication(s)
Orthopaedics | Hip replacement - Femoral component | Femoral stem | Femoral stem - Primary cementless | Biomet Orthopaedics | TPRLC RD TI BM 17X154 12/14 | 51-133170 | Standalone | DE0502577 | As per HSA registered indication(s)
Orthopaedics | Hip replacement - Femoral component | Femoral stem | Femoral stem - Primary cementless | Biomet Orthopaedics | TPRLC RD TI BM 18X156 12/14 | 51-133180 | Standalone | DE0502577 | As per HSA registered indication(s)
Orthopaedics | Hip replacement - Femoral component | Femoral stem | Femoral stem - Primary cementless | Biomet Orthopaedics | TPRLC RD TI BM 20X160 12/14 | 51-133200 | Standalone | DE0502577 | As per HSA registered indication(s)
Orthopaedics | Hip replacement - Femoral component | Femoral stem | Femoral stem - Primary cementless | Biomet Orthopaedics | TPRLC RD TI BM 9X137 12/14 | 51-133090 | Standalone | DE0502577 | As per HSA registered indication(s)
Orthopaedics | Hip replacement - Femoral component | Femoral stem | Femoral stem - Primary cementless | DePuy (Ireland) | Corail 125 Standard No Collar Sz 10 | L981210 | Standalone | DE0006002 | As per HSA registered indication(s)
Orthopaedics | Hip replacement - Femoral component | Femoral stem | Femoral stem - Primary cementless | DePuy (Ireland) | Corail 125 Standard No Collar Sz 8 | L981208 | Standalone | DE0006002 | As per HSA registered indication(s)
Orthopaedics | Hip replacement - Femoral component | Femoral stem | Femoral stem - Primary cementless | DePuy (Ireland) | Corail 125 Standard No Collar Sz 9 | L981209 | Standalone | DE0006002 | As per HSA registered indication(s)
Orthopaedics | Hip replacement - Femoral component | Femoral stem | Femoral stem - Primary cementless | DePuy (Ireland) | CORAIL AMT COLLAR SIZE 16 | 3L92506 | Standalone | DE0006002 | As per HSA registered indication(s)
Orthopaedics | Hip replacement - Femoral component | Femoral stem | Femoral stem - Primary cementless | DePuy (Ireland) | CORAIL AMT COLLAR SIZE 18 | 3L92508 | Standalone | DE0006002 | As per HSA registered indication(s)
Orthopaedics | Hip replacement - Femoral component | Femoral stem | Femoral stem - Primary cementless | DePuy (Ireland) | CORAIL AMT COLLAR SIZE 20 | 3L92521 | Standalone | DE0006002 | As per HSA registered indication(s)
Orthopaedics | Hip replacement - Femoral component | Femoral stem | Femoral stem - Primary cementless | DePuy (Ireland) | CORAIL AMT S10 135 SN CLED | L971310 | Standalone | DE0006002 | As per HSA registered indication(s)
Orthopaedics | Hip replacement - Femoral component | Femoral stem | Femoral stem - Primary cementless | DePuy (Ireland) | CORAIL AMT S10 135 SN CLESS | L981310 | Standalone | DE0006002 | As per HSA registered indication(s)
Orthopaedics | Hip replacement - Femoral component | Femoral stem | Femoral stem - Primary cementless | DePuy (Ireland) | CORAIL AMT S11 135 SN CLED | L971311 | Standalone | DE0006002 | As per HSA registered indication(s)
Orthopaedics | Hip replacement - Femoral component | Femoral stem | Femoral stem - Primary cementless | DePuy (Ireland) | CORAIL AMT S12 135 SN CLED | L971312 | Standalone | DE0006002 | As per HSA registered indication(s)
Orthopaedics | Hip replacement - Femoral component | Femoral stem | Femoral stem - Primary cementless | DePuy (Ireland) | CORAIL AMT S13 135 SN CLED | L971313 | Standalone | DE0006002 | As per HSA registered indication(s)
Orthopaedics | Hip replacement - Femoral component | Femoral stem | Femoral stem - Primary cementless | DePuy (Ireland) | CORAIL AMT S14 135 SN CLED | L971314 | Standalone | DE0006002 | As per HSA registered indication(s)
Orthopaedics | Hip replacement - Femoral component | Femoral stem | Femoral stem - Primary cementless | DePuy (Ireland) | CORAIL AMT S8 135 SN CLED | L971308 | Standalone | DE0006002 | As per HSA registered indication(s)
Orthopaedics | Hip replacement - Femoral component | Femoral stem | Femoral stem - Primary cementless | DePuy (Ireland) | CORAIL AMT S8 135 SN CLESS | L981308 | Standalone | DE0006002 | As per HSA registered indication(s)
Orthopaedics | Hip replacement - Femoral component | Femoral stem | Femoral stem - Primary cementless | DePuy (Ireland) | CORAIL AMT S9 135 SN CLED | L971309 | Standalone | DE0006002 | As per HSA registered indication(s)
Orthopaedics | Hip replacement - Femoral component | Femoral stem | Femoral stem - Primary cementless | DePuy (Ireland) | CORAIL AMT S9 135 SN CLESS | L981309 | Standalone | DE0006002 | As per HSA registered indication(s)
Orthopaedics | Hip replacement - Femoral component | Femoral stem | Femoral stem - Primary cementless | DePuy (Ireland) | CORAIL AMT SZ15 135 HIGH COL | L971115 | Standalone | DE0006002 | As per HSA registered indication(s)
Orthopaedics | Hip replacement - Femoral component | Femoral stem | Femoral stem - Primary cementless | DePuy (Ireland) | CORAIL HIGH OFFSET 135 COLLAR SZ10 | L971110 | Standalone | DE0006002 | As per HSA registered indication(s)
Orthopaedics | Hip replacement - Femoral component | Femoral stem | Femoral stem - Primary cementless | DePuy (Ireland) | CORAIL HIGH OFFSET 135 COLLAR SZ11 | L971111 | Standalone | DE0006002 | As per HSA registered indication(s)
Orthopaedics | Hip replacement - Femoral component | Femoral stem | Femoral stem - Primary cementless | DePuy (Ireland) | CORAIL HIGH OFFSET 135 COLLAR SZ12 | L971112 | Standalone | DE0006002 | As per HSA registered indication(s)
Orthopaedics | Hip replacement - Femoral component | Femoral stem | Femoral stem - Primary cementless | DePuy (Ireland) | CORAIL HIGH OFFSET 135 COLLAR SZ13 | L971113 | Standalone | DE0006002 | As per HSA registered indication(s)
Orthopaedics | Hip replacement - Femoral component | Femoral stem | Femoral stem - Primary cementless | DePuy (Ireland) | CORAIL HIGH OFFSET 135 COLLAR SZ14 | L971114 | Standalone | DE0006002 | As per HSA registered indication(s)
Orthopaedics | Hip replacement - Femoral component | Femoral stem | Femoral stem - Primary cementless | DePuy (Ireland) | CORAIL HIGH OFFSET 135 COLLAR SZ16 | L971116 | Standalone | DE0006002 | As per HSA registered indication(s)
Orthopaedics | Hip replacement - Femoral component | Femoral stem | Femoral stem - Primary cementless | DePuy (Ireland) | CORAIL HIGH OFFSET 135 COLLAR SZ18 | L971118 | Standalone | DE0006002 | As per HSA registered indication(s)
Orthopaedics | Hip replacement - Femoral component | Femoral stem | Femoral stem - Primary cementless | DePuy (Ireland) | CORAIL HIGH OFFSET 135 COLLAR SZ20 | L971120 | Standalone | DE0006002 | As per HSA registered indication(s)
Orthopaedics | Hip replacement - Femoral component | Femoral stem | Femoral stem - Primary cementless | DePuy (Ireland) | CORAIL HIGH OFFSET 135 COLLAR SZ9 | L971109 | Standalone | DE0006002 | As per HSA registered indication(s)
Orthopaedics | Hip replacement - Femoral component | Femoral stem | Femoral stem - Primary cementless | DePuy (Ireland) | CORAIL STD 125 COLLAR SZ10 | L971210 | Standalone | DE0006002 | As per HSA registered indication(s)
Orthopaedics | Hip replacement - Femoral component | Femoral stem | Femoral stem - Primary cementless | DePuy (Ireland) | CORAIL STD 125 COLLAR SZ11 | L971211 | Standalone | DE0006002 | As per HSA registered indication(s)
Orthopaedics | Hip replacement - Femoral component | Femoral stem | Femoral stem - Primary cementless | DePuy (Ireland) | CORAIL STD 125 COLLAR SZ12 | L971212 | Standalone | DE0006002 | As per HSA registered indication(s)
Orthopaedics | Hip replacement - Femoral component | Femoral stem | Femoral stem - Primary cementless | DePuy (Ireland) | CORAIL STD 125 COLLAR SZ13 | L971213 | Standalone | DE0006002 | As per HSA registered indication(s)
Orthopaedics | Hip replacement - Femoral component | Femoral stem | Femoral stem - Primary cementless | DePuy (Ireland) | CORAIL STD 125 COLLAR SZ14 | L971214 | Standalone | DE0006002 | As per HSA registered indication(s)
Orthopaedics | Hip replacement - Femoral component | Femoral stem | Femoral stem - Primary cementless | DePuy (Ireland) | CORAIL STD 125 COLLAR SZ8 | L971208 | Standalone | DE0006002 | As per HSA registered indication(s)
Orthopaedics | Hip replacement - Femoral component | Femoral stem | Femoral stem - Primary cementless | DePuy (Ireland) | CORAIL STD 125 COLLAR SZ9 | L971209 | Standalone | DE0006002 | As per HSA registered indication(s)
Orthopaedics | Hip replacement - Femoral component | Femoral stem | Femoral stem - Primary cementless | DePuy (Ireland) | CORAIL STEM COLLARED LAT COXA VARA SZ 18 | 3L93718 | Standalone | DE0006002 | As per HSA registered indication(s)
Orthopaedics | Hip replacement - Femoral component | Femoral stem | Femoral stem - Primary cementless | DePuy (Ireland) | CORAIL STEM COLLARED LAT COXA VARA SZ 20 | 3L93720 | Standalone | DE0006002 | As per HSA registered indication(s)
Orthopaedics | Hip replacement - Femoral component | Femoral stem | Femoral stem - Primary cementless | DePuy (Ireland) | Corail Cementless Femoral Stem with Collar KA10 | 3L92500 | Standalone | DE0006002 | As per HSA registered indication(s)
Orthopaedics | Hip replacement - Femoral component | Femoral stem | Femoral stem - Primary cementless | DePuy (Ireland) | Corail Cementless Femoral Stem with Collar KA11 | 3L92501 | Standalone | DE0006002 | As per HSA registered indication(s)
Orthopaedics | Hip replacement - Femoral component | Femoral stem | Femoral stem - Primary cementless | DePuy (Ireland) | Corail Cementless Femoral Stem with Collar KA12 | 3L92502 | Standalone | DE0006002 | As per HSA registered indication(s)
Orthopaedics | Hip replacement - Femoral component | Femoral stem | Femoral stem - Primary cementless | DePuy (Ireland) | Corail Cementless Femoral Stem with Collar KA13 | 3L92503 | Standalone | DE0006002 | As per HSA registered indication(s)
Orthopaedics | Hip replacement - Femoral component | Femoral stem | Femoral stem - Primary cementless | DePuy (Ireland) | Corail Cementless Femoral Stem with Collar KA14 | 3L92504 | Standalone | DE0006002 | As per HSA registered indication(s)
Orthopaedics | Hip replacement - Femoral component | Femoral stem | Femoral stem - Primary cementless | DePuy (Ireland) | Corail Cementless Femoral Stem with Collar KA15 | 3L92505 | Standalone | DE0006002 | As per HSA registered indication(s)
Orthopaedics | Hip replacement - Femoral component | Femoral stem | Femoral stem - Primary cementless | DePuy (Ireland) | Corail Cementless Femoral Stem with Collar KA8 | 3L92498 | Standalone | DE0006002 | As per HSA registered indication(s)
Orthopaedics | Hip replacement - Femoral component | Femoral stem | Femoral stem - Primary cementless | DePuy (Ireland) | Corail Cementless Femoral Stem with Collar KA9 | 3L92499 | Standalone | DE0006002 | As per HSA registered indication(s)
Orthopaedics | Hip replacement - Femoral component | Femoral stem | Femoral stem - Primary cementless | DePuy (Ireland) | CORAIL2 LAT COXA VARA SIZE 10 | 3L93710 | Standalone | DE0006002 | As per HSA registered indication(s)
Orthopaedics | Hip replacement - Femoral component | Femoral stem | Femoral stem - Primary cementless | DePuy (Ireland) | CORAIL2 LAT COXA VARA SIZE 11 | 3L93711 | Standalone | DE0006002 | As per HSA registered indication(s)
Orthopaedics | Hip replacement - Femoral component | Femoral stem | Femoral stem - Primary cementless | DePuy (Ireland) | CORAIL2 LAT COXA VARA SIZE 12 | 3L93712 | Standalone | DE0006002 | As per HSA registered indication(s)
Orthopaedics | Hip replacement - Femoral component | Femoral stem | Femoral stem - Primary cementless | DePuy (Ireland) | CORAIL2 LAT COXA VARA SIZE 13 | 3L93713 | Standalone | DE0006002 | As per HSA registered indication(s)
Orthopaedics | Hip replacement - Femoral component | Femoral stem | Femoral stem - Primary cementless | DePuy (Ireland) | CORAIL2 LAT COXA VARA SIZE 14 | 3L93714 | Standalone | DE0006002 | As per HSA registered indication(s)
Orthopaedics | Hip replacement - Femoral component | Femoral stem | Femoral stem - Primary cementless | DePuy (Ireland) | CORAIL2 LAT COXA VARA SIZE 15 | 3L93715 | Standalone | DE0006002 | As per HSA registered indication(s)
Orthopaedics | Hip replacement - Femoral component | Femoral stem | Femoral stem - Primary cementless | DePuy (Ireland) | CORAIL2 LAT COXA VARA SIZE 16 | 3L93716 | Standalone | DE0006002 | As per HSA registered indication(s)
Orthopaedics | Hip replacement - Femoral component | Femoral stem | Femoral stem - Primary cementless | DePuy (Ireland) | CORAIL2 LAT COXA VARA SIZE 9 | 3L93709 | Standalone | DE0006002 | As per HSA registered indication(s)
Orthopaedics | Hip replacement - Femoral component | Femoral stem | Femoral stem - Primary cementless | DePuy (Ireland) | CORAIL2 NON COL HO SIZE 10 | L20310 | Standalone | DE0006002 | As per HSA registered indication(s)
Orthopaedics | Hip replacement - Femoral component | Femoral stem | Femoral stem - Primary cementless | DePuy (Ireland) | CORAIL2 NON COL HO SIZE 11 | L20311 | Standalone | DE0006002 | As per HSA registered indication(s)
Orthopaedics | Hip replacement - Femoral component | Femoral stem | Femoral stem - Primary cementless | DePuy (Ireland) | CORAIL2 NON COL HO SIZE 12 | L20312 | Standalone | DE0006002 | As per HSA registered indication(s)
Orthopaedics | Hip replacement - Femoral component | Femoral stem | Femoral stem - Primary cementless | DePuy (Ireland) | CORAIL2 NON COL HO SIZE 13 | L20313 | Standalone | DE0006002 | As per HSA registered indication(s)
Orthopaedics | Hip replacement - Femoral component | Femoral stem | Femoral stem - Primary cementless | DePuy (Ireland) | CORAIL2 NON COL HO SIZE 14 | L20314 | Standalone | DE0006002 | As per HSA registered indication(s)
Orthopaedics | Hip replacement - Femoral component | Femoral stem | Femoral stem - Primary cementless | DePuy (Ireland) | CORAIL2 NON COL HO SIZE 15 | L20315 | Standalone | DE0006002 | As per HSA registered indication(s)
Orthopaedics | Hip replacement - Femoral component | Femoral stem | Femoral stem - Primary cementless | DePuy (Ireland) | CORAIL2 NON COL HO SIZE 16 | L20316 | Standalone | DE0006002 | As per HSA registered indication(s)
Orthopaedics | Hip replacement - Femoral component | Femoral stem | Femoral stem - Primary cementless | DePuy (Ireland) | CORAIL2 NON COL HO SIZE 18 | L20318 | Standalone | DE0006002 | As per HSA registered indication(s)
Orthopaedics | Hip replacement - Femoral component | Femoral stem | Femoral stem - Primary cementless | DePuy (Ireland) | CORAIL2 NON COL HO SIZE 9 | L20309 | Standalone | DE0006002 | As per HSA registered indication(s)
Orthopaedics | Hip replacement - Femoral component | Femoral stem | Femoral stem - Primary cementless | DePuy (Ireland) | CORAIL2 STD SIZE 10 | 3L92510 | Standalone | DE0006002 | As per HSA registered indication(s)
Orthopaedics | Hip replacement - Femoral component | Femoral stem | Femoral stem - Primary cementless | DePuy (Ireland) | CORAIL2 STD SIZE 11 | 3L92511 | Standalone | DE0006002 | As per HSA registered indication(s)
Orthopaedics | Hip replacement - Femoral component | Femoral stem | Femoral stem - Primary cementless | DePuy (Ireland) | CORAIL2 STD SIZE 12 | 3L92512 | Standalone | DE0006002 | As per HSA registered indication(s)
Orthopaedics | Hip replacement - Femoral component | Femoral stem | Femoral stem - Primary cementless | DePuy (Ireland) | CORAIL2 STD SIZE 13 | 3L92513 | Standalone | DE0006002 | As per HSA registered indication(s)
Orthopaedics | Hip replacement - Femoral component | Femoral stem | Femoral stem - Primary cementless | DePuy (Ireland) | CORAIL2 STD SIZE 14 | 3L92514 | Standalone | DE0006002 | As per HSA registered indication(s)
Orthopaedics | Hip replacement - Femoral component | Femoral stem | Femoral stem - Primary cementless | DePuy (Ireland) | CORAIL2 STD SIZE 15 | 3L92515 | Standalone | DE0006002 | As per HSA registered indication(s)
Orthopaedics | Hip replacement - Femoral component | Femoral stem | Femoral stem - Primary cementless | DePuy (Ireland) | CORAIL2 STD SIZE 16 | 3L92516 | Standalone | DE0006002 | As per HSA registered indication(s)
Orthopaedics | Hip replacement - Femoral component | Femoral stem | Femoral stem - Primary cementless | DePuy (Ireland) | CORAIL2 STD SIZE 18 | 3L92518 | Standalone | DE0006002 | As per HSA registered indication(s)
Orthopaedics | Hip replacement - Femoral component | Femoral stem | Femoral stem - Primary cementless | DePuy (Ireland) | CORAIL2 STD SIZE 19 | 3L92520 | Standalone | DE0006002 | As per HSA registered indication(s)
Orthopaedics | Hip replacement - Femoral component | Femoral stem | Femoral stem - Primary cementless | DePuy (Ireland) | CORAIL2 STD SIZE 8 | 3L92507 | Standalone | DE0006002 | As per HSA registered indication(s)
Orthopaedics | Hip replacement - Femoral component | Femoral stem | Femoral stem - Primary cementless | DePuy (Ireland) | CORAIL2 STD SIZE 9 | 3L92509 | Standalone | DE0006002 | As per HSA registered indication(s)
Orthopaedics | Hip replacement - Femoral component | Femoral stem | Femoral stem - Primary cementless | DePuy (Ireland) | TIGE CORAIL2 DYSP S/A T6 | L20106 | Standalone | DE0006002 | As per HSA registered indication(s)
Orthopaedics | Hip replacement - Femoral component | Femoral stem | Femoral stem - Primary cementless | DePuy Orthopaedics | SUMMIT POROCOAT STEM HIGH OFFSET SIZE1 | 157011070 | Standalone | DE0003258 | As per HSA registered indication(s)
Orthopaedics | Hip replacement - Femoral component | Femoral stem | Femoral stem - Primary cementless | DePuy Orthopaedics | SUMMIT POROCOAT STEM HIGH OFFSET SIZE10 | 157011180 | Standalone | DE0003258 | As per HSA registered indication(s)
Orthopaedics | Hip replacement - Femoral component | Femoral stem | Femoral stem - Primary cementless | DePuy Orthopaedics | SUMMIT POROCOAT STEM HIGH OFFSET SIZE2 | 157011080 | Standalone | DE0003258 | As per HSA registered indication(s)
Orthopaedics | Hip replacement - Femoral component | Femoral stem | Femoral stem - Primary cementless | DePuy Orthopaedics | SUMMIT POROCOAT STEM HIGH OFFSET SIZE3 | 157011090 | Standalone | DE0003258 | As per HSA registered indication(s)
Orthopaedics | Hip replacement - Femoral component | Femoral stem | Femoral stem - Primary cementless | DePuy Orthopaedics | SUMMIT POROCOAT STEM HIGH OFFSET SIZE4 | 157011100 | Standalone | DE0003258 | As per HSA registered indication(s)
Orthopaedics | Hip replacement - Femoral component | Femoral stem | Femoral stem - Primary cementless | DePuy Orthopaedics | SUMMIT POROCOAT STEM HIGH OFFSET SIZE5 | 157011110 | Standalone | DE0003258 | As per HSA registered indication(s)
Orthopaedics | Hip replacement - Femoral component | Femoral stem | Femoral stem - Primary cementless | DePuy Orthopaedics | SUMMIT POROCOAT STEM HIGH OFFSET SIZE6 | 157011120 | Standalone | DE0003258 | As per HSA registered indication(s)
Orthopaedics | Hip replacement - Femoral component | Femoral stem | Femoral stem - Primary cementless | DePuy Orthopaedics | SUMMIT POROCOAT STEM HIGH OFFSET SIZE7 | 157011135 | Standalone | DE0003258 | As per HSA registered indication(s)
Orthopaedics | Hip replacement - Femoral component | Femoral stem | Femoral stem - Primary cementless | DePuy Orthopaedics | SUMMIT POROCOAT STEM HIGH OFFSET SIZE8 | 157011150 | Standalone | DE0003258 | As per HSA registered indication(s)
Orthopaedics | Hip replacement - Femoral component | Femoral stem | Femoral stem - Primary cementless | DePuy Orthopaedics | SUMMIT POROCOAT STEM HIGH OFFSET SIZE9 | 157011165 | Standalone | DE0003258 | As per HSA registered indication(s)
Orthopaedics | Hip replacement - Femoral component | Femoral stem | Femoral stem - Primary cementless | DePuy Orthopaedics | SUMMIT POROCOAT STEM STD OFFSET SIZE 1 | 157001070 | Standalone | DE0003258 | As per HSA registered indication(s)
Orthopaedics | Hip replacement - Femoral component | Femoral stem | Femoral stem - Primary cementless | DePuy Orthopaedics | SUMMIT POROCOAT STEM STD OFFSET SIZE 10 | 157001180 | Standalone | DE0003258 | As per HSA registered indication(s)
Orthopaedics | Hip replacement - Femoral component | Femoral stem | Femoral stem - Primary cementless | DePuy Orthopaedics | SUMMIT POROCOAT STEM STD OFFSET SIZE 2 | 157001080 | Standalone | DE0003258 | As per HSA registered indication(s)
Orthopaedics | Hip replacement - Femoral component | Femoral stem | Femoral stem - Primary cementless | DePuy Orthopaedics | SUMMIT POROCOAT STEM STD OFFSET SIZE 3 | 157001090 | Standalone | DE0003258 | As per HSA registered indication(s)
Orthopaedics | Hip replacement - Femoral component | Femoral stem | Femoral stem - Primary cementless | DePuy Orthopaedics | SUMMIT POROCOAT STEM STD OFFSET SIZE 4 | 157001100 | Standalone | DE0003258 | As per HSA registered indication(s)
Orthopaedics | Hip replacement - Femoral component | Femoral stem | Femoral stem - Primary cementless | DePuy Orthopaedics | SUMMIT POROCOAT STEM STD OFFSET SIZE 5 | 157001110 | Standalone | DE0003258 | As per HSA registered indication(s)
Orthopaedics | Hip replacement - Femoral component | Femoral stem | Femoral stem - Primary cementless | DePuy Orthopaedics | SUMMIT POROCOAT STEM STD OFFSET SIZE 6 | 157001120 | Standalone | DE0003258 | As per HSA registered indication(s)
Orthopaedics | Hip replacement - Femoral component | Femoral stem | Femoral stem - Primary cementless | DePuy Orthopaedics | SUMMIT POROCOAT STEM STD OFFSET SIZE 7 | 157001135 | Standalone | DE0003258 | As per HSA registered indication(s)
Orthopaedics | Hip replacement - Femoral component | Femoral stem | Femoral stem - Primary cementless | DePuy Orthopaedics | SUMMIT POROCOAT STEM STD OFFSET SIZE 8 | 157001150 | Standalone | DE0003258 | As per HSA registered indication(s)
Orthopaedics | Hip replacement - Femoral component | Femoral stem | Femoral stem - Primary cementless | DePuy Orthopaedics | SUMMIT POROCOAT STEM STD OFFSET SIZE 9 | 157001165 | Standalone | DE0003258 | As per HSA registered indication(s)
Orthopaedics | Hip replacement - Femoral component | Femoral stem | Femoral stem - Primary cementless | DePuy Orthopaedics | TRILOCK SZ 0 HI OFFSET | 101214005 | Standalone | DE0006154 | As per HSA registered indication(s)
Orthopaedics | Hip replacement - Femoral component | Femoral stem | Femoral stem - Primary cementless | DePuy Orthopaedics | TRILOCK SZ 0 STD OFFSET | 101204005 | Standalone | DE0006154 | As per HSA registered indication(s)
Orthopaedics | Hip replacement - Femoral component | Femoral stem | Femoral stem - Primary cementless | DePuy Orthopaedics | TRILOCK SZ 1 HI OFFSET | 101214010 | Standalone | DE0006154 | As per HSA registered indication(s)
Orthopaedics | Hip replacement - Femoral component | Femoral stem | Femoral stem - Primary cementless | DePuy Orthopaedics | TRILOCK SZ 1 STD OFFSET | 101204010 | Standalone | DE0006154 | As per HSA registered indication(s)
Orthopaedics | Hip replacement - Femoral component | Femoral stem | Femoral stem - Primary cementless | DePuy Orthopaedics | TRILOCK SZ 10 HI OFFSET | 101214100 | Standalone | DE0006154 | As per HSA registered indication(s)
Orthopaedics | Hip replacement - Femoral component | Femoral stem | Femoral stem - Primary cementless | DePuy Orthopaedics | TRILOCK SZ 10 STD OFFSET | 101204100 | Standalone | DE0006154 | As per HSA registered indication(s)
Orthopaedics | Hip replacement - Femoral component | Femoral stem | Femoral stem - Primary cementless | DePuy Orthopaedics | TRILOCK SZ 11 HI OFFSET | 101214110 | Standalone | DE0006154 | As per HSA registered indication(s)
Orthopaedics | Hip replacement - Femoral component | Femoral stem | Femoral stem - Primary cementless | DePuy Orthopaedics | TRILOCK SZ 11 STD OFFSET | 101204110 | Standalone | DE0006154 | As per HSA registered indication(s)
Orthopaedics | Hip replacement - Femoral component | Femoral stem | Femoral stem - Primary cementless | DePuy Orthopaedics | TRILOCK SZ 12 HI OFFSET | 101214120 | Standalone | DE0006154 | As per HSA registered indication(s)
Orthopaedics | Hip replacement - Femoral component | Femoral stem | Femoral stem - Primary cementless | DePuy Orthopaedics | TRILOCK SZ 12 STD OFFSET | 101204120 | Standalone | DE0006154 | As per HSA registered indication(s)
Orthopaedics | Hip replacement - Femoral component | Femoral stem | Femoral stem - Primary cementless | DePuy Orthopaedics | TRILOCK SZ 2 HI OFFSET | 101214020 | Standalone | DE0006154 | As per HSA registered indication(s)
Orthopaedics | Hip replacement - Femoral component | Femoral stem | Femoral stem - Primary cementless | DePuy Orthopaedics | TRILOCK SZ 2 STD OFFSET | 101204020 | Standalone | DE0006154 | As per HSA registered indication(s)
Orthopaedics | Hip replacement - Femoral component | Femoral stem | Femoral stem - Primary cementless | DePuy Orthopaedics | TRILOCK SZ 3 HI OFFSET | 101214030 | Standalone | DE0006154 | As per HSA registered indication(s)
Orthopaedics | Hip replacement - Femoral component | Femoral stem | Femoral stem - Primary cementless | DePuy Orthopaedics | TRILOCK SZ 3 STD OFFSET | 101204030 | Standalone | DE0006154 | As per HSA registered indication(s)
Orthopaedics | Hip replacement - Femoral component | Femoral stem | Femoral stem - Primary cementless | DePuy Orthopaedics | TRILOCK SZ 4 HI OFFSET | 101214040 | Standalone | DE0006154 | As per HSA registered indication(s)
Orthopaedics | Hip replacement - Femoral component | Femoral stem | Femoral stem - Primary cementless | DePuy Orthopaedics | TRILOCK SZ 4 STD OFFSET | 101204040 | Standalone | DE0006154 | As per HSA registered indication(s)
Orthopaedics | Hip replacement - Femoral component | Femoral stem | Femoral stem - Primary cementless | DePuy Orthopaedics | TRILOCK SZ 5 HI OFFSET | 101214050 | Standalone | DE0006154 | As per HSA registered indication(s)
Orthopaedics | Hip replacement - Femoral component | Femoral stem | Femoral stem - Primary cementless | DePuy Orthopaedics | TRILOCK SZ 5 STD OFFSET | 101204050 | Standalone | DE0006154 | As per HSA registered indication(s)
Orthopaedics | Hip replacement - Femoral component | Femoral stem | Femoral stem - Primary cementless | DePuy Orthopaedics | TRILOCK SZ 6 HI OFFSET | 101214060 | Standalone | DE0006154 | As per HSA registered indication(s)
Orthopaedics | Hip replacement - Femoral component | Femoral stem | Femoral stem - Primary cementless | DePuy Orthopaedics | TRILOCK SZ 6 STD OFFSET | 101204060 | Standalone | DE0006154 | As per HSA registered indication(s)
Orthopaedics | Hip replacement - Femoral component | Femoral stem | Femoral stem - Primary cementless | DePuy Orthopaedics | TRILOCK SZ 7 HI OFFSET | 101214070 | Standalone | DE0006154 | As per HSA registered indication(s)
Orthopaedics | Hip replacement - Femoral component | Femoral stem | Femoral stem - Primary cementless | DePuy Orthopaedics | TRILOCK SZ 7 STD OFFSET | 101204070 | Standalone | DE0006154 | As per HSA registered indication(s)
Orthopaedics | Hip replacement - Femoral component | Femoral stem | Femoral stem - Primary cementless | DePuy Orthopaedics | TRILOCK SZ 8 HI OFFSET | 101214080 | Standalone | DE0006154 | As per HSA registered indication(s)
Orthopaedics | Hip replacement - Femoral component | Femoral stem | Femoral stem - Primary cementless | DePuy Orthopaedics | TRILOCK SZ 8 STD OFFSET | 101204080 | Standalone | DE0006154 | As per HSA registered indication(s)
Orthopaedics | Hip replacement - Femoral component | Femoral stem | Femoral stem - Primary cementless | DePuy Orthopaedics | TRILOCK SZ 9 HI OFFSET | 101214090 | Standalone | DE0006154 | As per HSA registered indication(s)
Orthopaedics | Hip replacement - Femoral component | Femoral stem | Femoral stem - Primary cementless | DePuy Orthopaedics | TRILOCK SZ 9 STD OFFSET | 101204090 | Standalone | DE0006154 | As per HSA registered indication(s)
Orthopaedics | Hip replacement - Femoral component | Femoral stem | Femoral stem - Primary cementless | Smith+Nephew | POLARSTEM Collar lateral Ti/HA 1 | 75018412 | Standalone | DE0017344 | As per HSA registered indication(s)
Orthopaedics | Hip replacement - Femoral component | Femoral stem | Femoral stem - Primary cementless | Smith+Nephew | POLARSTEM Collar lateral Ti/HA 10 | 75102210 | Standalone | DE0017344 | As per HSA registered indication(s)
Orthopaedics | Hip replacement - Femoral component | Femoral stem | Femoral stem - Primary cementless | Smith+Nephew | POLARSTEM Collar lateral Ti/HA 11 | 75102211 | Standalone | DE0017344 | As per HSA registered indication(s)
Orthopaedics | Hip replacement - Femoral component | Femoral stem | Femoral stem - Primary cementless | Smith+Nephew | POLARSTEM Collar lateral Ti/HA 2 | 75018413 | Standalone | DE0017344 | As per HSA registered indication(s)
Orthopaedics | Hip replacement - Femoral component | Femoral stem | Femoral stem - Primary cementless | Smith+Nephew | POLARSTEM Collar lateral Ti/HA 3 | 75018414 | Standalone | DE0017344 | As per HSA registered indication(s)
Orthopaedics | Hip replacement - Femoral component | Femoral stem | Femoral stem - Primary cementless | Smith+Nephew | POLARSTEM Collar lateral Ti/HA 4 | 75018415 | Standalone | DE0017344 | As per HSA registered indication(s)
Orthopaedics | Hip replacement - Femoral component | Femoral stem | Femoral stem - Primary cementless | Smith+Nephew | POLARSTEM Collar lateral Ti/HA 5 | 75018416 | Standalone | DE0017344 | As per HSA registered indication(s)
Orthopaedics | Hip replacement - Femoral component | Femoral stem | Femoral stem - Primary cementless | Smith+Nephew | POLARSTEM Collar lateral Ti/HA 6 | 75018417 | Standalone | DE0017344 | As per HSA registered indication(s)
Orthopaedics | Hip replacement - Femoral component | Femoral stem | Femoral stem - Primary cementless | Smith+Nephew | POLARSTEM Collar lateral Ti/HA 7 | 75018418 | Standalone | DE0017344 | As per HSA registered indication(s)
Orthopaedics | Hip replacement - Femoral component | Femoral stem | Femoral stem - Primary cementless | Smith+Nephew | POLARSTEM Collar lateral Ti/HA 8 | 75018419 | Standalone | DE0017344 | As per HSA registered indication(s)
Orthopaedics | Hip replacement - Femoral component | Femoral stem | Femoral stem - Primary cementless | Smith+Nephew | POLARSTEM Collar lateral Ti/HA 9 | 75102209 | Standalone | DE0017344 | As per HSA registered indication(s)
Orthopaedics | Hip replacement - Femoral component | Femoral stem | Femoral stem - Primary cementless | Smith+Nephew | POLARSTEM Collar standard Ti/HA 0 | 75018400 | Standalone | DE0017344 | As per HSA registered indication(s)
Orthopaedics | Hip replacement - Femoral component | Femoral stem | Femoral stem - Primary cementless | Smith+Nephew | POLARSTEM Collar standard Ti/HA 01 | 75018399 | Standalone | DE0017344 | As per HSA registered indication(s)
Orthopaedics | Hip replacement - Femoral component | Femoral stem | Femoral stem - Primary cementless | Smith+Nephew | POLARSTEM Collar standard Ti/HA 1 | 75018401 | Standalone | DE0017344 | As per HSA registered indication(s)
Orthopaedics | Hip replacement - Femoral component | Femoral stem | Femoral stem - Primary cementless | Smith+Nephew | POLARSTEM Collar standard Ti/HA 10 | 75018410 | Standalone | DE0017344 | As per HSA registered indication(s)
Orthopaedics | Hip replacement - Femoral component | Femoral stem | Femoral stem - Primary cementless | Smith+Nephew | POLARSTEM Collar standard Ti/HA 11 | 75018411 | Standalone | DE0017344 | As per HSA registered indication(s)
Orthopaedics | Hip replacement - Femoral component | Femoral stem | Femoral stem - Primary cementless | Smith+Nephew | POLARSTEM Collar standard Ti/HA 2 | 75018402 | Standalone | DE0017344 | As per HSA registered indication(s)
Orthopaedics | Hip replacement - Femoral component | Femoral stem | Femoral stem - Primary cementless | Smith+Nephew | POLARSTEM Collar standard Ti/HA 3 | 75018403 | Standalone | DE0017344 | As per HSA registered indication(s)
Orthopaedics | Hip replacement - Femoral component | Femoral stem | Femoral stem - Primary cementless | Smith+Nephew | POLARSTEM Collar standard Ti/HA 4 | 75018404 | Standalone | DE0017344 | As per HSA registered indication(s)
Orthopaedics | Hip replacement - Femoral component | Femoral stem | Femoral stem - Primary cementless | Smith+Nephew | POLARSTEM Collar standard Ti/HA 5 | 75018405 | Standalone | DE0017344 | As per HSA registered indication(s)
Orthopaedics | Hip replacement - Femoral component | Femoral stem | Femoral stem - Primary cementless | Smith+Nephew | POLARSTEM Collar standard Ti/HA 6 | 75018406 | Standalone | DE0017344 | As per HSA registered indication(s)
Orthopaedics | Hip replacement - Femoral component | Femoral stem | Femoral stem - Primary cementless | Smith+Nephew | POLARSTEM Collar standard Ti/HA 7 | 75018407 | Standalone | DE0017344 | As per HSA registered indication(s)
Orthopaedics | Hip replacement - Femoral component | Femoral stem | Femoral stem - Primary cementless | Smith+Nephew | POLARSTEM Collar standard Ti/HA 8 | 75018408 | Standalone | DE0017344 | As per HSA registered indication(s)
Orthopaedics | Hip replacement - Femoral component | Femoral stem | Femoral stem - Primary cementless | Smith+Nephew | POLARSTEM Collar standard Ti/HA 9 | 75018409 | Standalone | DE0017344 | As per HSA registered indication(s)
Orthopaedics | Hip replacement - Femoral component | Femoral stem | Femoral stem - Primary cementless | Smith+Nephew | POLARSTEM Stem Lat.Ti/HA 1 non-cem | 75100474 | Standalone | DE0017344 | As per HSA registered indication(s)
Orthopaedics | Hip replacement - Femoral component | Femoral stem | Femoral stem - Primary cementless | Smith+Nephew | POLARSTEM Stem Lat.Ti/HA 10 non-cem | 75100483 | Standalone | DE0017344 | As per HSA registered indication(s)
Orthopaedics | Hip replacement - Femoral component | Femoral stem | Femoral stem - Primary cementless | Smith+Nephew | POLARSTEM Stem Lat.Ti/HA 2 non-cem | 75100475 | Standalone | DE0017344 | As per HSA registered indication(s)
Orthopaedics | Hip replacement - Femoral component | Femoral stem | Femoral stem - Primary cementless | Smith+Nephew | POLARSTEM Stem Lat.Ti/HA 3 non-cem | 75100476 | Standalone | DE0017344 | As per HSA registered indication(s)
Orthopaedics | Hip replacement - Femoral component | Femoral stem | Femoral stem - Primary cementless | Smith+Nephew | POLARSTEM Stem Lat.Ti/HA 4 non-cem | 75100477 | Standalone | DE0017344 | As per HSA registered indication(s)
Orthopaedics | Hip replacement - Femoral component | Femoral stem | Femoral stem - Primary cementless | Smith+Nephew | POLARSTEM Stem Lat.Ti/HA 5 non-cem | 75100478 | Standalone | DE0017344 | As per HSA registered indication(s)
Orthopaedics | Hip replacement - Femoral component | Femoral stem | Femoral stem - Primary cementless | Smith+Nephew | POLARSTEM Stem Lat.Ti/HA 6 non-cem | 75100479 | Standalone | DE0017344 | As per HSA registered indication(s)
Orthopaedics | Hip replacement - Femoral component | Femoral stem | Femoral stem - Primary cementless | Smith+Nephew | POLARSTEM Stem Lat.Ti/HA 7 non-cem | 75100480 | Standalone | DE0017344 | As per HSA registered indication(s)
Orthopaedics | Hip replacement - Femoral component | Femoral stem | Femoral stem - Primary cementless | Smith+Nephew | POLARSTEM Stem Lat.Ti/HA 8 non-cem | 75100481 | Standalone | DE0017344 | As per HSA registered indication(s)
Orthopaedics | Hip replacement - Femoral component | Femoral stem | Femoral stem - Primary cementless | Smith+Nephew | POLARSTEM Stem Lat.Ti/HA 9 non-cem | 75100482 | Standalone | DE0017344 | As per HSA registered indication(s)
Orthopaedics | Hip replacement - Femoral component | Femoral stem | Femoral stem - Primary cementless | Smith+Nephew | POLARSTEM Stem Std Ti/HA 0 non-cem | 75100463 | Standalone | DE0017344 | As per HSA registered indication(s)
Orthopaedics | Hip replacement - Femoral component | Femoral stem | Femoral stem - Primary cementless | Smith+Nephew | POLARSTEM Stem Std Ti/HA 01 non-cem | 75100462 | Standalone | DE0017344 | As per HSA registered indication(s)
Orthopaedics | Hip replacement - Femoral component | Femoral stem | Femoral stem - Primary cementless | Smith+Nephew | POLARSTEM Stem Std Ti/HA 1 non-cem | 75100464 | Standalone | DE0017344 | As per HSA registered indication(s)
Orthopaedics | Hip replacement - Femoral component | Femoral stem | Femoral stem - Primary cementless | Smith+Nephew | POLARSTEM Stem Std Ti/HA 10 non-cem | 75100473 | Standalone | DE0017344 | As per HSA registered indication(s)
Orthopaedics | Hip replacement - Femoral component | Femoral stem | Femoral stem - Primary cementless | Smith+Nephew | POLARSTEM Stem Std Ti/HA 2 non-cem | 75100465 | Standalone | DE0017344 | As per HSA registered indication(s)
Orthopaedics | Hip replacement - Femoral component | Femoral stem | Femoral stem - Primary cementless | Smith+Nephew | POLARSTEM Stem Std Ti/HA 3 non-cem | 75100466 | Standalone | DE0017344 | As per HSA registered indication(s)
Orthopaedics | Hip replacement - Femoral component | Femoral stem | Femoral stem - Primary cementless | Smith+Nephew | POLARSTEM Stem Std Ti/HA 4 non-cem | 75100467 | Standalone | DE0017344 | As per HSA registered indication(s)
Orthopaedics | Hip replacement - Femoral component | Femoral stem | Femoral stem - Primary cementless | Smith+Nephew | POLARSTEM Stem Std Ti/HA 5 non-cem | 75100468 | Standalone | DE0017344 | As per HSA registered indication(s)
Orthopaedics | Hip replacement - Femoral component | Femoral stem | Femoral stem - Primary cementless | Smith+Nephew | POLARSTEM Stem Std Ti/HA 6 non-cem | 75100469 | Standalone | DE0017344 | As per HSA registered indication(s)
Orthopaedics | Hip replacement - Femoral component | Femoral stem | Femoral stem - Primary cementless | Smith+Nephew | POLARSTEM Stem Std Ti/HA 7 non-cem | 75100470 | Standalone | DE0017344 | As per HSA registered indication(s)
Orthopaedics | Hip replacement - Femoral component | Femoral stem | Femoral stem - Primary cementless | Smith+Nephew | POLARSTEM Stem Std Ti/HA 8 non-cem | 75100471 | Standalone | DE0017344 | As per HSA registered indication(s)
Orthopaedics | Hip replacement - Femoral component | Femoral stem | Femoral stem - Primary cementless | Smith+Nephew | POLARSTEM Stem Std Ti/HA 9 non-cem | 75100472 | Standalone | DE0017344 | As per HSA registered indication(s)
Orthopaedics | Hip replacement - Femoral component | Femoral stem | Femoral stem - Primary cementless | Smith+Nephew | POLARSTEM VALGUS TI/HA 0 | 75102072 | Standalone | DE0017344 | As per HSA registered indication(s)
Orthopaedics | Hip replacement - Femoral component | Femoral stem | Femoral stem - Primary cementless | Smith+Nephew | POLARSTEM VALGUS TI/HA 1 | 75102073 | Standalone | DE0017344 | As per HSA registered indication(s)
Orthopaedics | Hip replacement - Femoral component | Femoral stem | Femoral stem - Primary cementless | Smith+Nephew | POLARSTEM VALGUS TI/HA 2 | 75102074 | Standalone | DE0017344 | As per HSA registered indication(s)
Orthopaedics | Hip replacement - Femoral component | Femoral stem | Femoral stem - Primary cementless | Smith+Nephew | POLARSTEM VALGUS TI/HA 3 | 75102075 | Standalone | DE0017344 | As per HSA registered indication(s)
Orthopaedics | Hip replacement - Femoral component | Femoral stem | Femoral stem - Primary cementless | Smith+Nephew | POLARSTEM VALGUS TI/HA 4 | 75102076 | Standalone | DE0017344 | As per HSA registered indication(s)
Orthopaedics | Hip replacement - Femoral component | Femoral stem | Femoral stem - Primary cementless | Smith+Nephew | POLARSTEM VALGUS TI/HA 5 | 75102077 | Standalone | DE0017344 | As per HSA registered indication(s)
Orthopaedics | Hip replacement - Femoral component | Femoral stem | Femoral stem - Primary cementless | Smith+Nephew | POLARSTEM VALGUS TI/HA 6 | 75102078 | Standalone | DE0017344 | As per HSA registered indication(s)
Orthopaedics | Hip replacement - Femoral component | Femoral stem | Femoral stem - Primary cementless | Smith+Nephew | POLARSTEM VALGUS TI/HA 7 | 75102079 | Standalone | DE0017344 | As per HSA registered indication(s)
Orthopaedics | Hip replacement - Femoral component | Femoral stem | Femoral stem - Primary cementless | Smith+Nephew | Sz 10 x 140mm L | 71306610 | Standalone | DE0000273 | As per HSA registered indication(s)
Orthopaedics | Hip replacement - Femoral component | Femoral stem | Femoral stem - Primary cementless | Smith+Nephew | Sz 10 x 140mm L | 71306110 | Standalone | DE0000273 | As per HSA registered indication(s)
Orthopaedics | Hip replacement - Femoral component | Femoral stem | Femoral stem - Primary cementless | Smith+Nephew | Sz 11 x 145mm L | 71306111 | Standalone | DE0000273 | As per HSA registered indication(s)
Orthopaedics | Hip replacement - Femoral component | Femoral stem | Femoral stem - Primary cementless | Smith+Nephew | Sz 11 x 145mm L | 71306611 | Standalone | DE0000273 | As per HSA registered indication(s)
Orthopaedics | Hip replacement - Femoral component | Femoral stem | Femoral stem - Primary cementless | Smith+Nephew | Sz 12 x 150mm L | 71306112 | Standalone | DE0000273 | As per HSA registered indication(s)
Orthopaedics | Hip replacement - Femoral component | Femoral stem | Femoral stem - Primary cementless | Smith+Nephew | Sz 12 x 150mm L | 71306612 | Standalone | DE0000273 | As per HSA registered indication(s)
Orthopaedics | Hip replacement - Femoral component | Femoral stem | Femoral stem - Primary cementless | Smith+Nephew | Sz 13 x 155m L | 71306113 | Standalone | DE0000273 | As per HSA registered indication(s)
Orthopaedics | Hip replacement - Femoral component | Femoral stem | Femoral stem - Primary cementless | Smith+Nephew | Sz 13 x 155m L | 71306613 | Standalone | DE0000273 | As per HSA registered indication(s)
Orthopaedics | Hip replacement - Femoral component | Femoral stem | Femoral stem - Primary cementless | Smith+Nephew | Sz 14 x 160mm L | 71306114 | Standalone | DE0000273 | As per HSA registered indication(s)
Orthopaedics | Hip replacement - Femoral component | Femoral stem | Femoral stem - Primary cementless | Smith+Nephew | Sz 14 x 160mm L | 71306614 | Standalone | DE0000273 | As per HSA registered indication(s)
Orthopaedics | Hip replacement - Femoral component | Femoral stem | Femoral stem - Primary cementless | Smith+Nephew | Sz 15 x 165mm L | 71306615 | Standalone | DE0000273 | As per HSA registered indication(s)
Orthopaedics | Hip replacement - Femoral component | Femoral stem | Femoral stem - Primary cementless | Smith+Nephew | Sz 15 x 165mm L | 71306115 | Standalone | DE0000273 | As per HSA registered indication(s)
Orthopaedics | Hip replacement - Femoral component | Femoral stem | Femoral stem - Primary cementless | Smith+Nephew | Sz 16 x 170mm L | 71306116 | Standalone | DE0000273 | As per HSA registered indication(s)
Orthopaedics | Hip replacement - Femoral component | Femoral stem | Femoral stem - Primary cementless | Smith+Nephew | Sz 16 x 170mm L | 71306616 | Standalone | DE0000273 | As per HSA registered indication(s)
Orthopaedics | Hip replacement - Femoral component | Femoral stem | Femoral stem - Primary cementless | Smith+Nephew | Sz 17 x 170mm L | 71306117 | Standalone | DE0000273 | As per HSA registered indication(s)
Orthopaedics | Hip replacement - Femoral component | Femoral stem | Femoral stem - Primary cementless | Smith+Nephew | Sz 17 x 175mm L | 71306617 | Standalone | DE0000273 | As per HSA registered indication(s)
Orthopaedics | Hip replacement - Femoral component | Femoral stem | Femoral stem - Primary cementless | Smith+Nephew | Sz 18 x 170mm L | 71306118 | Standalone | DE0000273 | As per HSA registered indication(s)
Orthopaedics | Hip replacement - Femoral component | Femoral stem | Femoral stem - Primary cementless | Smith+Nephew | Sz 18 x 175mm L | 71306618 | Standalone | DE0000273 | As per HSA registered indication(s)
Orthopaedics | Hip replacement - Femoral component | Femoral stem | Femoral stem - Primary cementless | Smith+Nephew | Sz 8 x 130mm L | 71306608 | Standalone | DE0000273 | As per HSA registered indication(s)
Orthopaedics | Hip replacement - Femoral component | Femoral stem | Femoral stem - Primary cementless | Smith+Nephew | Sz 9 x 135mm L | 71306109 | Standalone | DE0000273 | As per HSA registered indication(s)
Orthopaedics | Hip replacement - Femoral component | Femoral stem | Femoral stem - Primary cementless | Smith+Nephew | Sz 9 x 135mm L | 71306609 | Standalone | DE0000273 | As per HSA registered indication(s)
Orthopaedics | Hip replacement - Femoral component | Femoral stem | Femoral stem - Primary cementless | Stryker RHQ NL-SHC Cork | Size 0 Accolade II 127 Deg | 67210027 | Standalone | DE0018427 | As per HSA registered indication(s)
Orthopaedics | Hip replacement - Femoral component | Femoral stem | Femoral stem - Primary cementless | Stryker RHQ NL-SHC Cork | Size 0 Accolade II 132 Deg | 67200027 | Standalone | DE0018427 | As per HSA registered indication(s)
Orthopaedics | Hip replacement - Femoral component | Femoral stem | Femoral stem - Primary cementless | Stryker RHQ NL-SHC Cork | Size 1 Accolade II 127 Deg | 67210127 | Standalone | DE0018427 | As per HSA registered indication(s)
Orthopaedics | Hip replacement - Femoral component | Femoral stem | Femoral stem - Primary cementless | Stryker RHQ NL-SHC Cork | Size 1 Accolade II 132 Deg | 67200127 | Standalone | DE0018427 | As per HSA registered indication(s)
Orthopaedics | Hip replacement - Femoral component | Femoral stem | Femoral stem - Primary cementless | Stryker RHQ NL-SHC Cork | Size 10 Accolade II 127 Deg | 67211040 | Standalone | DE0018427 | As per HSA registered indication(s)
Orthopaedics | Hip replacement - Femoral component | Femoral stem | Femoral stem - Primary cementless | Stryker RHQ NL-SHC Cork | Size 10 Accolade II 132 Deg | 67201040 | Standalone | DE0018427 | As per HSA registered indication(s)
Orthopaedics | Hip replacement - Femoral component | Femoral stem | Femoral stem - Primary cementless | Stryker RHQ NL-SHC Cork | Size 11 Accolade II 127 Deg | 67211140 | Standalone | DE0018427 | As per HSA registered indication(s)
Orthopaedics | Hip replacement - Femoral component | Femoral stem | Femoral stem - Primary cementless | Stryker RHQ NL-SHC Cork | Size 11 Accolade II 132 Deg | 67201140 | Standalone | DE0018427 | As per HSA registered indication(s)
Orthopaedics | Hip replacement - Femoral component | Femoral stem | Femoral stem - Primary cementless | Stryker RHQ NL-SHC Cork | Size 2 Accolade II 127 Deg | 67210230 | Standalone | DE0018427 | As per HSA registered indication(s)
Orthopaedics | Hip replacement - Femoral component | Femoral stem | Femoral stem - Primary cementless | Stryker RHQ NL-SHC Cork | Size 2 Accolade II 132 Deg | 67200230 | Standalone | DE0018427 | As per HSA registered indication(s)
Orthopaedics | Hip replacement - Femoral component | Femoral stem | Femoral stem - Primary cementless | Stryker RHQ NL-SHC Cork | Size 3 Accolade II 127 Deg | 67210330 | Standalone | DE0018427 | As per HSA registered indication(s)
Orthopaedics | Hip replacement - Femoral component | Femoral stem | Femoral stem - Primary cementless | Stryker RHQ NL-SHC Cork | Size 3 Accolade II 132 Deg | 67200330 | Standalone | DE0018427 | As per HSA registered indication(s)
Orthopaedics | Hip replacement - Femoral component | Femoral stem | Femoral stem - Primary cementless | Stryker RHQ NL-SHC Cork | Size 4 Accolade II 127 Deg | 67210435 | Standalone | DE0018427 | As per HSA registered indication(s)
Orthopaedics | Hip replacement - Femoral component | Femoral stem | Femoral stem - Primary cementless | Stryker RHQ NL-SHC Cork | Size 4 Accolade II 132 Deg | 67200435 | Standalone | DE0018427 | As per HSA registered indication(s)
Orthopaedics | Hip replacement - Femoral component | Femoral stem | Femoral stem - Primary cementless | Stryker RHQ NL-SHC Cork | Size 5 Accolade II 127 Deg | 67210535 | Standalone | DE0018427 | As per HSA registered indication(s)
Orthopaedics | Hip replacement - Femoral component | Femoral stem | Femoral stem - Primary cementless | Stryker RHQ NL-SHC Cork | Size 5 Accolade II 132 Deg | 67200535 | Standalone | DE0018427 | As per HSA registered indication(s)
Orthopaedics | Hip replacement - Femoral component | Femoral stem | Femoral stem - Primary cementless | Stryker RHQ NL-SHC Cork | Size 6 Accolade II 127 Deg | 67210635 | Standalone | DE0018427 | As per HSA registered indication(s)
Orthopaedics | Hip replacement - Femoral component | Femoral stem | Femoral stem - Primary cementless | Stryker RHQ NL-SHC Cork | Size 6 Accolade II 132 Deg | 67200635 | Standalone | DE0018427 | As per HSA registered indication(s)
Orthopaedics | Hip replacement - Femoral component | Femoral stem | Femoral stem - Primary cementless | Stryker RHQ NL-SHC Cork | Size 7 Accolade II 127 Deg | 67210737 | Standalone | DE0018427 | As per HSA registered indication(s)
Orthopaedics | Hip replacement - Femoral component | Femoral stem | Femoral stem - Primary cementless | Stryker RHQ NL-SHC Cork | Size 7 Accolade II 132 Deg | 67200737 | Standalone | DE0018427 | As per HSA registered indication(s)
Orthopaedics | Hip replacement - Femoral component | Femoral stem | Femoral stem - Primary cementless | Stryker RHQ NL-SHC Cork | Size 8 Accolade II 127 Deg | 67210837 | Standalone | DE0018427 | As per HSA registered indication(s)
Orthopaedics | Hip replacement - Femoral component | Femoral stem | Femoral stem - Primary cementless | Stryker RHQ NL-SHC Cork | Size 8 Accolade II 132 Deg | 67200837 | Standalone | DE0018427 | As per HSA registered indication(s)
Orthopaedics | Hip replacement - Femoral component | Femoral stem | Femoral stem - Primary cementless | Stryker RHQ NL-SHC Cork | Size 9 Accolade II 127 Deg | 67210937 | Standalone | DE0018427 | As per HSA registered indication(s)
Orthopaedics | Hip replacement - Femoral component | Femoral stem | Femoral stem - Primary cementless | Stryker RHQ NL-SHC Cork | Size 9 Accolade II 132 Deg | 67200937 | Standalone | DE0018427 | As per HSA registered indication(s)
Orthopaedics | Hip replacement - Femoral component | Femoral stem | Femoral stem - Primary cementless | Zimmer Inc | 10X115MM FM TAPER STDBDY NECK | 00-7862-010-00 | Standalone | DE0004066 | As per HSA registered indication(s)
Orthopaedics | Hip replacement - Femoral component | Femoral stem | Femoral stem - Primary cementless | Zimmer Inc | 11X120MM FM TAPER STDBDY NECK | 00-7862-011-00 | Standalone | DE0004066 | As per HSA registered indication(s)
Orthopaedics | Hip replacement - Femoral component | Femoral stem | Femoral stem - Primary cementless | Zimmer Inc | 12X125MM FM TAPER STDBDY NECK | 00-7862-012-00 | Standalone | DE0004066 | As per HSA registered indication(s)
Orthopaedics | Hip replacement - Femoral component | Femoral stem | Femoral stem - Primary cementless | Zimmer Inc | 13X130MM FM TAPER STDBDY NECK | 00-7862-013-00 | Standalone | DE0004066 | As per HSA registered indication(s)
Orthopaedics | Hip replacement - Femoral component | Femoral stem | Femoral stem - Primary cementless | Zimmer Inc | 14X135MM FM TAPER STDBDY NECK | 00-7862-014-00 | Standalone | DE0004066 | As per HSA registered indication(s)
Orthopaedics | Hip replacement - Femoral component | Femoral stem | Femoral stem - Primary cementless | Zimmer Inc | 15X140MM FM TAPER STDBDY NECK | 00-7862-015-00 | Standalone | DE0004066 | As per HSA registered indication(s)
Orthopaedics | Hip replacement - Femoral component | Femoral stem | Femoral stem - Primary cementless | Zimmer Inc | 16X145MM FM TAPER STDBDY NECK | 00-7862-016-00 | Standalone | DE0004066 | As per HSA registered indication(s)
Orthopaedics | Hip replacement - Femoral component | Femoral stem | Femoral stem - Primary cementless | Zimmer Inc | 17X150MM FM TAPER STDBDY NECK | 00-7862-017-00 | Standalone | DE0004066 | As per HSA registered indication(s)
Orthopaedics | Hip replacement - Femoral component | Femoral stem | Femoral stem - Primary cementless | Zimmer Inc | 18X155MM FM TAPER STDBDY NECK | 00-7862-018-00 | Standalone | DE0004066 | As per HSA registered indication(s)
Orthopaedics | Hip replacement - Femoral component | Femoral stem | Femoral stem - Primary cementless | Zimmer Inc | 19X155MM FM TAPER STDBDY NECK | 00-7862-019-00 | Standalone | DE0004066 | As per HSA registered indication(s)
Orthopaedics | Hip replacement - Femoral component | Femoral stem | Femoral stem - Primary cementless | Zimmer Inc | 9X110MM FM TAPER STDBDY NECK | 00-7862-009-00 | Standalone | DE0004066 | As per HSA registered indication(s)
Orthopaedics | Hip replacement - Femoral component | Femoral stem | Femoral stem - Primary cementless | Zimmer Inc | VERSYS FEMORAL STEM FIBRE METAL MIDCOAT SIZE 10 | 00-7841-010-00 | Standalone | DE0007206 | As per HSA registered indication(s)
Orthopaedics | Hip replacement - Femoral component | Femoral stem | Femoral stem - Primary cementless | Zimmer Inc | VERSYS FEMORAL STEM FIBRE METAL MIDCOAT SIZE 11 | 00-7841-011-00 | Standalone | DE0007206 | As per HSA registered indication(s)
Orthopaedics | Hip replacement - Femoral component | Femoral stem | Femoral stem - Primary cementless | Zimmer Inc | VERSYS FEMORAL STEM FIBRE METAL MIDCOAT SIZE 12 | 00-7841-012-00 | Standalone | DE0007206 | As per HSA registered indication(s)
Orthopaedics | Hip replacement - Femoral component | Femoral stem | Femoral stem - Primary cementless | Zimmer Inc | VERSYS FEMORAL STEM FIBRE METAL MIDCOAT SIZE 13 | 00-7841-013-00 | Standalone | DE0007206 | As per HSA registered indication(s)
Orthopaedics | Hip replacement - Femoral component | Femoral stem | Femoral stem - Primary cementless | Zimmer Inc | VERSYS FEMORAL STEM FIBRE METAL MIDCOAT SIZE 14 | 00-7841-014-00 | Standalone | DE0007206 | As per HSA registered indication(s)
Orthopaedics | Hip replacement - Femoral component | Femoral stem | Femoral stem - Primary cementless | Zimmer Inc | VERSYS FEMORAL STEM FIBRE METAL MIDCOAT SIZE 15 | 00-7841-015-00 | Standalone | DE0007206 | As per HSA registered indication(s)
Orthopaedics | Hip replacement - Femoral component | Femoral stem | Femoral stem - Primary cementless | Zimmer Inc | VERSYS FEMORAL STEM FIBRE METAL MIDCOAT SIZE 16 | 00-7841-016-00 | Standalone | DE0007206 | As per HSA registered indication(s)
Orthopaedics | Hip replacement - Femoral component | Femoral stem | Femoral stem - Primary cementless | Zimmer Inc | VERSYS FEMORAL STEM FIBRE METAL MIDCOAT SIZE 17 | 00-7841-017-00 | Standalone | DE0007206 | As per HSA registered indication(s)
Orthopaedics | Hip replacement - Femoral component | Femoral stem | Femoral stem - Primary cementless | Zimmer Inc | VERSYS FEMORAL STEM FIBRE METAL MIDCOAT SIZE 18 | 00-7841-018-00 | Standalone | DE0007206 | As per HSA registered indication(s)
Orthopaedics | Hip replacement - Femoral component | Femoral stem | Femoral stem - Primary cementless | Zimmer Inc | VERSYS FEMORAL STEM FIBRE METAL MIDCOAT SIZE 9 | 00-7841-009-00 | Standalone | DE0007206 | As per HSA registered indication(s)
Orthopaedics | Hip replacement - Femoral component | Femoral stem | Femoral stem - Primary cementless | Zimmer Inc | VERSYS FM TAPER STEM EXTENDED OFFSET 120MM SZ 11 | 00-7862-011-20 | Standalone | DE0004066 | As per HSA registered indication(s)
Orthopaedics | Hip replacement - Femoral component | Femoral stem | Femoral stem - Primary cementless | Zimmer Inc | VERSYS FM TAPER STEM EXTENDED OFFSET 125MM SZ 12 | 00-7862-012-20 | Standalone | DE0004066 | As per HSA registered indication(s)
Orthopaedics | Hip replacement - Femoral component | Femoral stem | Femoral stem - Primary cementless | Zimmer Inc | VERSYS FM TAPER STEM EXTENDED OFFSET 130MM SZ 13 | 00-7862-013-20 | Standalone | DE0004066 | As per HSA registered indication(s)
Orthopaedics | Hip replacement - Femoral component | Femoral stem | Femoral stem - Primary cementless | Zimmer Inc | VERSYS FM TAPER STEM EXTENDED OFFSET 135MM SZ 14 | 00-7862-014-20 | Standalone | DE0004066 | As per HSA registered indication(s)
Orthopaedics | Hip replacement - Femoral component | Femoral stem | Femoral stem - Primary cementless | Zimmer Inc | VERSYS FM TAPER STEM EXTENDED OFFSET 140MM SZ 15 | 00-7862-015-20 | Standalone | DE0004066 | As per HSA registered indication(s)
Orthopaedics | Hip replacement - Femoral component | Femoral stem | Femoral stem - Primary cementless | Zimmer Inc | VERSYS FM TAPER STEM EXTENDED OFFSET 145MM SZ 16 | 00-7862-016-20 | Standalone | DE0004066 | As per HSA registered indication(s)
Orthopaedics | Hip replacement - Femoral component | Femoral stem | Femoral stem - Primary cementless | Zimmer Inc | VERSYS FM TAPER STEM EXTENDED OFFSET 150MM SZ 17 | 00-7862-017-20 | Standalone | DE0004066 | As per HSA registered indication(s)
Orthopaedics | Hip replacement - Femoral component | Femoral stem | Femoral stem - Primary cementless | Zimmer Inc | ML TAPER STEM EXT OFFSET SIZE 10 | 00-7711-010-20 | Standalone | DE0007969 | As per HSA registered indication(s)
Orthopaedics | Hip replacement - Femoral component | Femoral stem | Femoral stem - Primary cementless | Zimmer Inc | ML TAPER STEM EXT OFFSET SIZE 11 | 00-7711-011-20 | Standalone | DE0007969 | As per HSA registered indication(s)
Orthopaedics | Hip replacement - Femoral component | Femoral stem | Femoral stem - Primary cementless | Zimmer Inc | ML TAPER STEM EXT OFFSET SIZE 12.5 | 00-7711-012-20 | Standalone | DE0007969 | As per HSA registered indication(s)
Orthopaedics | Hip replacement - Femoral component | Femoral stem | Femoral stem - Primary cementless | Zimmer Inc | ML TAPER STEM EXT OFFSET SIZE 13.5 | 00-7711-013-20 | Standalone | DE0007969 | As per HSA registered indication(s)
Orthopaedics | Hip replacement - Femoral component | Femoral stem | Femoral stem - Primary cementless | Zimmer Inc | ML TAPER STEM EXT OFFSET SIZE 15 | 00-7711-015-20 | Standalone | DE0007969 | As per HSA registered indication(s)
Orthopaedics | Hip replacement - Femoral component | Femoral stem | Femoral stem - Primary cementless | Zimmer Inc | ML TAPER STEM EXT OFFSET SIZE 16 | 00-7711-016-20 | Standalone | DE0007969 | As per HSA registered indication(s)
Orthopaedics | Hip replacement - Femoral component | Femoral stem | Femoral stem - Primary cementless | Zimmer Inc | ML TAPER STEM EXT OFFSET SIZE 17.5 | 00-7711-017-20 | Standalone | DE0007969 | As per HSA registered indication(s)
Orthopaedics | Hip replacement - Femoral component | Femoral stem | Femoral stem - Primary cementless | Zimmer Inc | ML TAPER STEM EXT OFFSET SIZE 20 | 00-7711-020-20 | Standalone | DE0007969 | As per HSA registered indication(s)
Orthopaedics | Hip replacement - Femoral component | Femoral stem | Femoral stem - Primary cementless | Zimmer Inc | ML TAPER STEM EXT OFFSET SIZE 22.5 | 00-7711-022-20 | Standalone | DE0007969 | As per HSA registered indication(s)
Orthopaedics | Hip replacement - Femoral component | Femoral stem | Femoral stem - Primary cementless | Zimmer Inc | ML TAPER STEM EXT OFFSET SIZE 4 | 00-7711-004-40 | Standalone | DE0007969 | As per HSA registered indication(s)
Orthopaedics | Hip replacement - Femoral component | Femoral stem | Femoral stem - Primary cementless | Zimmer Inc | ML TAPER STEM EXT OFFSET SIZE 5 | 00-7711-005-20 | Standalone | DE0007969 | As per HSA registered indication(s)
Orthopaedics | Hip replacement - Femoral component | Femoral stem | Femoral stem - Primary cementless | Zimmer Inc | ML TAPER STEM EXT OFFSET SIZE 6 | 00-7711-006-20 | Standalone | DE0007969 | As per HSA registered indication(s)
Orthopaedics | Hip replacement - Femoral component | Femoral stem | Femoral stem - Primary cementless | Zimmer Inc | ML TAPER STEM EXT OFFSET SIZE 7.5 | 00-7711-007-20 | Standalone | DE0007969 | As per HSA registered indication(s)
Orthopaedics | Hip replacement - Femoral component | Femoral stem | Femoral stem - Primary cementless | Zimmer Inc | ML TAPER STEM EXT OFFSET SIZE 9 | 00-7711-009-20 | Standalone | DE0007969 | As per HSA registered indication(s)
Orthopaedics | Hip replacement - Femoral component | Femoral stem | Femoral stem - Primary cementless | Zimmer Inc | ML TAPER STEM STD OFFSET SIZE 10 | 00-7711-010-00 | Standalone | DE0007969 | As per HSA registered indication(s)
Orthopaedics | Hip replacement - Femoral component | Femoral stem | Femoral stem - Primary cementless | Zimmer Inc | ML TAPER STEM STD OFFSET SIZE 11 | 00-7711-011-00 | Standalone | DE0007969 | As per HSA registered indication(s)
Orthopaedics | Hip replacement - Femoral component | Femoral stem | Femoral stem - Primary cementless | Zimmer Inc | ML TAPER STEM STD OFFSET SIZE 12.5 | 00-7711-012-00 | Standalone | DE0007969 | As per HSA registered indication(s)
Orthopaedics | Hip replacement - Femoral component | Femoral stem | Femoral stem - Primary cementless | Zimmer Inc | ML TAPER STEM STD OFFSET SIZE 13.5 | 00-7711-013-00 | Standalone | DE0007969 | As per HSA registered indication(s)
Orthopaedics | Hip replacement - Femoral component | Femoral stem | Femoral stem - Primary cementless | Zimmer Inc | ML TAPER STEM STD OFFSET SIZE 15 | 00-7711-015-00 | Standalone | DE0007969 | As per HSA registered indication(s)
Orthopaedics | Hip replacement - Femoral component | Femoral stem | Femoral stem - Primary cementless | Zimmer Inc | ML TAPER STEM STD OFFSET SIZE 16 | 00-7711-016-00 | Standalone | DE0007969 | As per HSA registered indication(s)
Orthopaedics | Hip replacement - Femoral component | Femoral stem | Femoral stem - Primary cementless | Zimmer Inc | ML TAPER STEM STD OFFSET SIZE 17.5 | 00-7711-017-00 | Standalone | DE0007969 | As per HSA registered indication(s)
Orthopaedics | Hip replacement - Femoral component | Femoral stem | Femoral stem - Primary cementless | Zimmer Inc | ML TAPER STEM STD OFFSET SIZE 20 | 00-7711-020-00 | Standalone | DE0007969 | As per HSA registered indication(s)
Orthopaedics | Hip replacement - Femoral component | Femoral stem | Femoral stem - Primary cementless | Zimmer Inc | ML TAPER STEM STD OFFSET SIZE 22.5 | 00-7711-022-00 | Standalone | DE0007969 | As per HSA registered indication(s)
Orthopaedics | Hip replacement - Femoral component | Femoral stem | Femoral stem - Primary cementless | Zimmer Inc | ML TAPER STEM STD OFFSET SIZE 4 | 00-7711-004-10 | Standalone | DE0007969 | As per HSA registered indication(s)
Orthopaedics | Hip replacement - Femoral component | Femoral stem | Femoral stem - Primary cementless | Zimmer Inc | ML TAPER STEM STD OFFSET SIZE 5 | 00-7711-005-00 | Standalone | DE0007969 | As per HSA registered indication(s)
Orthopaedics | Hip replacement - Femoral component | Femoral stem | Femoral stem - Primary cementless | Zimmer Inc | ML TAPER STEM STD OFFSET SIZE 6 | 00-7711-006-00 | Standalone | DE0007969 | As per HSA registered indication(s)
Orthopaedics | Hip replacement - Femoral component | Femoral stem | Femoral stem - Primary cementless | Zimmer Inc | ML TAPER STEM STD OFFSET SIZE 7.5 | 00-7711-007-00 | Standalone | DE0007969 | As per HSA registered indication(s)
Orthopaedics | Hip replacement - Femoral component | Femoral stem | Femoral stem - Primary cementless | Zimmer Inc | ML TAPER STEM STD OFFSET SIZE 9 | 00-7711-009-00 | Standalone | DE0007969 | As per HSA registered indication(s)
Orthopaedics | Hip replacement - Femoral component | Femoral stem | Femoral stem - Primary cementless | Zimmer Inc | POR TAPER FEM ST 11 EXT HATCP | 65-7862-011-20 | Standalone | DE0004066 | As per HSA registered indication(s)
Orthopaedics | Hip replacement - Femoral component | Femoral stem | Femoral stem - Primary cementless | Zimmer Inc | POR TAPER FEM ST 12 EXT HATCP | 65-7862-012-20 | Standalone | DE0004066 | As per HSA registered indication(s)
Orthopaedics | Hip replacement - Femoral component | Femoral stem | Femoral stem - Primary cementless | Zimmer Inc | POR TAPER FEM ST 13 EXT HATCP | 65-7862-013-20 | Standalone | DE0004066 | As per HSA registered indication(s)
Orthopaedics | Hip replacement - Femoral component | Femoral stem | Femoral stem - Primary cementless | Zimmer Inc | POR TAPER FEM ST 14 EXT HATCP | 65-7862-014-20 | Standalone | DE0004066 | As per HSA registered indication(s)
Orthopaedics | Hip replacement - Femoral component | Femoral stem | Femoral stem - Primary cementless | Zimmer Inc | POR TAPER FEM ST 15 EXT HATCP | 65-7862-015-20 | Standalone | DE0004066 | As per HSA registered indication(s)
Orthopaedics | Hip replacement - Femoral component | Femoral stem | Femoral stem - Primary cementless | Zimmer Inc | POR TAPER FEM ST 16 EXT HATCP | 65-7862-016-20 | Standalone | DE0004066 | As per HSA registered indication(s)
Orthopaedics | Hip replacement - Femoral component | Femoral stem | Femoral stem - Primary cementless | Zimmer Inc | POR TAPER FEM ST SZ 10 HA/TCP | 65-7862-010-00 | Standalone | DE0004066 | As per HSA registered indication(s)
Orthopaedics | Hip replacement - Femoral component | Femoral stem | Femoral stem - Primary cementless | Zimmer Inc | POR TAPER FEM ST SZ 14 HA/TCP | 65-7862-014-00 | Standalone | DE0004066 | As per HSA registered indication(s)
Orthopaedics | Hip replacement - Femoral component | Femoral stem | Femoral stem - Primary cementless | Zimmer Inc | POR TAPER FEM ST SZ 9 HA/TCP | 65-7862-009-00 | Standalone | DE0004066 | As per HSA registered indication(s)
Orthopaedics | Hip replacement - Femoral component | Femoral stem | Femoral stem - Primary cementless | Zimmer Inc | POR TAPER FEM ST SZ12 HA/TCP | 65-7862-012-00 | Standalone | DE0004066 | As per HSA registered indication(s)
Orthopaedics | Hip replacement - Femoral component | Femoral stem | Femoral stem - Primary cementless | Zimmer Inc | POR TAPER FEM ST SZ13 HA/TCP | 65-7862-013-00 | Standalone | DE0004066 | As per HSA registered indication(s)
Orthopaedics | Hip replacement - Femoral component | Femoral stem | Femoral stem - Primary cementless | Zimmer Inc | POR TAPER FEM ST SZ15 HA/TCP | 65-7862-015-00 | Standalone | DE0004066 | As per HSA registered indication(s)
Orthopaedics | Hip replacement - Femoral component | Femoral stem | Femoral stem - Primary cementless | Zimmer Inc | POR TAPER FEM ST SZ16 HA/TCP | 65-7862-016-00 | Standalone | DE0004066 | As per HSA registered indication(s)
Orthopaedics | Hip replacement - Femoral component | Femoral stem | Femoral stem - Primary cementless | Zimmer Inc | POR TAPER FEM STEM SZ11 HA/TCP | 65-7862-011-00 | Standalone | DE0004066 | As per HSA registered indication(s)
Orthopaedics | Hip replacement - Femoral component | Femoral stem | Femoral stem - Primary cementless | Zimmer Inc | POR TAPER FEM STEM SZ17 HA/TCP | 65-7862-017-00 | Standalone | DE0004066 | As per HSA registered indication(s)
Orthopaedics | Hip replacement - Femoral component | Femoral stem | Femoral stem - Primary cementless | Zimmer Inc | SZ10 M/L TP REDUCED NK STD OFS | 00-7711-010-10 | Standalone | DE0007969 | As per HSA registered indication(s)
Orthopaedics | Hip replacement - Femoral component | Femoral stem | Femoral stem - Primary cementless | Zimmer Inc | SZ10 ML TP REDUCED NK EXT OFS | 00-7711-010-40 | Standalone | DE0007969 | As per HSA registered indication(s)
Orthopaedics | Hip replacement - Femoral component | Femoral stem | Femoral stem - Primary cementless | Zimmer Inc | SZ11 M/L TP REDUCED NK STD OFS | 00-7711-011-10 | Standalone | DE0007969 | As per HSA registered indication(s)
Orthopaedics | Hip replacement - Femoral component | Femoral stem | Femoral stem - Primary cementless | Zimmer Inc | SZ11 ML TP REDUCED NK EXT OFS | 00-7711-011-40 | Standalone | DE0007969 | As per HSA registered indication(s)
Orthopaedics | Hip replacement - Femoral component | Femoral stem | Femoral stem - Primary cementless | Zimmer Inc | SZ12.5 ML TP REDUCE NK STD OFS | 00-7711-012-10 | Standalone | DE0007969 | As per HSA registered indication(s)
Orthopaedics | Hip replacement - Femoral component | Femoral stem | Femoral stem - Primary cementless | Zimmer Inc | SZ12.5ML TP REDUCED NK EXT OFS | 00-7711-012-40 | Standalone | DE0007969 | As per HSA registered indication(s)
Orthopaedics | Hip replacement - Femoral component | Femoral stem | Femoral stem - Primary cementless | Zimmer Inc | SZ5 M/L TP REDUCED NK EXT OFS | 00-7711-005-40 | Standalone | DE0007969 | As per HSA registered indication(s)
Orthopaedics | Hip replacement - Femoral component | Femoral stem | Femoral stem - Primary cementless | Zimmer Inc | SZ5 M/L TP REDUCED NK STD OFS | 00-7711-005-10 | Standalone | DE0007969 | As per HSA registered indication(s)
Orthopaedics | Hip replacement - Femoral component | Femoral stem | Femoral stem - Primary cementless | Zimmer Inc | SZ6 M/L TP REDUCED NK EXT OFS | 00-7711-006-40 | Standalone | DE0007969 | As per HSA registered indication(s)
Orthopaedics | Hip replacement - Femoral component | Femoral stem | Femoral stem - Primary cementless | Zimmer Inc | SZ6 M/L TP REDUCED NK STD OFS | 00-7711-006-10 | Standalone | DE0007969 | As per HSA registered indication(s)
Orthopaedics | Hip replacement - Femoral component | Femoral stem | Femoral stem - Primary cementless | Zimmer Inc | SZ7.5 M/L TP REDUCED NK STD OFS | 00-7711-007-10 | Standalone | DE0007969 | As per HSA registered indication(s)
Orthopaedics | Hip replacement - Femoral component | Femoral stem | Femoral stem - Primary cementless | Zimmer Inc | SZ7.5 ML TP REDUCED NK EXT OFS | 00-7711-007-40 | Standalone | DE0007969 | As per HSA registered indication(s)
Orthopaedics | Hip replacement - Femoral component | Femoral stem | Femoral stem - Primary cementless | Zimmer Inc | SZ9 M/L TP REDUCED NK STD OFS | 00-7711-009-10 | Standalone | DE0007969 | As per HSA registered indication(s)
Orthopaedics | Hip replacement - Femoral component | Femoral stem | Femoral stem - Primary cementless | Zimmer Inc | SZ9 ML TP REDUCED NK EXT OFS | 00-7711-009-40 | Standalone | DE0007969 | As per HSA registered indication(s)
Orthopaedics | Hip replacement - Femoral component | Femoral stem | Femoral stem - Primary cementless | Zimmer Inc | VERSYS FM TAPER STEM EXTENDED OFFSET 155MM SZ 18 | 00-7862-018-20 | Standalone | DE0004066 | As per HSA registered indication(s)
Orthopaedics | Hip replacement - Femoral component | Femoral stem | Femoral stem - Primary cementless | Zimmer Inc | VERSYS FM TAPER STEM EXTENDED OFFSET 155MM SZ 19 | 00-7862-019-20 | Standalone | DE0004066 | As per HSA registered indication(s)
Orthopaedics | Hip replacement - Femoral component | Femoral stem | Femoral stem - Primary cementless | Biomet Orthopaedic | AVENIR CMPL HA STD NC SIZE 0 | 574101000 | Standalone | DE0508356 | As per HSA registered indication(s)
Orthopaedics | Hip replacement - Femoral component | Femoral stem | Femoral stem - Primary cementless | Biomet Orthopaedic | AVENIR CMPL HA STD NC SIZE 1 | 574101010 | Standalone | DE0508356 | As per HSA registered indication(s)
Orthopaedics | Hip replacement - Femoral component | Femoral stem | Femoral stem - Primary cementless | Biomet Orthopaedic | AVENIR CMPL HA STD NC SIZE 2 | 574101020 | Standalone | DE0508356 | As per HSA registered indication(s)
Orthopaedics | Hip replacement - Femoral component | Femoral stem | Femoral stem - Primary cementless | Biomet Orthopaedic | AVENIR CMPL HA STD NC SIZE 3 | 574101030 | Standalone | DE0508356 | As per HSA registered indication(s)
Orthopaedics | Hip replacement - Femoral component | Femoral stem | Femoral stem - Primary cementless | Biomet Orthopaedic | AVENIR CMPL HA STD NC SIZE 4 | 574101040 | Standalone | DE0508356 | As per HSA registered indication(s)
Orthopaedics | Hip replacement - Femoral component | Femoral stem | Femoral stem - Primary cementless | Biomet Orthopaedic | AVENIR CMPL HA STD NC SIZE 5 | 574101050 | Standalone | DE0508356 | As per HSA registered indication(s)
Orthopaedics | Hip replacement - Femoral component | Femoral stem | Femoral stem - Primary cementless | Biomet Orthopaedic | AVENIR CMPL HA STD NC SIZE 6 | 574101060 | Standalone | DE0508356 | As per HSA registered indication(s)
Orthopaedics | Hip replacement - Femoral component | Femoral stem | Femoral stem - Primary cementless | Biomet Orthopaedic | AVENIR CMPL HA STD NC SIZE 6.5 | 574101065 | Standalone | DE0508356 | As per HSA registered indication(s)
Orthopaedics | Hip replacement - Femoral component | Femoral stem | Femoral stem - Primary cementless | Biomet Orthopaedic | AVENIR CMPL HA STD NC SIZE 7 | 574101070 | Standalone | DE0508356 | As per HSA registered indication(s)
Orthopaedics | Hip replacement - Femoral component | Femoral stem | Femoral stem - Primary cementless | Biomet Orthopaedic | AVENIR CMPL HA STD NC SIZE 7.5 | 574101075 | Standalone | DE0508356 | As per HSA registered indication(s)
Orthopaedics | Hip replacement - Femoral component | Femoral stem | Femoral stem - Primary cementless | Biomet Orthopaedic | AVENIR CMPL HA HO NC SIZE 0 | 574102000 | Standalone | DE0508356 | As per HSA registered indication(s)
Orthopaedics | Hip replacement - Femoral component | Femoral stem | Femoral stem - Primary cementless | Biomet Orthopaedic | AVENIR CMPL HA HO NC SIZE 1 | 574102010 | Standalone | DE0508356 | As per HSA registered indication(s)
Orthopaedics | Hip replacement - Femoral component | Femoral stem | Femoral stem - Primary cementless | Biomet Orthopaedic | AVENIR CMPL HA HO NC SIZE 2 | 574102020 | Standalone | DE0508356 | As per HSA registered indication(s)
Orthopaedics | Hip replacement - Femoral component | Femoral stem | Femoral stem - Primary cementless | Biomet Orthopaedic | AVENIR CMPL HA HO NC SIZE 3 | 574102030 | Standalone | DE0508356 | As per HSA registered indication(s)
Orthopaedics | Hip replacement - Femoral component | Femoral stem | Femoral stem - Primary cementless | Biomet Orthopaedic | AVENIR CMPL HA HO NC SIZE 4 | 574102040 | Standalone | DE0508356 | As per HSA registered indication(s)
Orthopaedics | Hip replacement - Femoral component | Femoral stem | Femoral stem - Primary cementless | Biomet Orthopaedic | AVENIR CMPL HA HO NC SIZE 5 | 574102050 | Standalone | DE0508356 | As per HSA registered indication(s)
Orthopaedics | Hip replacement - Femoral component | Femoral stem | Femoral stem - Primary cementless | Biomet Orthopaedic | AVENIR CMPL HA HO NC SIZE 6 | 574102060 | Standalone | DE0508356 | As per HSA registered indication(s)
Orthopaedics | Hip replacement - Femoral component | Femoral stem | Femoral stem - Primary cementless | Biomet Orthopaedic | AVENIR CMPL HA HO NC SIZE 6.5 | 574102065 | Standalone | DE0508356 | As per HSA registered indication(s)
Orthopaedics | Hip replacement - Femoral component | Femoral stem | Femoral stem - Primary cementless | Biomet Orthopaedic | AVENIR CMPL HA HO NC SIZE 7 | 574102070 | Standalone | DE0508356 | As per HSA registered indication(s)
Orthopaedics | Hip replacement - Femoral component | Femoral stem | Femoral stem - Primary cementless | Biomet Orthopaedic | AVENIR CMPL HA HO NC SIZE 7.5 | 574102075 | Standalone | DE0508356 | As per HSA registered indication(s)
Orthopaedics | Hip replacement - Femoral component | Femoral stem | Femoral stem - Primary cementless | Biomet Orthopaedic | AVENIR CMPL HA VAR NC SIZE 0 | 574103000 | Standalone | DE0508356 | As per HSA registered indication(s)
Orthopaedics | Hip replacement - Femoral component | Femoral stem | Femoral stem - Primary cementless | Biomet Orthopaedic | AVENIR CMPL HA VAR NC SIZE 1 | 574103010 | Standalone | DE0508356 | As per HSA registered indication(s)
Orthopaedics | Hip replacement - Femoral component | Femoral stem | Femoral stem - Primary cementless | Biomet Orthopaedic | AVENIR CMPL HA VAR NC SIZE 2 | 574103020 | Standalone | DE0508356 | As per HSA registered indication(s)
Orthopaedics | Hip replacement - Femoral component | Femoral stem | Femoral stem - Primary cementless | Biomet Orthopaedic | AVENIR CMPL HA VAR NC SIZE 3 | 574103030 | Standalone | DE0508356 | As per HSA registered indication(s)
Orthopaedics | Hip replacement - Femoral component | Femoral stem | Femoral stem - Primary cementless | Biomet Orthopaedic | AVENIR CMPL HA VAR NC SIZE 4 | 574103040 | Standalone | DE0508356 | As per HSA registered indication(s)
Orthopaedics | Hip replacement - Femoral component | Femoral stem | Femoral stem - Primary cementless | Biomet Orthopaedic | AVENIR CMPL HA VAR NC SIZE 5 | 574103050 | Standalone | DE0508356 | As per HSA registered indication(s)
Orthopaedics | Hip replacement - Femoral component | Femoral stem | Femoral stem - Primary cementless | Biomet Orthopaedic | AVENIR CMPL HA VAR NC SIZE 6 | 574103060 | Standalone | DE0508356 | As per HSA registered indication(s)
Orthopaedics | Hip replacement - Femoral component | Femoral stem | Femoral stem - Primary cementless | Biomet Orthopaedic | AVENIR CMPL HA VAR NC SIZE 6.5 | 574103065 | Standalone | DE0508356 | As per HSA registered indication(s)
Orthopaedics | Hip replacement - Femoral component | Femoral stem | Femoral stem - Primary cementless | Biomet Orthopaedic | AVENIR CMPL HA VAR NC SIZE 7 | 574103070 | Standalone | DE0508356 | As per HSA registered indication(s)
Orthopaedics | Hip replacement - Femoral component | Femoral stem | Femoral stem - Primary cementless | Biomet Orthopaedic | AVENIR CMPL HA VAR NC SIZE 7.5 | 574103075 | Standalone | DE0508356 | As per HSA registered indication(s)
Orthopaedics | Hip replacement - Femoral component | Femoral stem | Femoral stem - Primary cementless | Biomet Orthopaedic | AVENIR CMPL HA STD COL SIZE 0 | 574201000 | Standalone | DE0508356 | As per HSA registered indication(s)
Orthopaedics | Hip replacement - Femoral component | Femoral stem | Femoral stem - Primary cementless | Biomet Orthopaedic | AVENIR CMPL HA STD COL SIZE 1 | 574201010 | Standalone | DE0508356 | As per HSA registered indication(s)
Orthopaedics | Hip replacement - Femoral component | Femoral stem | Femoral stem - Primary cementless | Biomet Orthopaedic | AVENIR CMPL HA STD COL SIZE 2 | 574201020 | Standalone | DE0508356 | As per HSA registered indication(s)
Orthopaedics | Hip replacement - Femoral component | Femoral stem | Femoral stem - Primary cementless | Biomet Orthopaedic | AVENIR CMPL HA STD COL SIZE 3 | 574201030 | Standalone | DE0508356 | As per HSA registered indication(s)
Orthopaedics | Hip replacement - Femoral component | Femoral stem | Femoral stem - Primary cementless | Biomet Orthopaedic | AVENIR CMPL HA STD COL SIZE 4 | 574201040 | Standalone | DE0508356 | As per HSA registered indication(s)
Orthopaedics | Hip replacement - Femoral component | Femoral stem | Femoral stem - Primary cementless | Biomet Orthopaedic | AVENIR CMPL HA STD COL SIZE 5 | 574201050 | Standalone | DE0508356 | As per HSA registered indication(s)
Orthopaedics | Hip replacement - Femoral component | Femoral stem | Femoral stem - Primary cementless | Biomet Orthopaedic | AVENIR CMPL HA STD COL SIZE 6 | 574201060 | Standalone | DE0508356 | As per HSA registered indication(s)
Orthopaedics | Hip replacement - Femoral component | Femoral stem | Femoral stem - Primary cementless | Biomet Orthopaedic | AVENIR CMPL HA STD COL SIZE6.5 | 574201065 | Standalone | DE0508356 | As per HSA registered indication(s)
Orthopaedics | Hip replacement - Femoral component | Femoral stem | Femoral stem - Primary cementless | Biomet Orthopaedic | AVENIR CMPL HA STD COL SIZE 7 | 574201070 | Standalone | DE0508356 | As per HSA registered indication(s)
Orthopaedics | Hip replacement - Femoral component | Femoral stem | Femoral stem - Primary cementless | Biomet Orthopaedic | AVENIR CMPL HA STD COL SIZE7.5 | 574201075 | Standalone | DE0508356 | As per HSA registered indication(s)
Orthopaedics | Hip replacement - Femoral component | Femoral stem | Femoral stem - Primary cementless | Biomet Orthopaedic | AVENIR CMPL HA HO COL SIZE 0 | 574202000 | Standalone | DE0508356 | As per HSA registered indication(s)
Orthopaedics | Hip replacement - Femoral component | Femoral stem | Femoral stem - Primary cementless | Biomet Orthopaedic | AVENIR CMPL HA HO COL SIZE 1 | 574202010 | Standalone | DE0508356 | As per HSA registered indication(s)
Orthopaedics | Hip replacement - Femoral component | Femoral stem | Femoral stem - Primary cementless | Biomet Orthopaedic | AVENIR CMPL HA HO COL SIZE 2 | 574202020 | Standalone | DE0508356 | As per HSA registered indication(s)
Orthopaedics | Hip replacement - Femoral component | Femoral stem | Femoral stem - Primary cementless | Biomet Orthopaedic | AVENIR CMPL HA HO COL SIZE 3 | 574202030 | Standalone | DE0508356 | As per HSA registered indication(s)
Orthopaedics | Hip replacement - Femoral component | Femoral stem | Femoral stem - Primary cementless | Biomet Orthopaedic | AVENIR CMPL HA HO COL SIZE 4 | 574202040 | Standalone | DE0508356 | As per HSA registered indication(s)
Orthopaedics | Hip replacement - Femoral component | Femoral stem | Femoral stem - Primary cementless | Biomet Orthopaedic | AVENIR CMPL HA HO COL SIZE 5 | 574202050 | Standalone | DE0508356 | As per HSA registered indication(s)
Orthopaedics | Hip replacement - Femoral component | Femoral stem | Femoral stem - Primary cementless | Biomet Orthopaedic | AVENIR CMPL HA HO COL SIZE 6 | 574202060 | Standalone | DE0508356 | As per HSA registered indication(s)
Orthopaedics | Hip replacement - Femoral component | Femoral stem | Femoral stem - Primary cementless | Biomet Orthopaedic | AVENIR CMPL HA HO COL SIZE6.5 | 574202065 | Standalone | DE0508356 | As per HSA registered indication(s)
Orthopaedics | Hip replacement - Femoral component | Femoral stem | Femoral stem - Primary cementless | Biomet Orthopaedic | AVENIR CMPL HA HO COL SIZE 7 | 574202070 | Standalone | DE0508356 | As per HSA registered indication(s)
Orthopaedics | Hip replacement - Femoral component | Femoral stem | Femoral stem - Primary cementless | Biomet Orthopaedic | AVENIR CMPL HA HO COL SIZE7.5 | 574202075 | Standalone | DE0508356 | As per HSA registered indication(s)
Orthopaedics | Hip replacement - Femoral component | Femoral stem | Femoral stem - Primary cementless | Biomet Orthopaedic | AVENIR CMPL HA VAR COL SIZE 0 | 574203000 | Standalone | DE0508356 | As per HSA registered indication(s)
Orthopaedics | Hip replacement - Femoral component | Femoral stem | Femoral stem - Primary cementless | Biomet Orthopaedic | AVENIR CMPL HA VAR COL SIZE 1 | 574203010 | Standalone | DE0508356 | As per HSA registered indication(s)
Orthopaedics | Hip replacement - Femoral component | Femoral stem | Femoral stem - Primary cementless | Biomet Orthopaedic | AVENIR CMPL HA VAR COL SIZE 2 | 574203020 | Standalone | DE0508356 | As per HSA registered indication(s)
Orthopaedics | Hip replacement - Femoral component | Femoral stem | Femoral stem - Primary cementless | Biomet Orthopaedic | AVENIR CMPL HA VAR COL SIZE 3 | 574203030 | Standalone | DE0508356 | As per HSA registered indication(s)
Orthopaedics | Hip replacement - Femoral component | Femoral stem | Femoral stem - Primary cementless | Biomet Orthopaedic | AVENIR CMPL HA VAR COL SIZE 4 | 574203040 | Standalone | DE0508356 | As per HSA registered indication(s)
Orthopaedics | Hip replacement - Femoral component | Femoral stem | Femoral stem - Primary cementless | Biomet Orthopaedic | AVENIR CMPL HA VAR COL SIZE 5 | 574203050 | Standalone | DE0508356 | As per HSA registered indication(s)
Orthopaedics | Hip replacement - Femoral component | Femoral stem | Femoral stem - Primary cementless | Biomet Orthopaedic | AVENIR CMPL HA VAR COL SIZE 6 | 574203060 | Standalone | DE0508356 | As per HSA registered indication(s)
Orthopaedics | Hip replacement - Femoral component | Femoral stem | Femoral stem - Primary cementless | Biomet Orthopaedic | AVENIR CMPL HA VAR COL SIZE6.5 | 574203065 | Standalone | DE0508356 | As per HSA registered indication(s)
Orthopaedics | Hip replacement - Femoral component | Femoral stem | Femoral stem - Primary cementless | Biomet Orthopaedic | AVENIR CMPL HA VAR COL SIZE 7 | 574203070 | Standalone | DE0508356 | As per HSA registered indication(s)
Orthopaedics | Hip replacement - Femoral component | Femoral stem | Femoral stem - Primary cementless | Biomet Orthopaedic | AVENIR CMPL HA VAR COL SIZE7.5 | 574203075 | Standalone | DE0508356 | As per HSA registered indication(s)
Orthopaedics | Hip replacement - Femoral component | Femoral stem | Femoral stem - Revision cemented | DePuy International Ltd. | C Stem AMT Long 2 High Offset | 157024085 | Standalone | DE0018890 | Revision of femoral stem or in primary replacement where there is insufficient native bone support for a primary stem
Orthopaedics | Hip replacement - Femoral component | Femoral stem | Femoral stem - Revision cemented | DePuy International Ltd. | C Stem AMT Long 2 Standard Offset | 157024087 | Standalone | DE0018890 | Revision of femoral stem or in primary replacement where there is insufficient native bone support for a primary stem
Orthopaedics | Hip replacement - Femoral component | Femoral stem | Femoral stem - Revision cemented | DePuy International Ltd. | C Stem AMT Long 3 High Offset | 157024086 | Standalone | DE0018890 | Revision of femoral stem or in primary replacement where there is insufficient native bone support for a primary stem
Orthopaedics | Hip replacement - Femoral component | Femoral stem | Femoral stem - Revision cemented | DePuy International Ltd. | C Stem AMT Long 3 Standard Offset | 157024088 | Standalone | DE0018890 | Revision of femoral stem or in primary replacement where there is insufficient native bone support for a primary stem
Orthopaedics | Hip replacement - Femoral component | Femoral stem | Femoral stem - Revision cemented | DePuy International Ltd. | C Stem AMT XL205 3 Standard Offset | 157024089 | Standalone | DE0018890 | Revision of femoral stem or in primary replacement where there is insufficient native bone support for a primary stem
Orthopaedics | Hip replacement - Femoral component | Femoral stem | Femoral stem - Revision cemented | DePuy International Ltd. | C Stem AMT XL240 3 Standard Offset | 157024094 | Standalone | DE0018890 | Revision of femoral stem or in primary replacement where there is insufficient native bone support for a primary stem
Orthopaedics | Hip replacement - Femoral component | Femoral stem | Femoral stem - Revision cemented | Smith+Nephew | REDAPT SLEEVELESS MONOLITHIC REVISION STEM-190mm SIZE 15 STANDARD OFFSET | 71354464 | Standalone | DE0505131 | Revision of femoral stem or in primary replacement where there is insufficient native bone support for a primary stem
Orthopaedics | Hip replacement - Femoral component | Femoral stem | Femoral stem - Revision cemented | Smith+Nephew | REDAPT SLEEVELESS MONOLITHIC REVISION STEM-190mm SIZE 19 STANDARD OFFSET | 71354468 | Standalone | DE0505131 | Revision of femoral stem or in primary replacement where there is insufficient native bone support for a primary stem
Orthopaedics | Hip replacement - Femoral component | Femoral stem | Femoral stem - Revision cemented | Smith+Nephew | REDAPT SLEEVELESS MONOLITHIC REVISION STEM-190mm SIZE 13 HIGH OFFSET | 71354479 | Standalone | DE0505131 | Revision of femoral stem or in primary replacement where there is insufficient native bone support for a primary stem
Orthopaedics | Hip replacement - Femoral component | Femoral stem | Femoral stem - Revision cemented | Smith+Nephew | REDAPT SLEEVELESS MONOLITHIC REVISION STEM-190mm SIZE 17 HIGH OFFSET | 71354484 | Standalone | DE0505131 | Revision of femoral stem or in primary replacement where there is insufficient native bone support for a primary stem
Orthopaedics | Hip replacement - Femoral component | Femoral stem | Femoral stem - Revision cemented | Smith+Nephew | REDAPT SLEEVELESS MONOLITHIC REVISION STEM-190mm SIZE 21 HIGH OFFSET | 71354488 | Standalone | DE0505131 | Revision of femoral stem or in primary replacement where there is insufficient native bone support for a primary stem
Orthopaedics | Hip replacement - Femoral component | Femoral stem | Femoral stem - Revision cemented | Smith+Nephew | REDAPT SLEEVELESS MONOLITHIC REVISION STEM-240mm SIZE 15 STANDARD OFFSET | 71354704 | Standalone | DE0505131 | Revision of femoral stem or in primary replacement where there is insufficient native bone support for a primary stem
Orthopaedics | Hip replacement - Femoral component | Femoral stem | Femoral stem - Revision cemented | Smith+Nephew | REDAPT SLEEVELESS MONOLITHIC REVISION STEM-240mm SIZE 19 STANDARD OFFSET | 71354708 | Standalone | DE0505131 | Revision of femoral stem or in primary replacement where there is insufficient native bone support for a primary stem
Orthopaedics | Hip replacement - Femoral component | Femoral stem | Femoral stem - Revision cemented | Smith+Nephew | REDAPT SLEEVELESS MONOLITHIC REVISION STEM-240mm SIZE 13 HIGH OFFSET | 71354719 | Standalone | DE0505131 | Revision of femoral stem or in primary replacement where there is insufficient native bone support for a primary stem
Orthopaedics | Hip replacement - Femoral component | Femoral stem | Femoral stem - Revision cemented | Smith+Nephew | REDAPT SLEEVELESS MONOLITHIC REVISION STEM-240mm SIZE 17 HIGH OFFSET | 71354724 | Standalone | DE0505131 | Revision of femoral stem or in primary replacement where there is insufficient native bone support for a primary stem
Orthopaedics | Hip replacement - Femoral component | Femoral stem | Femoral stem - Revision cemented | Smith+Nephew | REDAPT SLEEVELESS MONOLITHIC REVISION STEM-240mm SIZE 21 HIGH OFFSET | 71354728 | Standalone | DE0505131 | Revision of femoral stem or in primary replacement where there is insufficient native bone support for a primary stem
Orthopaedics | Hip replacement - Femoral component | Femoral stem | Femoral stem - Revision cemented | Smith+Nephew | REDAPT SLEEVELESS MONOLITHIC REVISION STEM-300mm SIZE 15 STANDARD OFFSET | 71354739 | Standalone | DE0505131 | Revision of femoral stem or in primary replacement where there is insufficient native bone support for a primary stem
Orthopaedics | Hip replacement - Femoral component | Femoral stem | Femoral stem - Revision cemented | Smith+Nephew | REDAPT SLEEVELESS MONOLITHIC REVISION STEM-300mm SIZE 19 STANDARD OFFSET | 71354744 | Standalone | DE0505131 | Revision of femoral stem or in primary replacement where there is insufficient native bone support for a primary stem
Orthopaedics | Hip replacement - Femoral component | Femoral stem | Femoral stem - Revision cemented | Smith+Nephew | REDAPT SLEEVELESS MONOLITHIC REVISION STEM-300mm SIZE 13 HIGH OFFSET | 71354755 | Standalone | DE0505131 | Revision of femoral stem or in primary replacement where there is insufficient native bone support for a primary stem
Orthopaedics | Hip replacement - Femoral component | Femoral stem | Femoral stem - Revision cemented | Smith+Nephew | REDAPT SLEEVELESS MONOLITHIC REVISION STEM-300mm SIZE 17 HIGH OFFSET | 71354759 | Standalone | DE0505131 | Revision of femoral stem or in primary replacement where there is insufficient native bone support for a primary stem
Orthopaedics | Hip replacement - Femoral component | Femoral stem | Femoral stem - Revision cemented | Smith+Nephew | REDAPT SLEEVELESS MONOLITHIC REVISION STEM-300mm SIZE 21 HIGH OFFSET | 71354764 | Standalone | DE0505131 | Revision of femoral stem or in primary replacement where there is insufficient native bone support for a primary stem
Orthopaedics | Hip replacement - Femoral component | Femoral stem | Femoral stem - Revision cemented | Stryker RHQ NL-SHC Cork | EXETER V40 200MM LG 44MM NO 3 | 05801200 | Standalone | DE0008048 | Revision of femoral stem or in primary replacement where there is insufficient native bone support for a primary stem
Orthopaedics | Hip replacement - Femoral component | Femoral stem | Femoral stem - Revision cemented | Stryker RHQ NL-SHC Cork | EXETER V40(TM). Fem. stem 37.5 | 05803321 | Standalone | DE0008048 | Revision of femoral stem or in primary replacement where there is insufficient native bone support for a primary stem
Orthopaedics | Hip replacement - Femoral component | Femoral stem | Femoral stem - Revision cemented | Stryker RHQ NL-SHC Cork | EXETER V40(TM). Fem. stem 44mm | 05803422 | Standalone | DE0008048 | Revision of femoral stem or in primary replacement where there is insufficient native bone support for a primary stem
Orthopaedics | Hip replacement - Femoral component | Femoral stem | Femoral stem - Revision cemented | Zimmer Inc | 13/15X10 CEM/REV/CAL B-UP BLK | 00-7871-001-10 | Standalone | DE0003719 | Revision of femoral stem or in primary replacement where there is insufficient native bone support for a primary stem
Orthopaedics | Hip replacement - Femoral component | Femoral stem | Femoral stem - Revision cemented | Zimmer Inc | 13/15X20 CEM/REV/CAL B-UP BLK | 00-7871-001-20 | Standalone | DE0003719 | Revision of femoral stem or in primary replacement where there is insufficient native bone support for a primary stem
Orthopaedics | Hip replacement - Femoral component | Femoral stem | Femoral stem - Revision cemented | Zimmer Inc | 13/15X30 CEM/REV/CAL B-UP BLK | 00-7871-001-30 | Standalone | DE0003719 | Revision of femoral stem or in primary replacement where there is insufficient native bone support for a primary stem
Orthopaedics | Hip replacement - Femoral component | Femoral stem | Femoral stem - Revision cemented | Zimmer Inc | 17/19X10 CEM/REV/CAL B-UP BLK | 00-7871-002-10 | Standalone | DE0003719 | Revision of femoral stem or in primary replacement where there is insufficient native bone support for a primary stem
Orthopaedics | Hip replacement - Femoral component | Femoral stem | Femoral stem - Revision cemented | Zimmer Inc | 17/19X20 CEM/REV/CAL B-UP BLK | 00-7871-002-20 | Standalone | DE0003719 | Revision of femoral stem or in primary replacement where there is insufficient native bone support for a primary stem
Orthopaedics | Hip replacement - Femoral component | Femoral stem | Femoral stem - Revision cemented | Zimmer Inc | 17/19X30 CEM/REV/CAL B-UP BLK | 00-7871-002-30 | Standalone | DE0003719 | Revision of femoral stem or in primary replacement where there is insufficient native bone support for a primary stem
Orthopaedics | Hip replacement - Femoral component | Femoral stem | Femoral stem - Revision cemented | Zimmer Inc | CPT 12/14 SIZE 2 COCR 180MM | 00-8114-002-18 | Standalone | DE0018497 | Revision of femoral stem or in primary replacement where there is insufficient native bone support for a primary stem
Orthopaedics | Hip replacement - Femoral component | Femoral stem | Femoral stem - Revision cemented | Zimmer Inc | CPT 12/14 SIZE 3 COCR 180MM | 00-8114-003-18 | Standalone | DE0018497 | Revision of femoral stem or in primary replacement where there is insufficient native bone support for a primary stem
Orthopaedics | Hip replacement - Femoral component | Femoral stem | Femoral stem - Revision cemented | Zimmer Inc | CPT 12/14 SIZE 4 COCR 200MM EXT | 00-8114-004-20 | Standalone | DE0018497 | Revision of femoral stem or in primary replacement where there is insufficient native bone support for a primary stem
Orthopaedics | Hip replacement - Femoral component | Femoral stem | Femoral stem - Revision cemented | Zimmer Inc | CPT 12/14 SIZE 4 COCR 230MM EXT | 00-8114-004-23 | Standalone | DE0018497 | Revision of femoral stem or in primary replacement where there is insufficient native bone support for a primary stem
Orthopaedics | Hip replacement - Femoral component | Femoral stem | Femoral stem - Revision cemented | Zimmer Inc | CPT 12/14 SIZE 4 COCR 260MM EXT | 00-8114-004-26 | Standalone | DE0018497 | Revision of femoral stem or in primary replacement where there is insufficient native bone support for a primary stem
Orthopaedics | Hip replacement - Femoral component | Femoral stem | Femoral stem - Revision cemented | Zimmer Inc | CPT 12/14 STEM 2-180 VALGUSNCK | 00-8114-012-18 | Standalone | DE0018497 | Revision of femoral stem or in primary replacement where there is insufficient native bone support for a primary stem
Orthopaedics | Hip replacement - Femoral component | Femoral stem | Femoral stem - Revision cemented | Zimmer Inc | CPT 12/14 STEM 3 -180 VALGUSNCK | 00-8114-013-18 | Standalone | DE0018497 | Revision of femoral stem or in primary replacement where there is insufficient native bone support for a primary stem
Orthopaedics | Hip replacement - Femoral component | Femoral stem | Femoral stem - Revision cemented | Zimmer Inc | VS 13/170 CEM/REV/CALCAL STEM | 00-7871-013-60 | Standalone | DE0003719 | Revision of femoral stem or in primary replacement where there is insufficient native bone support for a primary stem
Orthopaedics | Hip replacement - Femoral component | Femoral stem | Femoral stem - Revision cemented | Zimmer Inc | VS 13/210 CEM/REV/CALCAL STEM | 00-7871-013-61 | Standalone | DE0003719 | Revision of femoral stem or in primary replacement where there is insufficient native bone support for a primary stem
Orthopaedics | Hip replacement - Femoral component | Femoral stem | Femoral stem - Revision cemented | Zimmer Inc | VS 13/250 CEM/REV/CALCAL STEM | 00-7871-013-62 | Standalone | DE0003719 | Revision of femoral stem or in primary replacement where there is insufficient native bone support for a primary stem
Orthopaedics | Hip replacement - Femoral component | Femoral stem | Femoral stem - Revision cemented | Zimmer Inc | VS 13/300 CEM/REV/CALCAL STEM | 00-7871-013-63 | Standalone | DE0003719 | Revision of femoral stem or in primary replacement where there is insufficient native bone support for a primary stem
Orthopaedics | Hip replacement - Femoral component | Femoral stem | Femoral stem - Revision cemented | Zimmer Inc | VS 15/180 CEM/REV/CALCAL STEM | 00-7871-015-60 | Standalone | DE0003719 | Revision of femoral stem or in primary replacement where there is insufficient native bone support for a primary stem
Orthopaedics | Hip replacement - Femoral component | Femoral stem | Femoral stem - Revision cemented | Zimmer Inc | VS 15/220 CEM/REV/CALCAL STEM | 00-7871-015-61 | Standalone | DE0003719 | Revision of femoral stem or in primary replacement where there is insufficient native bone support for a primary stem
Orthopaedics | Hip replacement - Femoral component | Femoral stem | Femoral stem - Revision cemented | Zimmer Inc | VS 15/250 CEM/REV/CALCAL STEM | 00-7871-015-62 | Standalone | DE0003719 | Revision of femoral stem or in primary replacement where there is insufficient native bone support for a primary stem
Orthopaedics | Hip replacement - Femoral component | Femoral stem | Femoral stem - Revision cemented | Zimmer Inc | VS 15/300 CEM/REV/CALCAL STEM | 00-7871-015-63 | Standalone | DE0003719 | Revision of femoral stem or in primary replacement where there is insufficient native bone support for a primary stem
Orthopaedics | Hip replacement - Femoral component | Femoral stem | Femoral stem - Revision cemented | Zimmer Inc | VS 17/190 CEM/REV/CALCAL STEM | 00-7871-017-60 | Standalone | DE0003719 | Revision of femoral stem or in primary replacement where there is insufficient native bone support for a primary stem
Orthopaedics | Hip replacement - Femoral component | Femoral stem | Femoral stem - Revision cemented | Zimmer Inc | VS 17/230 CEM/REV/CALCAL STEM | 00-7871-017-61 | Standalone | DE0003719 | Revision of femoral stem or in primary replacement where there is insufficient native bone support for a primary stem
Orthopaedics | Hip replacement - Femoral component | Femoral stem | Femoral stem - Revision cemented | Zimmer Inc | VS 19/200 CEM/REV/CALCAL STEM | 00-7871-019-60 | Standalone | DE0003719 | Revision of femoral stem or in primary replacement where there is insufficient native bone support for a primary stem
Orthopaedics | Hip replacement - Femoral component | Femoral stem | Femoral stem - Revision cementless | Biomet Orthopaedics | ARCOS 11X175MM BRCH BODY HI | 11-304011 | Standalone | DE0500970 | Revision of femoral stem or in primary replacement where there is insufficient native bone support for a primary stem
Orthopaedics | Hip replacement - Femoral component | Femoral stem | Femoral stem - Revision cementless | Biomet Orthopaedics | ARCOS 11X175MM BRCH BODY STD | 11-303011 | Standalone | DE0500970 | Revision of femoral stem or in primary replacement where there is insufficient native bone support for a primary stem
Orthopaedics | Hip replacement - Femoral component | Femoral stem | Femoral stem - Revision cementless | Biomet Orthopaedics | ARCOS 11X210MM +0 CALC HI | 11-304411 | Standalone | DE0500970 | Revision of femoral stem or in primary replacement where there is insufficient native bone support for a primary stem
Orthopaedics | Hip replacement - Femoral component | Femoral stem | Femoral stem - Revision cementless | Biomet Orthopaedics | ARCOS 11X210MM +0 CALC STD | 11-303411 | Standalone | DE0500970 | Revision of femoral stem or in primary replacement where there is insufficient native bone support for a primary stem
Orthopaedics | Hip replacement - Femoral component | Femoral stem | Femoral stem - Revision cementless | Biomet Orthopaedics | ARCOS 11X210MM BRCH BODY HI | 11-304111 | Standalone | DE0500970 | Revision of femoral stem or in primary replacement where there is insufficient native bone support for a primary stem
Orthopaedics | Hip replacement - Femoral component | Femoral stem | Femoral stem - Revision cementless | Biomet Orthopaedics | ARCOS 11X210MM BRCH BODY STD | 11-303111 | Standalone | DE0500970 | Revision of femoral stem or in primary replacement where there is insufficient native bone support for a primary stem
Orthopaedics | Hip replacement - Femoral component | Femoral stem | Femoral stem - Revision cementless | Biomet Orthopaedics | ARCOS 12X175MM BRCH BODY HI | 11-304012 | Standalone | DE0500970 | Revision of femoral stem or in primary replacement where there is insufficient native bone support for a primary stem
Orthopaedics | Hip replacement - Femoral component | Femoral stem | Femoral stem - Revision cementless | Biomet Orthopaedics | ARCOS 12X175MM BRCH BODY STD | 11-303012 | Standalone | DE0500970 | Revision of femoral stem or in primary replacement where there is insufficient native bone support for a primary stem
Orthopaedics | Hip replacement - Femoral component | Femoral stem | Femoral stem - Revision cementless | Biomet Orthopaedics | ARCOS 12X210MM +0 CALC HI | 11-304412 | Standalone | DE0500970 | Revision of femoral stem or in primary replacement where there is insufficient native bone support for a primary stem
Orthopaedics | Hip replacement - Femoral component | Femoral stem | Femoral stem - Revision cementless | Biomet Orthopaedics | ARCOS 12X210MM +0 CALC STD | 11-303412 | Standalone | DE0500970 | Revision of femoral stem or in primary replacement where there is insufficient native bone support for a primary stem
Orthopaedics | Hip replacement - Femoral component | Femoral stem | Femoral stem - Revision cementless | Biomet Orthopaedics | ARCOS 12X210MM BRCH BODY HI | 11-304112 | Standalone | DE0500970 | Revision of femoral stem or in primary replacement where there is insufficient native bone support for a primary stem
Orthopaedics | Hip replacement - Femoral component | Femoral stem | Femoral stem - Revision cementless | Biomet Orthopaedics | ARCOS 12X210MM BRCH BODY STD | 11-303112 | Standalone | DE0500970 | Revision of femoral stem or in primary replacement where there is insufficient native bone support for a primary stem
Orthopaedics | Hip replacement - Femoral component | Femoral stem | Femoral stem - Revision cementless | Biomet Orthopaedics | ARCOS 13X175MM BRCH BODY HI | 11-304013 | Standalone | DE0500970 | Revision of femoral stem or in primary replacement where there is insufficient native bone support for a primary stem
Orthopaedics | Hip replacement - Femoral component | Femoral stem | Femoral stem - Revision cementless | Biomet Orthopaedics | ARCOS 13X175MM BRCH BODY STD | 11-303013 | Standalone | DE0500970 | Revision of femoral stem or in primary replacement where there is insufficient native bone support for a primary stem
Orthopaedics | Hip replacement - Femoral component | Femoral stem | Femoral stem - Revision cementless | Biomet Orthopaedics | ARCOS 13X210MM +0 CALC HI | 11-304413 | Standalone | DE0500970 | Revision of femoral stem or in primary replacement where there is insufficient native bone support for a primary stem
Orthopaedics | Hip replacement - Femoral component | Femoral stem | Femoral stem - Revision cementless | Biomet Orthopaedics | ARCOS 13X210MM +0 CALC STD | 11-303413 | Standalone | DE0500970 | Revision of femoral stem or in primary replacement where there is insufficient native bone support for a primary stem
Orthopaedics | Hip replacement - Femoral component | Femoral stem | Femoral stem - Revision cementless | Biomet Orthopaedics | ARCOS 13X210MM BRCH BODY HI | 11-304113 | Standalone | DE0500970 | Revision of femoral stem or in primary replacement where there is insufficient native bone support for a primary stem
Orthopaedics | Hip replacement - Femoral component | Femoral stem | Femoral stem - Revision cementless | Biomet Orthopaedics | ARCOS 13X210MM BRCH BODY STD | 11-303113 | Standalone | DE0500970 | Revision of femoral stem or in primary replacement where there is insufficient native bone support for a primary stem
Orthopaedics | Hip replacement - Femoral component | Femoral stem | Femoral stem - Revision cementless | Biomet Orthopaedics | ARCOS 14X175MM BRCH BODY HI | 11-304014 | Standalone | DE0500970 | Revision of femoral stem or in primary replacement where there is insufficient native bone support for a primary stem
Orthopaedics | Hip replacement - Femoral component | Femoral stem | Femoral stem - Revision cementless | Biomet Orthopaedics | ARCOS 14X175MM BRCH BODY STD | 11-303014 | Standalone | DE0500970 | Revision of femoral stem or in primary replacement where there is insufficient native bone support for a primary stem
Orthopaedics | Hip replacement - Femoral component | Femoral stem | Femoral stem - Revision cementless | Biomet Orthopaedics | ARCOS 14X210MM +0 CALC HI | 11-304414 | Standalone | DE0500970 | Revision of femoral stem or in primary replacement where there is insufficient native bone support for a primary stem
Orthopaedics | Hip replacement - Femoral component | Femoral stem | Femoral stem - Revision cementless | Biomet Orthopaedics | ARCOS 14X210MM +0 CALC STD | 11-303414 | Standalone | DE0500970 | Revision of femoral stem or in primary replacement where there is insufficient native bone support for a primary stem
Orthopaedics | Hip replacement - Femoral component | Femoral stem | Femoral stem - Revision cementless | Biomet Orthopaedics | ARCOS 14X210MM BRCH BODY HI | 11-304114 | Standalone | DE0500970 | Revision of femoral stem or in primary replacement where there is insufficient native bone support for a primary stem
Orthopaedics | Hip replacement - Femoral component | Femoral stem | Femoral stem - Revision cementless | Biomet Orthopaedics | ARCOS 14X210MM BRCH BODY STD | 11-303114 | Standalone | DE0500970 | Revision of femoral stem or in primary replacement where there is insufficient native bone support for a primary stem
Orthopaedics | Hip replacement - Femoral component | Femoral stem | Femoral stem - Revision cementless | Biomet Orthopaedics | ARCOS 15X175MM BRCH BODY HI | 11-304015 | Standalone | DE0500970 | Revision of femoral stem or in primary replacement where there is insufficient native bone support for a primary stem
Orthopaedics | Hip replacement - Femoral component | Femoral stem | Femoral stem - Revision cementless | Biomet Orthopaedics | ARCOS 15X175MM BRCH BODY STD | 11-303015 | Standalone | DE0500970 | Revision of femoral stem or in primary replacement where there is insufficient native bone support for a primary stem
Orthopaedics | Hip replacement - Femoral component | Femoral stem | Femoral stem - Revision cementless | Biomet Orthopaedics | ARCOS 15X210MM +0 CALC HI | 11-304415 | Standalone | DE0500970 | Revision of femoral stem or in primary replacement where there is insufficient native bone support for a primary stem
Orthopaedics | Hip replacement - Femoral component | Femoral stem | Femoral stem - Revision cementless | Biomet Orthopaedics | ARCOS 15X210MM +0 CALC STD | 11-303415 | Standalone | DE0500970 | Revision of femoral stem or in primary replacement where there is insufficient native bone support for a primary stem
Orthopaedics | Hip replacement - Femoral component | Femoral stem | Femoral stem - Revision cementless | Biomet Orthopaedics | ARCOS 15X210MM BRCH BODY HI | 11-304115 | Standalone | DE0500970 | Revision of femoral stem or in primary replacement where there is insufficient native bone support for a primary stem
Orthopaedics | Hip replacement - Femoral component | Femoral stem | Femoral stem - Revision cementless | Biomet Orthopaedics | ARCOS 15X210MM BRCH BODY STD | 11-303115 | Standalone | DE0500970 | Revision of femoral stem or in primary replacement where there is insufficient native bone support for a primary stem
Orthopaedics | Hip replacement - Femoral component | Femoral stem | Femoral stem - Revision cementless | Biomet Orthopaedics | ARCOS 16X175MM BRCH BODY HI | 11-304016 | Standalone | DE0500970 | Revision of femoral stem or in primary replacement where there is insufficient native bone support for a primary stem
Orthopaedics | Hip replacement - Femoral component | Femoral stem | Femoral stem - Revision cementless | Biomet Orthopaedics | ARCOS 16X175MM BRCH BODY STD | 11-303016 | Standalone | DE0500970 | Revision of femoral stem or in primary replacement where there is insufficient native bone support for a primary stem
Orthopaedics | Hip replacement - Femoral component | Femoral stem | Femoral stem - Revision cementless | Biomet Orthopaedics | ARCOS 16X210MM +0 CALC HI | 11-304416 | Standalone | DE0500970 | Revision of femoral stem or in primary replacement where there is insufficient native bone support for a primary stem
Orthopaedics | Hip replacement - Femoral component | Femoral stem | Femoral stem - Revision cementless | Biomet Orthopaedics | ARCOS 16X210MM +0 CALC STD | 11-303416 | Standalone | DE0500970 | Revision of femoral stem or in primary replacement where there is insufficient native bone support for a primary stem
Orthopaedics | Hip replacement - Femoral component | Femoral stem | Femoral stem - Revision cementless | Biomet Orthopaedics | ARCOS 16X210MM BRCH BODY HI | 11-304116 | Standalone | DE0500970 | Revision of femoral stem or in primary replacement where there is insufficient native bone support for a primary stem
Orthopaedics | Hip replacement - Femoral component | Femoral stem | Femoral stem - Revision cementless | Biomet Orthopaedics | ARCOS 16X210MM BRCH BODY STD | 11-303116 | Standalone | DE0500970 | Revision of femoral stem or in primary replacement where there is insufficient native bone support for a primary stem
Orthopaedics | Hip replacement - Femoral component | Femoral stem | Femoral stem - Revision cementless | Biomet Orthopaedics | ARCOS 18X175MM BRCH BODY HI | 11-304018 | Standalone | DE0500970 | Revision of femoral stem or in primary replacement where there is insufficient native bone support for a primary stem
Orthopaedics | Hip replacement - Femoral component | Femoral stem | Femoral stem - Revision cementless | Biomet Orthopaedics | ARCOS 18X175MM BRCH BODY STD | 11-303018 | Standalone | DE0500970 | Revision of femoral stem or in primary replacement where there is insufficient native bone support for a primary stem
Orthopaedics | Hip replacement - Femoral component | Femoral stem | Femoral stem - Revision cementless | Biomet Orthopaedics | ARCOS 18X210MM +0 CALC HI | 11-304418 | Standalone | DE0500970 | Revision of femoral stem or in primary replacement where there is insufficient native bone support for a primary stem
Orthopaedics | Hip replacement - Femoral component | Femoral stem | Femoral stem - Revision cementless | Biomet Orthopaedics | ARCOS 18X210MM +0 CALC STD | 11-303418 | Standalone | DE0500970 | Revision of femoral stem or in primary replacement where there is insufficient native bone support for a primary stem
Orthopaedics | Hip replacement - Femoral component | Femoral stem | Femoral stem - Revision cementless | Biomet Orthopaedics | ARCOS 18X210MM BRCH BODY HI | 11-304118 | Standalone | DE0500970 | Revision of femoral stem or in primary replacement where there is insufficient native bone support for a primary stem
Orthopaedics | Hip replacement - Femoral component | Femoral stem | Femoral stem - Revision cementless | Biomet Orthopaedics | ARCOS 18X210MM BRCH BODY STD | 11-303118 | Standalone | DE0500970 | Revision of femoral stem or in primary replacement where there is insufficient native bone support for a primary stem
Orthopaedics | Hip replacement - Femoral component | Femoral stem | Femoral stem - Revision cementless | Biomet Orthopaedics | ARCOS 20X175MM BRCH BODY HI | 11-304020 | Standalone | DE0500970 | Revision of femoral stem or in primary replacement where there is insufficient native bone support for a primary stem
Orthopaedics | Hip replacement - Femoral component | Femoral stem | Femoral stem - Revision cementless | Biomet Orthopaedics | ARCOS 20X175MM BRCH BODY STD | 11-303020 | Standalone | DE0500970 | Revision of femoral stem or in primary replacement where there is insufficient native bone support for a primary stem
Orthopaedics | Hip replacement - Femoral component | Femoral stem | Femoral stem - Revision cementless | Biomet Orthopaedics | ARCOS 20X210MM +0 CALC HI | 11-304420 | Standalone | DE0500970 | Revision of femoral stem or in primary replacement where there is insufficient native bone support for a primary stem
Orthopaedics | Hip replacement - Femoral component | Femoral stem | Femoral stem - Revision cementless | Biomet Orthopaedics | ARCOS 20X210MM +0 CALC STD | 11-303420 | Standalone | DE0500970 | Revision of femoral stem or in primary replacement where there is insufficient native bone support for a primary stem
Orthopaedics | Hip replacement - Femoral component | Femoral stem | Femoral stem - Revision cementless | Biomet Orthopaedics | ARCOS 20X210MM BRCH BODY HI | 11-304120 | Standalone | DE0500970 | Revision of femoral stem or in primary replacement where there is insufficient native bone support for a primary stem
Orthopaedics | Hip replacement - Femoral component | Femoral stem | Femoral stem - Revision cementless | Biomet Orthopaedics | ARCOS 20X210MM BRCH BODY STD | 11-303120 | Standalone | DE0500970 | Revision of femoral stem or in primary replacement where there is insufficient native bone support for a primary stem
Orthopaedics | Hip replacement - Femoral component | Femoral stem | Femoral stem - Revision cementless | Biomet Orthopaedics | ARCOS 22X175MM BRCH BODY HI | 11-304022 | Standalone | DE0500970 | Revision of femoral stem or in primary replacement where there is insufficient native bone support for a primary stem
Orthopaedics | Hip replacement - Femoral component | Femoral stem | Femoral stem - Revision cementless | Biomet Orthopaedics | ARCOS 22X175MM BRCH BODY STD | 11-303022 | Standalone | DE0500970 | Revision of femoral stem or in primary replacement where there is insufficient native bone support for a primary stem
Orthopaedics | Hip replacement - Femoral component | Femoral stem | Femoral stem - Revision cementless | Biomet Orthopaedics | ARCOS 22X210MM +0 CALC HI | 11-304422 | Standalone | DE0500970 | Revision of femoral stem or in primary replacement where there is insufficient native bone support for a primary stem
Orthopaedics | Hip replacement - Femoral component | Femoral stem | Femoral stem - Revision cementless | Biomet Orthopaedics | ARCOS 22X210MM +0 CALC STD | 11-303422 | Standalone | DE0500970 | Revision of femoral stem or in primary replacement where there is insufficient native bone support for a primary stem
Orthopaedics | Hip replacement - Femoral component | Femoral stem | Femoral stem - Revision cementless | Biomet Orthopaedics | ARCOS 22X210MM BRCH BODY HI | 11-304122 | Standalone | DE0500970 | Revision of femoral stem or in primary replacement where there is insufficient native bone support for a primary stem
Orthopaedics | Hip replacement - Femoral component | Femoral stem | Femoral stem - Revision cementless | Biomet Orthopaedics | ARCOS 22X210MM BRCH BODY STD | 11-303122 | Standalone | DE0500970 | Revision of femoral stem or in primary replacement where there is insufficient native bone support for a primary stem
Orthopaedics | Hip replacement - Femoral component | Femoral stem | Femoral stem - Revision cementless | Biomet Orthopaedics | ARCOS 9.5X175MM BRCH BODY HI | 11-304000 | Standalone | DE0500970 | Revision of femoral stem or in primary replacement where there is insufficient native bone support for a primary stem
Orthopaedics | Hip replacement - Femoral component | Femoral stem | Femoral stem - Revision cementless | Biomet Orthopaedics | ARCOS 9.5X175MM BRCH BODY STD | 11-303000 | Standalone | DE0500970 | Revision of femoral stem or in primary replacement where there is insufficient native bone support for a primary stem
Orthopaedics | Hip replacement - Femoral component | Femoral stem | Femoral stem - Revision cementless | Biomet Orthopaedics | ARCOS 9.5X210MM +0 CALC HI | 11-304400 | Standalone | DE0500970 | Revision of femoral stem or in primary replacement where there is insufficient native bone support for a primary stem
Orthopaedics | Hip replacement - Femoral component | Femoral stem | Femoral stem - Revision cementless | Biomet Orthopaedics | ARCOS 9.5X210MM +0 CALC STD | 11-303400 | Standalone | DE0500970 | Revision of femoral stem or in primary replacement where there is insufficient native bone support for a primary stem
Orthopaedics | Hip replacement - Femoral component | Femoral stem | Femoral stem - Revision cementless | Biomet Orthopaedics | ARCOS 9.5X210MM BRCH BODY HI | 11-304100 | Standalone | DE0500970 | Revision of femoral stem or in primary replacement where there is insufficient native bone support for a primary stem
Orthopaedics | Hip replacement - Femoral component | Femoral stem | Femoral stem - Revision cementless | Biomet Orthopaedics | ARCOS 9.5X210MM BRCH BODY STD | 11-303100 | Standalone | DE0500970 | Revision of femoral stem or in primary replacement where there is insufficient native bone support for a primary stem
Orthopaedics | Hip replacement - Femoral component | Femoral stem | Femoral stem - Revision cementless | DePuy (Ireland) | CORAIL REVISION STEM HO 10 | L98110 | Standalone | DE0007195 | Revision of femoral stem or in primary replacement where there is insufficient native bone support for a primary stem
Orthopaedics | Hip replacement - Femoral component | Femoral stem | Femoral stem - Revision cementless | DePuy (Ireland) | CORAIL REVISION STEM HO 11 | L98111 | Standalone | DE0007195 | Revision of femoral stem or in primary replacement where there is insufficient native bone support for a primary stem
Orthopaedics | Hip replacement - Femoral component | Femoral stem | Femoral stem - Revision cementless | DePuy (Ireland) | CORAIL REVISION STEM HO 12 | L98112 | Standalone | DE0007195 | Revision of femoral stem or in primary replacement where there is insufficient native bone support for a primary stem
Orthopaedics | Hip replacement - Femoral component | Femoral stem | Femoral stem - Revision cementless | DePuy (Ireland) | CORAIL REVISION STEM HO 13 | L98113 | Standalone | DE0007195 | Revision of femoral stem or in primary replacement where there is insufficient native bone support for a primary stem
Orthopaedics | Hip replacement - Femoral component | Femoral stem | Femoral stem - Revision cementless | DePuy (Ireland) | CORAIL REVISION STEM HO 14 | L98114 | Standalone | DE0007195 | Revision of femoral stem or in primary replacement where there is insufficient native bone support for a primary stem
Orthopaedics | Hip replacement - Femoral component | Femoral stem | Femoral stem - Revision cementless | DePuy (Ireland) | CORAIL REVISION STEM HO 15 | L98115 | Standalone | DE0007195 | Revision of femoral stem or in primary replacement where there is insufficient native bone support for a primary stem
Orthopaedics | Hip replacement - Femoral component | Femoral stem | Femoral stem - Revision cementless | DePuy (Ireland) | CORAIL REVISION STEM HO 16 | L98116 | Standalone | DE0007195 | Revision of femoral stem or in primary replacement where there is insufficient native bone support for a primary stem
Orthopaedics | Hip replacement - Femoral component | Femoral stem | Femoral stem - Revision cementless | DePuy (Ireland) | CORAIL REVISION STEM HO 18 | L98118 | Standalone | DE0007195 | Revision of femoral stem or in primary replacement where there is insufficient native bone support for a primary stem
Orthopaedics | Hip replacement - Femoral component | Femoral stem | Femoral stem - Revision cementless | DePuy (Ireland) | CORAIL REVISION STEM HO 20 | L98120 | Standalone | DE0007195 | Revision of femoral stem or in primary replacement where there is insufficient native bone support for a primary stem
Orthopaedics | Hip replacement - Femoral component | Femoral stem | Femoral stem - Revision cementless | DePuy (Ireland) | CORAIL REVISION STEM STD 10 | L98010 | Standalone | DE0007195 | Revision of femoral stem or in primary replacement where there is insufficient native bone support for a primary stem
Orthopaedics | Hip replacement - Femoral component | Femoral stem | Femoral stem - Revision cementless | DePuy (Ireland) | CORAIL REVISION STEM STD 11 | L98011 | Standalone | DE0007195 | Revision of femoral stem or in primary replacement where there is insufficient native bone support for a primary stem
Orthopaedics | Hip replacement - Femoral component | Femoral stem | Femoral stem - Revision cementless | DePuy (Ireland) | CORAIL REVISION STEM STD 12 | L98012 | Standalone | DE0007195 | Revision of femoral stem or in primary replacement where there is insufficient native bone support for a primary stem
Orthopaedics | Hip replacement - Femoral component | Femoral stem | Femoral stem - Revision cementless | DePuy (Ireland) | CORAIL REVISION STEM STD 13 | L98013 | Standalone | DE0007195 | Revision of femoral stem or in primary replacement where there is insufficient native bone support for a primary stem
Orthopaedics | Hip replacement - Femoral component | Femoral stem | Femoral stem - Revision cementless | DePuy (Ireland) | CORAIL REVISION STEM STD 14 | L98014 | Standalone | DE0007195 | Revision of femoral stem or in primary replacement where there is insufficient native bone support for a primary stem
Orthopaedics | Hip replacement - Femoral component | Femoral stem | Femoral stem - Revision cementless | DePuy (Ireland) | CORAIL REVISION STEM STD 15 | L98015 | Standalone | DE0007195 | Revision of femoral stem or in primary replacement where there is insufficient native bone support for a primary stem
Orthopaedics | Hip replacement - Femoral component | Femoral stem | Femoral stem - Revision cementless | DePuy (Ireland) | CORAIL REVISION STEM STD 16 | L98016 | Standalone | DE0007195 | Revision of femoral stem or in primary replacement where there is insufficient native bone support for a primary stem
Orthopaedics | Hip replacement - Femoral component | Femoral stem | Femoral stem - Revision cementless | DePuy (Ireland) | CORAIL REVISION STEM STD 18 | L98018 | Standalone | DE0007195 | Revision of femoral stem or in primary replacement where there is insufficient native bone support for a primary stem
Orthopaedics | Hip replacement - Femoral component | Femoral stem | Femoral stem - Revision cementless | DePuy (Ireland) | CORAIL REVISION STEM STD 20 | L98020 | Standalone | DE0007195 | Revision of femoral stem or in primary replacement where there is insufficient native bone support for a primary stem
Orthopaedics | Hip replacement - Femoral component | Femoral stem | Femoral stem - Revision cementless | DePuy Orthopaedics | SOL 13.5 BOW LT 10.0 12/14 | 157124000 | Standalone | DE0000350 | Revision of femoral stem or in primary replacement where there is insufficient native bone support for a primary stem
Orthopaedics | Hip replacement - Femoral component | Femoral stem | Femoral stem - Revision cementless | DePuy Orthopaedics | SOL 13.5 BOW LT 8.0 12/14 | 157174000 | Standalone | DE0000350 | Revision of femoral stem or in primary replacement where there is insufficient native bone support for a primary stem
Orthopaedics | Hip replacement - Femoral component | Femoral stem | Femoral stem - Revision cementless | DePuy Orthopaedics | SOL 13.5 BOW RT 10.0 12/14 | 157134000 | Standalone | DE0000350 | Revision of femoral stem or in primary replacement where there is insufficient native bone support for a primary stem
Orthopaedics | Hip replacement - Femoral component | Femoral stem | Femoral stem - Revision cementless | DePuy Orthopaedics | SOL 13.5 BOW RT 8.0 12/14 | 157184000 | Standalone | DE0000350 | Revision of femoral stem or in primary replacement where there is insufficient native bone support for a primary stem
Orthopaedics | Hip replacement - Femoral component | Femoral stem | Femoral stem - Revision cementless | DePuy Orthopaedics | SOL 15.0 BOW LT 10.0 12/14 | 157125000 | Standalone | DE0000350 | Revision of femoral stem or in primary replacement where there is insufficient native bone support for a primary stem
Orthopaedics | Hip replacement - Femoral component | Femoral stem | Femoral stem - Revision cementless | DePuy Orthopaedics | SOL 15.0 BOW LT 8.0 12/14 | 157175000 | Standalone | DE0000350 | Revision of femoral stem or in primary replacement where there is insufficient native bone support for a primary stem
Orthopaedics | Hip replacement - Femoral component | Femoral stem | Femoral stem - Revision cementless | DePuy Orthopaedics | SOL 15.0 BOW RT 10.0 12/14 | 157135000 | Standalone | DE0000350 | Revision of femoral stem or in primary replacement where there is insufficient native bone support for a primary stem
Orthopaedics | Hip replacement - Femoral component | Femoral stem | Femoral stem - Revision cementless | DePuy Orthopaedics | SOL 15.0 BOW RT 8.0 12/14 | 157185000 | Standalone | DE0000350 | Revision of femoral stem or in primary replacement where there is insufficient native bone support for a primary stem
Orthopaedics | Hip replacement - Femoral component | Femoral stem | Femoral stem - Revision cementless | DePuy Orthopaedics | SOL 16.5 BOW LT 10.0 12/14 | 157126000 | Standalone | DE0000350 | Revision of femoral stem or in primary replacement where there is insufficient native bone support for a primary stem
Orthopaedics | Hip replacement - Femoral component | Femoral stem | Femoral stem - Revision cementless | DePuy Orthopaedics | SOL 16.5 BOW LT 8.0 12/14 | 157176000 | Standalone | DE0000350 | Revision of femoral stem or in primary replacement where there is insufficient native bone support for a primary stem
Orthopaedics | Hip replacement - Femoral component | Femoral stem | Femoral stem - Revision cementless | DePuy Orthopaedics | SOL 16.5 BOW RT 10.0 12/14 | 157136000 | Standalone | DE0000350 | Revision of femoral stem or in primary replacement where there is insufficient native bone support for a primary stem
Orthopaedics | Hip replacement - Femoral component | Femoral stem | Femoral stem - Revision cementless | DePuy Orthopaedics | SOL 16.5 BOW RT 8.0 12/14 | 157186000 | Standalone | DE0000350 | Revision of femoral stem or in primary replacement where there is insufficient native bone support for a primary stem
Orthopaedics | Hip replacement - Femoral component | Femoral stem | Femoral stem - Revision cementless | DePuy Orthopaedics | SOL 18.0 BOW LT 10.0 12/14 | 157127000 | Standalone | DE0000350 | Revision of femoral stem or in primary replacement where there is insufficient native bone support for a primary stem
Orthopaedics | Hip replacement - Femoral component | Femoral stem | Femoral stem - Revision cementless | DePuy Orthopaedics | SOL 18.0 BOW LT 8.0 12/14 | 157177000 | Standalone | DE0000350 | Revision of femoral stem or in primary replacement where there is insufficient native bone support for a primary stem
Orthopaedics | Hip replacement - Femoral component | Femoral stem | Femoral stem - Revision cementless | DePuy Orthopaedics | SOL 18.0 BOW RT 10.0 12/14 | 157137000 | Standalone | DE0000350 | Revision of femoral stem or in primary replacement where there is insufficient native bone support for a primary stem
Orthopaedics | Hip replacement - Femoral component | Femoral stem | Femoral stem - Revision cementless | DePuy Orthopaedics | SOL 18.0 BOW RT 8.0 12/14 | 157187000 | Standalone | DE0000350 | Revision of femoral stem or in primary replacement where there is insufficient native bone support for a primary stem
Orthopaedics | Hip replacement - Femoral component | Femoral stem | Femoral stem - Revision cementless | DePuy Orthopaedics | SOL 19.5 BOW LT 10.0 12/14 | 157128000 | Standalone | DE0000350 | Revision of femoral stem or in primary replacement where there is insufficient native bone support for a primary stem
Orthopaedics | Hip replacement - Femoral component | Femoral stem | Femoral stem - Revision cementless | DePuy Orthopaedics | SOL 19.5 BOW LT 8.0 12/14 | 157178000 | Standalone | DE0000350 | Revision of femoral stem or in primary replacement where there is insufficient native bone support for a primary stem
Orthopaedics | Hip replacement - Femoral component | Femoral stem | Femoral stem - Revision cementless | DePuy Orthopaedics | SOL 19.5 BOW RT 10.0 12/14 | 157138000 | Standalone | DE0000350 | Revision of femoral stem or in primary replacement where there is insufficient native bone support for a primary stem
Orthopaedics | Hip replacement - Femoral component | Femoral stem | Femoral stem - Revision cementless | DePuy Orthopaedics | SOL 21.0 BOW LT 10.0 12/14 | 157129000 | Standalone | DE0000350 | Revision of femoral stem or in primary replacement where there is insufficient native bone support for a primary stem
Orthopaedics | Hip replacement - Femoral component | Femoral stem | Femoral stem - Revision cementless | DePuy Orthopaedics | SOL 21.0 BOW RT 10.0 12/14 | 157139000 | Standalone | DE0000350 | Revision of femoral stem or in primary replacement where there is insufficient native bone support for a primary stem
Orthopaedics | Hip replacement - Femoral component | Femoral stem | Femoral stem - Revision cementless | DePuy Orthopaedics | SOL 22.5 BOW LT 10.0 12/14 | 157130000 | Standalone | DE0000350 | Revision of femoral stem or in primary replacement where there is insufficient native bone support for a primary stem
Orthopaedics | Hip replacement - Femoral component | Femoral stem | Femoral stem - Revision cementless | DePuy Orthopaedics | SOL 22.5 BOW RT 10.0 12/14 | 157140000 | Standalone | DE0000350 | Revision of femoral stem or in primary replacement where there is insufficient native bone support for a primary stem
Orthopaedics | Hip replacement - Femoral component | Femoral stem | Femoral stem - Revision cementless | DePuy Orthopaedics | SOL 10.5 MMA 8.0 FULL PC 12/14 | 157152000 | Standalone | DE0000350 | Revision of femoral stem or in primary replacement where there is insufficient native bone support for a primary stem
Orthopaedics | Hip replacement - Femoral component | Femoral stem | Femoral stem - Revision cementless | DePuy Orthopaedics | SOL 12.0 MMA 8.0 FULL PC 12/14 | 157153000 | Standalone | DE0000350 | Revision of femoral stem or in primary replacement where there is insufficient native bone support for a primary stem
Orthopaedics | Hip replacement - Femoral component | Femoral stem | Femoral stem - Revision cementless | DePuy Orthopaedics | SOL 13.5 MMA 8.0 FULL PC 12/14 | 157154000 | Standalone | DE0000350 | Revision of femoral stem or in primary replacement where there is insufficient native bone support for a primary stem
Orthopaedics | Hip replacement - Femoral component | Femoral stem | Femoral stem - Revision cementless | DePuy Orthopaedics | SOL 15.0 MMA 8.0 FULL PC 12/14 | 157155000 | Standalone | DE0000350 | Revision of femoral stem or in primary replacement where there is insufficient native bone support for a primary stem
Orthopaedics | Hip replacement - Femoral component | Femoral stem | Femoral stem - Revision cementless | DePuy Orthopaedics | SOL 16.5 MMA 8.0 FULL PC 12/14 | 157156000 | Standalone | DE0000350 | Revision of femoral stem or in primary replacement where there is insufficient native bone support for a primary stem
Orthopaedics | Hip replacement - Femoral component | Femoral stem | Femoral stem - Revision cementless | DePuy Orthopaedics | SOL 18.0 MMA 8.0 FULL PC 12/14 | 157157000 | Standalone | DE0000350 | Revision of femoral stem or in primary replacement where there is insufficient native bone support for a primary stem
Orthopaedics | Hip replacement - Femoral component | Femoral stem | Femoral stem - Revision cementless | DePuy Orthopaedics | SOL 19.5 MMA 8.0 FULL PC 12/14 | 157158000 | Standalone | DE0000350 | Revision of femoral stem or in primary replacement where there is insufficient native bone support for a primary stem
Orthopaedics | Hip replacement - Femoral component | Femoral stem | Femoral stem - Revision cementless | DePuy Orthopaedics | SOL 12.0 STD 6.3 FULL PC 12/14 | 157143000 | Standalone | DE0000350 | Revision of femoral stem or in primary replacement where there is insufficient native bone support for a primary stem
Orthopaedics | Hip replacement - Femoral component | Femoral stem | Femoral stem - Revision cementless | DePuy Orthopaedics | SOL 13.5 STD 6.3 FULL PC 12/14 | 157144000 | Standalone | DE0000350 | Revision of femoral stem or in primary replacement where there is insufficient native bone support for a primary stem
Orthopaedics | Hip replacement - Femoral component | Femoral stem | Femoral stem - Revision cementless | DePuy Orthopaedics | SOL 15.0 STD 6.3 FULL PC 12/14 | 157145000 | Standalone | DE0000350 | Revision of femoral stem or in primary replacement where there is insufficient native bone support for a primary stem
Orthopaedics | Hip replacement - Femoral component | Femoral stem | Femoral stem - Revision cementless | DePuy Orthopaedics | SOL 16.5 STD 6.3 FULL PC 12/14 | 157146000 | Standalone | DE0000350 | Revision of femoral stem or in primary replacement where there is insufficient native bone support for a primary stem
Orthopaedics | Hip replacement - Femoral component | Femoral stem | Femoral stem - Revision cementless | DePuy Orthopaedics | SOL 18.0 STD 6.3 FULL PC 12/14 | 157147000 | Standalone | DE0000350 | Revision of femoral stem or in primary replacement where there is insufficient native bone support for a primary stem
Orthopaedics | Hip replacement - Femoral component | Femoral stem | Femoral stem - Revision cementless | DePuy Orthopaedics | SOL SYS 10.5 MMA 6.3IN | 157142000 | Standalone | DE0000350 | Revision of femoral stem or in primary replacement where there is insufficient native bone support for a primary stem
Orthopaedics | Hip replacement - Femoral component | Femoral stem | Femoral stem - Revision cementless | DePuy Orthopaedics | SOL SYS 19.5 MMA 6IN | 157148000 | Standalone | DE0000350 | Revision of femoral stem or in primary replacement where there is insufficient native bone support for a primary stem
Orthopaedics | Hip replacement - Femoral component | Femoral stem | Femoral stem - Revision cementless | DePuy Orthopaedics | Solution System Hip Stem W/Porocoat 6x21.0 MMA 12/14 Taper | 157149000 | Standalone | DE0000350 | Revision of femoral stem or in primary replacement where there is insufficient native bone support for a primary stem
Orthopaedics | Hip replacement - Femoral component | Femoral stem | Femoral stem - Revision cementless | DePuy Orthopaedics | Solution System Hip Stem W/Porocoat 6x22.5 MMA 12/14 Taper | 157150000 | Standalone | DE0000350 | Revision of femoral stem or in primary replacement where there is insufficient native bone support for a primary stem
Orthopaedics | Hip replacement - Femoral component | Femoral stem | Femoral stem - Revision cementless | Smith+Nephew | REDAPT SLEEVELESS MONOLITHIC REVISION STEM-190mm SIZE 12 STANDARD OFFSET | 71354461 | Standalone | DE0505131 | Revision of femoral stem or in primary replacement where there is insufficient native bone support for a primary stem
Orthopaedics | Hip replacement - Femoral component | Femoral stem | Femoral stem - Revision cementless | Smith+Nephew | REDAPT SLEEVELESS MONOLITHIC REVISION STEM-190mm SIZE 13 STANDARD OFFSET | 71354462 | Standalone | DE0505131 | Revision of femoral stem or in primary replacement where there is insufficient native bone support for a primary stem
Orthopaedics | Hip replacement - Femoral component | Femoral stem | Femoral stem - Revision cementless | Smith+Nephew | REDAPT SLEEVELESS MONOLITHIC REVISION STEM-190mm SIZE 14 STANDARD OFFSET | 71354463 | Standalone | DE0505131 | Revision of femoral stem or in primary replacement where there is insufficient native bone support for a primary stem
Orthopaedics | Hip replacement - Femoral component | Femoral stem | Femoral stem - Revision cementless | Smith+Nephew | REDAPT SLEEVELESS MONOLITHIC REVISION STEM-190mm SIZE 16 STANDARD OFFSET | 71354465 | Standalone | DE0505131 | Revision of femoral stem or in primary replacement where there is insufficient native bone support for a primary stem
Orthopaedics | Hip replacement - Femoral component | Femoral stem | Femoral stem - Revision cementless | Smith+Nephew | REDAPT SLEEVELESS MONOLITHIC REVISION STEM-190mm SIZE 17 STANDARD OFFSET | 71354466 | Standalone | DE0505131 | Revision of femoral stem or in primary replacement where there is insufficient native bone support for a primary stem
Orthopaedics | Hip replacement - Femoral component | Femoral stem | Femoral stem - Revision cementless | Smith+Nephew | REDAPT SLEEVELESS MONOLITHIC REVISION STEM-190mm SIZE 18 STANDARD OFFSET | 71354467 | Standalone | DE0505131 | Revision of femoral stem or in primary replacement where there is insufficient native bone support for a primary stem
Orthopaedics | Hip replacement - Femoral component | Femoral stem | Femoral stem - Revision cementless | Smith+Nephew | REDAPT SLEEVELESS MONOLITHIC REVISION STEM-190mm SIZE 20 STANDARD OFFSET | 71354469 | Standalone | DE0505131 | Revision of femoral stem or in primary replacement where there is insufficient native bone support for a primary stem
Orthopaedics | Hip replacement - Femoral component | Femoral stem | Femoral stem - Revision cementless | Smith+Nephew | REDAPT SLEEVELESS MONOLITHIC REVISION STEM-190mm SIZE 21 STANDARD OFFSET | 71354471 | Standalone | DE0505131 | Revision of femoral stem or in primary replacement where there is insufficient native bone support for a primary stem
Orthopaedics | Hip replacement - Femoral component | Femoral stem | Femoral stem - Revision cementless | Smith+Nephew | REDAPT SLEEVELESS MONOLITHIC REVISION STEM-190mm SIZE 12 HIGH OFFSET | 71354478 | Standalone | DE0505131 | Revision of femoral stem or in primary replacement where there is insufficient native bone support for a primary stem
Orthopaedics | Hip replacement - Femoral component | Femoral stem | Femoral stem - Revision cementless | Smith+Nephew | REDAPT SLEEVELESS MONOLITHIC REVISION STEM-190mm SIZE 14 HIGH OFFSET | 71354481 | Standalone | DE0505131 | Revision of femoral stem or in primary replacement where there is insufficient native bone support for a primary stem
Orthopaedics | Hip replacement - Femoral component | Femoral stem | Femoral stem - Revision cementless | Smith+Nephew | REDAPT SLEEVELESS MONOLITHIC REVISION STEM-190mm SIZE 15 HIGH OFFSET | 71354482 | Standalone | DE0505131 | Revision of femoral stem or in primary replacement where there is insufficient native bone support for a primary stem
Orthopaedics | Hip replacement - Femoral component | Femoral stem | Femoral stem - Revision cementless | Smith+Nephew | REDAPT SLEEVELESS MONOLITHIC REVISION STEM-190mm SIZE 16 HIGH OFFSET | 71354483 | Standalone | DE0505131 | Revision of femoral stem or in primary replacement where there is insufficient native bone support for a primary stem
Orthopaedics | Hip replacement - Femoral component | Femoral stem | Femoral stem - Revision cementless | Smith+Nephew | REDAPT SLEEVELESS MONOLITHIC REVISION STEM-190mm SIZE 18 HIGH OFFSET | 71354485 | Standalone | DE0505131 | Revision of femoral stem or in primary replacement where there is insufficient native bone support for a primary stem
Orthopaedics | Hip replacement - Femoral component | Femoral stem | Femoral stem - Revision cementless | Smith+Nephew | REDAPT SLEEVELESS MONOLITHIC REVISION STEM-190mm SIZE 19 HIGH OFFSET | 71354486 | Standalone | DE0505131 | Revision of femoral stem or in primary replacement where there is insufficient native bone support for a primary stem
Orthopaedics | Hip replacement - Femoral component | Femoral stem | Femoral stem - Revision cementless | Smith+Nephew | REDAPT SLEEVELESS MONOLITHIC REVISION STEM-190mm SIZE 20 HIGH OFFSET | 71354487 | Standalone | DE0505131 | Revision of femoral stem or in primary replacement where there is insufficient native bone support for a primary stem
Orthopaedics | Hip replacement - Femoral component | Femoral stem | Femoral stem - Revision cementless | Smith+Nephew | REDAPT SLEEVELESS MONOLITHIC REVISION STEM-240mm SIZE 12 STANDARD OFFSET | 71354701 | Standalone | DE0505131 | Revision of femoral stem or in primary replacement where there is insufficient native bone support for a primary stem
Orthopaedics | Hip replacement - Femoral component | Femoral stem | Femoral stem - Revision cementless | Smith+Nephew | REDAPT SLEEVELESS MONOLITHIC REVISION STEM-240mm SIZE 13 STANDARD OFFSET | 71354702 | Standalone | DE0505131 | Revision of femoral stem or in primary replacement where there is insufficient native bone support for a primary stem
Orthopaedics | Hip replacement - Femoral component | Femoral stem | Femoral stem - Revision cementless | Smith+Nephew | REDAPT SLEEVELESS MONOLITHIC REVISION STEM-240mm SIZE 14 STANDARD OFFSET | 71354703 | Standalone | DE0505131 | Revision of femoral stem or in primary replacement where there is insufficient native bone support for a primary stem
Orthopaedics | Hip replacement - Femoral component | Femoral stem | Femoral stem - Revision cementless | Smith+Nephew | REDAPT SLEEVELESS MONOLITHIC REVISION STEM-240mm SIZE 16 STANDARD OFFSET | 71354705 | Standalone | DE0505131 | Revision of femoral stem or in primary replacement where there is insufficient native bone support for a primary stem
Orthopaedics | Hip replacement - Femoral component | Femoral stem | Femoral stem - Revision cementless | Smith+Nephew | REDAPT SLEEVELESS MONOLITHIC REVISION STEM-240mm SIZE 17 STANDARD OFFSET | 71354706 | Standalone | DE0505131 | Revision of femoral stem or in primary replacement where there is insufficient native bone support for a primary stem
Orthopaedics | Hip replacement - Femoral component | Femoral stem | Femoral stem - Revision cementless | Smith+Nephew | REDAPT SLEEVELESS MONOLITHIC REVISION STEM-240mm SIZE 18 STANDARD OFFSET | 71354707 | Standalone | DE0505131 | Revision of femoral stem or in primary replacement where there is insufficient native bone support for a primary stem
Orthopaedics | Hip replacement - Femoral component | Femoral stem | Femoral stem - Revision cementless | Smith+Nephew | REDAPT SLEEVELESS MONOLITHIC REVISION STEM-240mm SIZE 20 STANDARD OFFSET | 71354709 | Standalone | DE0505131 | Revision of femoral stem or in primary replacement where there is insufficient native bone support for a primary stem
Orthopaedics | Hip replacement - Femoral component | Femoral stem | Femoral stem - Revision cementless | Smith+Nephew | REDAPT SLEEVELESS MONOLITHIC REVISION STEM-240mm SIZE 21 STANDARD OFFSET | 71354711 | Standalone | DE0505131 | Revision of femoral stem or in primary replacement where there is insufficient native bone support for a primary stem
Orthopaedics | Hip replacement - Femoral component | Femoral stem | Femoral stem - Revision cementless | Smith+Nephew | REDAPT SLEEVELESS MONOLITHIC REVISION STEM-240mm SIZE 12 HIGH OFFSET | 71354718 | Standalone | DE0505131 | Revision of femoral stem or in primary replacement where there is insufficient native bone support for a primary stem
Orthopaedics | Hip replacement - Femoral component | Femoral stem | Femoral stem - Revision cementless | Smith+Nephew | REDAPT SLEEVELESS MONOLITHIC REVISION STEM-240mm SIZE 14 HIGH OFFSET | 71354721 | Standalone | DE0505131 | Revision of femoral stem or in primary replacement where there is insufficient native bone support for a primary stem
Orthopaedics | Hip replacement - Femoral component | Femoral stem | Femoral stem - Revision cementless | Smith+Nephew | REDAPT SLEEVELESS MONOLITHIC REVISION STEM-240mm SIZE 15 HIGH OFFSET | 71354722 | Standalone | DE0505131 | Revision of femoral stem or in primary replacement where there is insufficient native bone support for a primary stem
Orthopaedics | Hip replacement - Femoral component | Femoral stem | Femoral stem - Revision cementless | Smith+Nephew | REDAPT SLEEVELESS MONOLITHIC REVISION STEM-240mm SIZE 16 HIGH OFFSET | 71354723 | Standalone | DE0505131 | Revision of femoral stem or in primary replacement where there is insufficient native bone support for a primary stem
Orthopaedics | Hip replacement - Femoral component | Femoral stem | Femoral stem - Revision cementless | Smith+Nephew | REDAPT SLEEVELESS MONOLITHIC REVISION STEM-240mm SIZE 18 HIGH OFFSET | 71354725 | Standalone | DE0505131 | Revision of femoral stem or in primary replacement where there is insufficient native bone support for a primary stem
Orthopaedics | Hip replacement - Femoral component | Femoral stem | Femoral stem - Revision cementless | Smith+Nephew | REDAPT SLEEVELESS MONOLITHIC REVISION STEM-240mm SIZE 19 HIGH OFFSET | 71354726 | Standalone | DE0505131 | Revision of femoral stem or in primary replacement where there is insufficient native bone support for a primary stem
Orthopaedics | Hip replacement - Femoral component | Femoral stem | Femoral stem - Revision cementless | Smith+Nephew | REDAPT SLEEVELESS MONOLITHIC REVISION STEM-240mm SIZE 20 HIGH OFFSET | 71354727 | Standalone | DE0505131 | Revision of femoral stem or in primary replacement where there is insufficient native bone support for a primary stem
Orthopaedics | Hip replacement - Femoral component | Femoral stem | Femoral stem - Revision cementless | Smith+Nephew | REDAPT SLEEVELESS MONOLITHIC REVISION STEM-300mm SIZE 12 STANDARD OFFSET | 71354736 | Standalone | DE0505131 | Revision of femoral stem or in primary replacement where there is insufficient native bone support for a primary stem
Orthopaedics | Hip replacement - Femoral component | Femoral stem | Femoral stem - Revision cementless | Smith+Nephew | REDAPT SLEEVELESS MONOLITHIC REVISION STEM-300mm SIZE 13 STANDARD OFFSET | 71354737 | Standalone | DE0505131 | Revision of femoral stem or in primary replacement where there is insufficient native bone support for a primary stem
Orthopaedics | Hip replacement - Femoral component | Femoral stem | Femoral stem - Revision cementless | Smith+Nephew | REDAPT SLEEVELESS MONOLITHIC REVISION STEM-300mm SIZE 14 STANDARD OFFSET | 71354738 | Standalone | DE0505131 | Revision of femoral stem or in primary replacement where there is insufficient native bone support for a primary stem
Orthopaedics | Hip replacement - Femoral component | Femoral stem | Femoral stem - Revision cementless | Smith+Nephew | REDAPT SLEEVELESS MONOLITHIC REVISION STEM-300mm SIZE 16 STANDARD OFFSET | 71354741 | Standalone | DE0505131 | Revision of femoral stem or in primary replacement where there is insufficient native bone support for a primary stem
Orthopaedics | Hip replacement - Femoral component | Femoral stem | Femoral stem - Revision cementless | Smith+Nephew | REDAPT SLEEVELESS MONOLITHIC REVISION STEM-300mm SIZE 17 STANDARD OFFSET | 71354742 | Standalone | DE0505131 | Revision of femoral stem or in primary replacement where there is insufficient native bone support for a primary stem
Orthopaedics | Hip replacement - Femoral component | Femoral stem | Femoral stem - Revision cementless | Smith+Nephew | REDAPT SLEEVELESS MONOLITHIC REVISION STEM-300mm SIZE 18 STANDARD OFFSET | 71354743 | Standalone | DE0505131 | Revision of femoral stem or in primary replacement where there is insufficient native bone support for a primary stem
Orthopaedics | Hip replacement - Femoral component | Femoral stem | Femoral stem - Revision cementless | Smith+Nephew | REDAPT SLEEVELESS MONOLITHIC REVISION STEM-300mm SIZE 20 STANDARD OFFSET | 71354745 | Standalone | DE0505131 | Revision of femoral stem or in primary replacement where there is insufficient native bone support for a primary stem
Orthopaedics | Hip replacement - Femoral component | Femoral stem | Femoral stem - Revision cementless | Smith+Nephew | REDAPT SLEEVELESS MONOLITHIC REVISION STEM-300mm SIZE 21 STANDARD OFFSET | 71354746 | Standalone | DE0505131 | Revision of femoral stem or in primary replacement where there is insufficient native bone support for a primary stem
Orthopaedics | Hip replacement - Femoral component | Femoral stem | Femoral stem - Revision cementless | Smith+Nephew | REDAPT SLEEVELESS MONOLITHIC REVISION STEM-300mm SIZE 12 HIGH OFFSET | 71354754 | Standalone | DE0505131 | Revision of femoral stem or in primary replacement where there is insufficient native bone support for a primary stem
Orthopaedics | Hip replacement - Femoral component | Femoral stem | Femoral stem - Revision cementless | Smith+Nephew | REDAPT SLEEVELESS MONOLITHIC REVISION STEM-300mm SIZE 14 HIGH OFFSET | 71354756 | Standalone | DE0505131 | Revision of femoral stem or in primary replacement where there is insufficient native bone support for a primary stem
Orthopaedics | Hip replacement - Femoral component | Femoral stem | Femoral stem - Revision cementless | Smith+Nephew | REDAPT SLEEVELESS MONOLITHIC REVISION STEM-300mm SIZE 15 HIGH OFFSET | 71354757 | Standalone | DE0505131 | Revision of femoral stem or in primary replacement where there is insufficient native bone support for a primary stem
Orthopaedics | Hip replacement - Femoral component | Femoral stem | Femoral stem - Revision cementless | Smith+Nephew | REDAPT SLEEVELESS MONOLITHIC REVISION STEM-300mm SIZE 16 HIGH OFFSET | 71354758 | Standalone | DE0505131 | Revision of femoral stem or in primary replacement where there is insufficient native bone support for a primary stem
Orthopaedics | Hip replacement - Femoral component | Femoral stem | Femoral stem - Revision cementless | Smith+Nephew | REDAPT SLEEVELESS MONOLITHIC REVISION STEM-300mm SIZE 18 HIGH OFFSET | 71354761 | Standalone | DE0505131 | Revision of femoral stem or in primary replacement where there is insufficient native bone support for a primary stem
Orthopaedics | Hip replacement - Femoral component | Femoral stem | Femoral stem - Revision cementless | Smith+Nephew | REDAPT SLEEVELESS MONOLITHIC REVISION STEM-300mm SIZE 19 HIGH OFFSET | 71354762 | Standalone | DE0505131 | Revision of femoral stem or in primary replacement where there is insufficient native bone support for a primary stem
Orthopaedics | Hip replacement - Femoral component | Femoral stem | Femoral stem - Revision cementless | Smith+Nephew | REDAPT SLEEVELESS MONOLITHIC REVISION STEM-300mm SIZE 20 HIGH OFFSET | 71354763 | Standalone | DE0505131 | Revision of femoral stem or in primary replacement where there is insufficient native bone support for a primary stem
Orthopaedics | Hip replacement - Femoral component | Femoral stem | Femoral stem - Revision cementless | STRYKER HOWMEDICA OSTEONICS | REST MOD CLINICAL STEM 21X155MM | 62767021 | Standalone | DE0019153 | Revision of femoral stem or in primary replacement where there is insufficient native bone support for a primary stem
Orthopaedics | Hip replacement - Femoral component | Femoral stem | Femoral stem - Revision cementless | STRYKER HOWMEDICA OSTEONICS | REST MOD CLINICAL STEM 21X195MM | 62767121 | Standalone | DE0019153 | Revision of femoral stem or in primary replacement where there is insufficient native bone support for a primary stem
Orthopaedics | Hip replacement - Femoral component | Femoral stem | Femoral stem - Revision cementless | STRYKER HOWMEDICA OSTEONICS | REST MOD CLINICAL STEM 22X155MM | 62767022 | Standalone | DE0019153 | Revision of femoral stem or in primary replacement where there is insufficient native bone support for a primary stem
Orthopaedics | Hip replacement - Femoral component | Femoral stem | Femoral stem - Revision cementless | STRYKER HOWMEDICA OSTEONICS | REST MOD CLINICAL STEM 22X195MM | 62767122 | Standalone | DE0019153 | Revision of femoral stem or in primary replacement where there is insufficient native bone support for a primary stem
Orthopaedics | Hip replacement - Femoral component | Femoral stem | Femoral stem - Revision cementless | STRYKER HOWMEDICA OSTEONICS | REST MOD CLINICAL STEM 23X155MM | 62767023 | Standalone | DE0019153 | Revision of femoral stem or in primary replacement where there is insufficient native bone support for a primary stem
Orthopaedics | Hip replacement - Femoral component | Femoral stem | Femoral stem - Revision cementless | STRYKER HOWMEDICA OSTEONICS | REST MOD CLINICAL STEM 23X195MM | 62767123 | Standalone | DE0019153 | Revision of femoral stem or in primary replacement where there is insufficient native bone support for a primary stem
Orthopaedics | Hip replacement - Femoral component | Femoral stem | Femoral stem - Revision cementless | STRYKER HOWMEDICA OSTEONICS | REST MOD CLINICAL STEM 24X155MM | 62767024 | Standalone | DE0019153 | Revision of femoral stem or in primary replacement where there is insufficient native bone support for a primary stem
Orthopaedics | Hip replacement - Femoral component | Femoral stem | Femoral stem - Revision cementless | STRYKER HOWMEDICA OSTEONICS | REST MOD CLINICAL STEM 24X195MM | 62767124 | Standalone | DE0019153 | Revision of femoral stem or in primary replacement where there is insufficient native bone support for a primary stem
Orthopaedics | Hip replacement - Femoral component | Femoral stem | Femoral stem - Revision cementless | STRYKER HOWMEDICA OSTEONICS | REST MOD CLINICAL STEM 25X155MM | 62767025 | Standalone | DE0019153 | Revision of femoral stem or in primary replacement where there is insufficient native bone support for a primary stem
Orthopaedics | Hip replacement - Femoral component | Femoral stem | Femoral stem - Revision cementless | STRYKER HOWMEDICA OSTEONICS | REST MOD CLINICAL STEM 25X195MM | 62767125 | Standalone | DE0019153 | Revision of femoral stem or in primary replacement where there is insufficient native bone support for a primary stem
Orthopaedics | Hip replacement - Femoral component | Femoral stem | Femoral stem - Revision cementless | Stryker RHQ NL-SHC Cork | Restoration Modular Hip System :Conical distal stem- Bowed 14mm x 195mm | 62767214 | Standalone | DE0019153 | Revision of femoral stem or in primary replacement where there is insufficient native bone support for a primary stem
Orthopaedics | Hip replacement - Femoral component | Femoral stem | Femoral stem - Revision cementless | Stryker RHQ NL-SHC Cork | Restoration Modular Hip System :Conical distal stem- Bowed 14mm x 235mm | 62767314 | Standalone | DE0019153 | Revision of femoral stem or in primary replacement where there is insufficient native bone support for a primary stem
Orthopaedics | Hip replacement - Femoral component | Femoral stem | Femoral stem - Revision cementless | Stryker RHQ NL-SHC Cork | Restoration Modular Hip System :Conical distal stem- Bowed 15mm x 195mm | 62767215 | Standalone | DE0019153 | Revision of femoral stem or in primary replacement where there is insufficient native bone support for a primary stem
Orthopaedics | Hip replacement - Femoral component | Femoral stem | Femoral stem - Revision cementless | Stryker RHQ NL-SHC Cork | Restoration Modular Hip System :Conical distal stem- Bowed 15mm x 235mm | 62767315 | Standalone | DE0019153 | Revision of femoral stem or in primary replacement where there is insufficient native bone support for a primary stem
Orthopaedics | Hip replacement - Femoral component | Femoral stem | Femoral stem - Revision cementless | Stryker RHQ NL-SHC Cork | Restoration Modular Hip System :Conical distal stem- Bowed 16mm x 195mm | 62767216 | Standalone | DE0019153 | Revision of femoral stem or in primary replacement where there is insufficient native bone support for a primary stem
Orthopaedics | Hip replacement - Femoral component | Femoral stem | Femoral stem - Revision cementless | Stryker RHQ NL-SHC Cork | Restoration Modular Hip System :Conical distal stem- Bowed 16mm x 235mm | 62767316 | Standalone | DE0019153 | Revision of femoral stem or in primary replacement where there is insufficient native bone support for a primary stem
Orthopaedics | Hip replacement - Femoral component | Femoral stem | Femoral stem - Revision cementless | Stryker RHQ NL-SHC Cork | Restoration Modular Hip System :Conical distal stem- Bowed 17mm x 195mm | 62767217 | Standalone | DE0019153 | Revision of femoral stem or in primary replacement where there is insufficient native bone support for a primary stem
Orthopaedics | Hip replacement - Femoral component | Femoral stem | Femoral stem - Revision cementless | Stryker RHQ NL-SHC Cork | Restoration Modular Hip System :Conical distal stem- Bowed 17mm x 235mm | 62767317 | Standalone | DE0019153 | Revision of femoral stem or in primary replacement where there is insufficient native bone support for a primary stem
Orthopaedics | Hip replacement - Femoral component | Femoral stem | Femoral stem - Revision cementless | Stryker RHQ NL-SHC Cork | Restoration Modular Hip System :Conical distal stem- Bowed 18mm x 195mm | 62767218 | Standalone | DE0019153 | Revision of femoral stem or in primary replacement where there is insufficient native bone support for a primary stem
Orthopaedics | Hip replacement - Femoral component | Femoral stem | Femoral stem - Revision cementless | Stryker RHQ NL-SHC Cork | Restoration Modular Hip System :Conical distal stem- Bowed 18mm x 235mm | 62767318 | Standalone | DE0019153 | Revision of femoral stem or in primary replacement where there is insufficient native bone support for a primary stem
Orthopaedics | Hip replacement - Femoral component | Femoral stem | Femoral stem - Revision cementless | Stryker RHQ NL-SHC Cork | Restoration Modular Hip System :Conical distal stem- Bowed 19mm x 195mm | 62767219 | Standalone | DE0019153 | Revision of femoral stem or in primary replacement where there is insufficient native bone support for a primary stem
Orthopaedics | Hip replacement - Femoral component | Femoral stem | Femoral stem - Revision cementless | Stryker RHQ NL-SHC Cork | Restoration Modular Hip System :Conical distal stem- Bowed 19mm x 235mm | 62767319 | Standalone | DE0019153 | Revision of femoral stem or in primary replacement where there is insufficient native bone support for a primary stem
Orthopaedics | Hip replacement - Femoral component | Femoral stem | Femoral stem - Revision cementless | Stryker RHQ NL-SHC Cork | Restoration Modular Hip System :Conical distal stem- Bowed 20mm x 195mm | 62767220 | Standalone | DE0019153 | Revision of femoral stem or in primary replacement where there is insufficient native bone support for a primary stem
Orthopaedics | Hip replacement - Femoral component | Femoral stem | Femoral stem - Revision cementless | Stryker RHQ NL-SHC Cork | Restoration Modular Hip System :Conical distal stem- Bowed 20mm x 235mm | 62767320 | Standalone | DE0019153 | Revision of femoral stem or in primary replacement where there is insufficient native bone support for a primary stem
Orthopaedics | Hip replacement - Femoral component | Femoral stem | Femoral stem - Revision cementless | Stryker RHQ NL-SHC Cork | Restoration Modular Hip System :Conical distal stem- Straight 14mm x 155mm | 62767014 | Standalone | DE0019153 | Revision of femoral stem or in primary replacement where there is insufficient native bone support for a primary stem
Orthopaedics | Hip replacement - Femoral component | Femoral stem | Femoral stem - Revision cementless | Stryker RHQ NL-SHC Cork | Restoration Modular Hip System :Conical distal stem- Straight 14mm x 195mm | 62767114 | Standalone | DE0019153 | Revision of femoral stem or in primary replacement where there is insufficient native bone support for a primary stem
Orthopaedics | Hip replacement - Femoral component | Femoral stem | Femoral stem - Revision cementless | Stryker RHQ NL-SHC Cork | Restoration Modular Hip System :Conical distal stem- Straight 15mm x 155mm | 62767015 | Standalone | DE0019153 | Revision of femoral stem or in primary replacement where there is insufficient native bone support for a primary stem
Orthopaedics | Hip replacement - Femoral component | Femoral stem | Femoral stem - Revision cementless | Stryker RHQ NL-SHC Cork | Restoration Modular Hip System :Conical distal stem- Straight 15mm x 195mm | 62767115 | Standalone | DE0019153 | Revision of femoral stem or in primary replacement where there is insufficient native bone support for a primary stem
Orthopaedics | Hip replacement - Femoral component | Femoral stem | Femoral stem - Revision cementless | Stryker RHQ NL-SHC Cork | Restoration Modular Hip System :Conical distal stem- Straight 16mm x 155mm | 62767016 | Standalone | DE0019153 | Revision of femoral stem or in primary replacement where there is insufficient native bone support for a primary stem
Orthopaedics | Hip replacement - Femoral component | Femoral stem | Femoral stem - Revision cementless | Stryker RHQ NL-SHC Cork | Restoration Modular Hip System :Conical distal stem- Straight 16mm x 195mm | 62767116 | Standalone | DE0019153 | Revision of femoral stem or in primary replacement where there is insufficient native bone support for a primary stem
Orthopaedics | Hip replacement - Femoral component | Femoral stem | Femoral stem - Revision cementless | Stryker RHQ NL-SHC Cork | Restoration Modular Hip System :Conical distal stem- Straight 17mm x 155mm | 62767017 | Standalone | DE0019153 | Revision of femoral stem or in primary replacement where there is insufficient native bone support for a primary stem
Orthopaedics | Hip replacement - Femoral component | Femoral stem | Femoral stem - Revision cementless | Stryker RHQ NL-SHC Cork | Restoration Modular Hip System :Conical distal stem- Straight 17mm x 195mm | 62767117 | Standalone | DE0019153 | Revision of femoral stem or in primary replacement where there is insufficient native bone support for a primary stem
Orthopaedics | Hip replacement - Femoral component | Femoral stem | Femoral stem - Revision cementless | Stryker RHQ NL-SHC Cork | Restoration Modular Hip System :Conical distal stem- Straight 18mm x 155mm | 62767018 | Standalone | DE0019153 | Revision of femoral stem or in primary replacement where there is insufficient native bone support for a primary stem
Orthopaedics | Hip replacement - Femoral component | Femoral stem | Femoral stem - Revision cementless | Stryker RHQ NL-SHC Cork | Restoration Modular Hip System :Conical distal stem- Straight 18mm x 195mm | 62767118 | Standalone | DE0019153 | Revision of femoral stem or in primary replacement where there is insufficient native bone support for a primary stem
Orthopaedics | Hip replacement - Femoral component | Femoral stem | Femoral stem - Revision cementless | Stryker RHQ NL-SHC Cork | Restoration Modular Hip System :Conical distal stem- Straight 19mm x 155mm | 62767019 | Standalone | DE0019153 | Revision of femoral stem or in primary replacement where there is insufficient native bone support for a primary stem
Orthopaedics | Hip replacement - Femoral component | Femoral stem | Femoral stem - Revision cementless | Stryker RHQ NL-SHC Cork | Restoration Modular Hip System :Conical distal stem- Straight 19mm x 195mm | 62767119 | Standalone | DE0019153 | Revision of femoral stem or in primary replacement where there is insufficient native bone support for a primary stem
Orthopaedics | Hip replacement - Femoral component | Femoral stem | Femoral stem - Revision cementless | Stryker RHQ NL-SHC Cork | Restoration Modular Hip System :Conical distal stem- Straight 20mm x 155mm | 62767020 | Standalone | DE0019153 | Revision of femoral stem or in primary replacement where there is insufficient native bone support for a primary stem
Orthopaedics | Hip replacement - Femoral component | Femoral stem | Femoral stem - Revision cementless | Stryker RHQ NL-SHC Cork | Restoration Modular Hip System :Conical distal stem- Straight 20mm x 195mm | 62767120 | Standalone | DE0019153 | Revision of femoral stem or in primary replacement where there is insufficient native bone support for a primary stem
Orthopaedics | Hip replacement - Femoral component | Femoral stem | Femoral stem - Revision cementless | Zimmer Gmbh | Wagner SL Revision Stem 14mm dia x 190mm | 01.00101.914 | Standalone | DE0015756 | Revision of femoral stem or in primary replacement where there is insufficient native bone support for a primary stem
Orthopaedics | Hip replacement - Femoral component | Femoral stem | Femoral stem - Revision cementless | Zimmer Gmbh | Wagner SL Revision Stem 14mm dia x 225mm | 01.00102.214 | Standalone | DE0015756 | Revision of femoral stem or in primary replacement where there is insufficient native bone support for a primary stem
Orthopaedics | Hip replacement - Femoral component | Femoral stem | Femoral stem - Revision cementless | Zimmer Gmbh | Wagner SL Revision Stem 15mm dia x 190mm | 01.00101.915 | Standalone | DE0015756 | Revision of femoral stem or in primary replacement where there is insufficient native bone support for a primary stem
Orthopaedics | Hip replacement - Femoral component | Femoral stem | Femoral stem - Revision cementless | Zimmer Gmbh | Wagner SL Revision Stem 15mm dia x 225mm | 01.00102.215 | Standalone | DE0015756 | Revision of femoral stem or in primary replacement where there is insufficient native bone support for a primary stem
Orthopaedics | Hip replacement - Femoral component | Femoral stem | Femoral stem - Revision cementless | Zimmer Gmbh | Wagner SL Revision Stem 16mm dia x 190mm | 01.00101.916 | Standalone | DE0015756 | Revision of femoral stem or in primary replacement where there is insufficient native bone support for a primary stem
Orthopaedics | Hip replacement - Femoral component | Femoral stem | Femoral stem - Revision cementless | Zimmer Gmbh | Wagner SL Revision Stem 16mm dia x 225mm | 01.00102.216 | Standalone | DE0015756 | Revision of femoral stem or in primary replacement where there is insufficient native bone support for a primary stem
Orthopaedics | Hip replacement - Femoral component | Femoral stem | Femoral stem - Revision cementless | Zimmer Gmbh | Wagner SL Revision Stem 17mm dia x 190mm | 01.00101.917 | Standalone | DE0015756 | Revision of femoral stem or in primary replacement where there is insufficient native bone support for a primary stem
Orthopaedics | Hip replacement - Femoral component | Femoral stem | Femoral stem - Revision cementless | Zimmer Gmbh | Wagner SL Revision Stem 17mm dia x 225mm | 01.00102.217 | Standalone | DE0015756 | Revision of femoral stem or in primary replacement where there is insufficient native bone support for a primary stem
Orthopaedics | Hip replacement - Femoral component | Femoral stem | Femoral stem - Revision cementless | Zimmer Gmbh | Wagner SL Revision Stem 18mm dia x 190mm | 01.00101.918 | Standalone | DE0015756 | Revision of femoral stem or in primary replacement where there is insufficient native bone support for a primary stem
Orthopaedics | Hip replacement - Femoral component | Femoral stem | Femoral stem - Revision cementless | Zimmer Gmbh | Wagner SL Revision Stem 18mm dia x 225mm | 01.00102.218 | Standalone | DE0015756 | Revision of femoral stem or in primary replacement where there is insufficient native bone support for a primary stem
Orthopaedics | Hip replacement - Femoral component | Femoral stem | Femoral stem - Revision cementless | Zimmer Gmbh | Wagner SL Revision Stem 19mm dia x 190mm | 01.00101.919 | Standalone | DE0015756 | Revision of femoral stem or in primary replacement where there is insufficient native bone support for a primary stem
Orthopaedics | Hip replacement - Femoral component | Femoral stem | Femoral stem - Revision cementless | Zimmer Gmbh | Wagner SL Revision Stem 19mm dia x 225mm | 01.00102.219 | Standalone | DE0015756 | Revision of femoral stem or in primary replacement where there is insufficient native bone support for a primary stem
Orthopaedics | Hip replacement - Femoral component | Femoral stem | Femoral stem - Revision cementless | Zimmer Gmbh | Wagner SL Revision Stem 20mm dia x 190mm | 01.00101.920 | Standalone | DE0015756 | Revision of femoral stem or in primary replacement where there is insufficient native bone support for a primary stem
Orthopaedics | Hip replacement - Femoral component | Femoral stem | Femoral stem - Revision cementless | Zimmer Gmbh | Wagner SL Revision Stem 20mm dia x 225mm | 01.00102.220 | Standalone | DE0015756 | Revision of femoral stem or in primary replacement where there is insufficient native bone support for a primary stem
Orthopaedics | Hip replacement - Femoral component | Femoral stem | Femoral stem - Revision cementless | Zimmer Gmbh | Wagner SL Revision Stem 21mm dia x 225mm | 01.00102.221 | Standalone | DE0015756 | Revision of femoral stem or in primary replacement where there is insufficient native bone support for a primary stem
Orthopaedics | Hip replacement - Femoral component | Femoral stem | Femoral stem - Revision cementless | Zimmer Gmbh | Wagner SL Revision Stem 22mm dia x 225mm | 01.00102.222 | Standalone | DE0015756 | Revision of femoral stem or in primary replacement where there is insufficient native bone support for a primary stem
Orthopaedics | Hip replacement - Femoral component | Femoral stem | Femoral stem - Revision cementless | Biomet Orthopaedic | ARCOS 12X150MM SPL TPR DIST | 11-300812 | Standalone | DE0506926 | Revision of femoral stem or in primary replacement where there is insufficient native bone support for a primary stem
Orthopaedics | Hip replacement - Femoral component | Femoral stem | Femoral stem - Revision cementless | Biomet Orthopaedic | ARCOS 13X150MM SPL TPR DIST | 11-300813 | Standalone | DE0506926 | Revision of femoral stem or in primary replacement where there is insufficient native bone support for a primary stem
Orthopaedics | Hip replacement - Femoral component | Femoral stem | Femoral stem - Revision cementless | Biomet Orthopaedic | ARCOS 14X150MM SPL TPR DIST | 11-300814 | Standalone | DE0506926 | Revision of femoral stem or in primary replacement where there is insufficient native bone support for a primary stem
Orthopaedics | Hip replacement - Femoral component | Femoral stem | Femoral stem - Revision cementless | Biomet Orthopaedic | ARCOS 15X150MM SPL TPR DIST | 11-300815 | Standalone | DE0506926 | Revision of femoral stem or in primary replacement where there is insufficient native bone support for a primary stem
Orthopaedics | Hip replacement - Femoral component | Femoral stem | Femoral stem - Revision cementless | Biomet Orthopaedic | ARCOS 16X150MM SPL TPR DIST | 11-300816 | Standalone | DE0506926 | Revision of femoral stem or in primary replacement where there is insufficient native bone support for a primary stem
Orthopaedics | Hip replacement - Femoral component | Femoral stem | Femoral stem - Revision cementless | Biomet Orthopaedic | ARCOS 17X150MM SPL TPR DIST | 11-300817 | Standalone | DE0506926 | Revision of femoral stem or in primary replacement where there is insufficient native bone support for a primary stem
Orthopaedics | Hip replacement - Femoral component | Femoral stem | Femoral stem - Revision cementless | Biomet Orthopaedic | ARCOS 18X150MM SPL TPR DIST | 11-300818 | Standalone | DE0506926 | Revision of femoral stem or in primary replacement where there is insufficient native bone support for a primary stem
Orthopaedics | Hip replacement - Femoral component | Femoral stem | Femoral stem - Revision cementless | Biomet Orthopaedic | ARCOS 19X150MM SPL TPR DIST | 11-300819 | Standalone | DE0506926 | Revision of femoral stem or in primary replacement where there is insufficient native bone support for a primary stem
Orthopaedics | Hip replacement - Femoral component | Femoral stem | Femoral stem - Revision cementless | Biomet Orthopaedic | ARCOS 20X150MM SPL TPR DIST | 11-300820 | Standalone | DE0506926 | Revision of femoral stem or in primary replacement where there is insufficient native bone support for a primary stem
Orthopaedics | Hip replacement - Femoral component | Femoral stem | Femoral stem - Revision cementless | Biomet Orthopaedic | ARCOS 21X150MM SPL TPR DIST | 11-300821 | Standalone | DE0506926 | Revision of femoral stem or in primary replacement where there is insufficient native bone support for a primary stem
Orthopaedics | Hip replacement - Femoral component | Femoral stem | Femoral stem - Revision cementless | Biomet Orthopaedic | ARCOS 22X150MM SPL TPR DIST | 11-300822 | Standalone | DE0506926 | Revision of femoral stem or in primary replacement where there is insufficient native bone support for a primary stem
Orthopaedics | Hip replacement - Femoral component | Femoral stem | Femoral stem - Revision cementless | Biomet Orthopaedic | ARCOS 12X190MM SPL TPR DIST | 11-300912 | Standalone | DE0506926 | Revision of femoral stem or in primary replacement where there is insufficient native bone support for a primary stem
Orthopaedics | Hip replacement - Femoral component | Femoral stem | Femoral stem - Revision cementless | Biomet Orthopaedic | ARCOS 13X190MM SPL TPR DIST | 11-300913 | Standalone | DE0506926 | Revision of femoral stem or in primary replacement where there is insufficient native bone support for a primary stem
Orthopaedics | Hip replacement - Femoral component | Femoral stem | Femoral stem - Revision cementless | Biomet Orthopaedic | ARCOS 14X190MM SPL TPR DIST | 11-300914 | Standalone | DE0506926 | Revision of femoral stem or in primary replacement where there is insufficient native bone support for a primary stem
Orthopaedics | Hip replacement - Femoral component | Femoral stem | Femoral stem - Revision cementless | Biomet Orthopaedic | ARCOS 15X190MM SPL TPR DIST | 11-300915 | Standalone | DE0506926 | Revision of femoral stem or in primary replacement where there is insufficient native bone support for a primary stem
Orthopaedics | Hip replacement - Femoral component | Femoral stem | Femoral stem - Revision cementless | Biomet Orthopaedic | ARCOS 16X190MM SPL TPR DIST | 11-300916 | Standalone | DE0506926 | Revision of femoral stem or in primary replacement where there is insufficient native bone support for a primary stem
Orthopaedics | Hip replacement - Femoral component | Femoral stem | Femoral stem - Revision cementless | Biomet Orthopaedic | ARCOS 17X190MM SPL TPR DIST | 11-300917 | Standalone | DE0506926 | Revision of femoral stem or in primary replacement where there is insufficient native bone support for a primary stem
Orthopaedics | Hip replacement - Femoral component | Femoral stem | Femoral stem - Revision cementless | Biomet Orthopaedic | ARCOS 18X190MM SPL TPR DIST | 11-300918 | Standalone | DE0506926 | Revision of femoral stem or in primary replacement where there is insufficient native bone support for a primary stem
Orthopaedics | Hip replacement - Femoral component | Femoral stem | Femoral stem - Revision cementless | Biomet Orthopaedic | ARCOS 19X190MM SPL TPR DIST | 11-300919 | Standalone | DE0506926 | Revision of femoral stem or in primary replacement where there is insufficient native bone support for a primary stem
Orthopaedics | Hip replacement - Femoral component | Femoral stem | Femoral stem - Revision cementless | Biomet Orthopaedic | ARCOS 20X190MM SPL TPR DIST | 11-300920 | Standalone | DE0506926 | Revision of femoral stem or in primary replacement where there is insufficient native bone support for a primary stem
Orthopaedics | Hip replacement - Femoral component | Femoral stem | Femoral stem - Revision cementless | Biomet Orthopaedic | ARCOS 21X190MM SPL TPR DIST | 11-300921 | Standalone | DE0506926 | Revision of femoral stem or in primary replacement where there is insufficient native bone support for a primary stem
Orthopaedics | Hip replacement - Femoral component | Femoral stem | Femoral stem - Revision cementless | Biomet Orthopaedic | ARCOS 22X190MM SPL TPR DIST | 11-300922 | Standalone | DE0506926 | Revision of femoral stem or in primary replacement where there is insufficient native bone support for a primary stem
Orthopaedics | Hip replacement - Femoral component | Femoral stem | Femoral stem - Revision cementless | Biomet Orthopaedic | ARCOS CON SZ A STD 50MM | 11-301300 | Standalone | DE0506926 | Revision of femoral stem or in primary replacement where there is insufficient native bone support for a primary stem
Orthopaedics | Hip replacement - Femoral component | Femoral stem | Femoral stem - Revision cementless | Biomet Orthopaedic | ARCOS CON SZ A STD 60MM | 11-301301 | Standalone | DE0506926 | Revision of femoral stem or in primary replacement where there is insufficient native bone support for a primary stem
Orthopaedics | Hip replacement - Femoral component | Femoral stem | Femoral stem - Revision cementless | Biomet Orthopaedic | ARCOS CON SZ B STD 60MM | 11-301302 | Standalone | DE0506926 | Revision of femoral stem or in primary replacement where there is insufficient native bone support for a primary stem
Orthopaedics | Hip replacement - Femoral component | Femoral stem | Femoral stem - Revision cementless | Biomet Orthopaedic | ARCOS CON SZ C STD 60MM | 11-301303 | Standalone | DE0506926 | Revision of femoral stem or in primary replacement where there is insufficient native bone support for a primary stem
Orthopaedics | Hip replacement - Femoral component | Femoral stem | Femoral stem - Revision cementless | Biomet Orthopaedic | ARCOS CON SZ D STD 60MM | 11-301304 | Standalone | DE0506926 | Revision of femoral stem or in primary replacement where there is insufficient native bone support for a primary stem
Orthopaedics | Hip replacement - Femoral component | Femoral bipolar | Bipolar cup and bipolar internal liner | DePuy Orthopaedics | SELF CENT HIP 39X28 RUST | 103539000 | Standalone | DE0006262 | Patients with hip fractures (usually older than 65).
Orthopaedics | Hip replacement - Femoral component | Femoral bipolar | Bipolar cup and bipolar internal liner | DePuy Orthopaedics | SELF CENT HIP 40X28 RUST | 103540000 | Standalone | DE0006262 | Patients with hip fractures (usually older than 65).
Orthopaedics | Hip replacement - Femoral component | Femoral bipolar | Bipolar cup and bipolar internal liner | DePuy Orthopaedics | SELF CENT HIP 41X28 RUST | 103541000 | Standalone | DE0006262 | Patients with hip fractures (usually older than 65).
Orthopaedics | Hip replacement - Femoral component | Femoral bipolar | Bipolar cup and bipolar internal liner | DePuy Orthopaedics | SELF CENT HIP 42X28 RUST | 103542000 | Standalone | DE0006262 | Patients with hip fractures (usually older than 65).
Orthopaedics | Hip replacement - Femoral component | Femoral bipolar | Bipolar cup and bipolar internal liner | DePuy Orthopaedics | SELF CENT HIP 43X28 GRY | 103543000 | Standalone | DE0006262 | Patients with hip fractures (usually older than 65).
Orthopaedics | Hip replacement - Femoral component | Femoral bipolar | Bipolar cup and bipolar internal liner | DePuy Orthopaedics | SELF CENT HIP 44X28 GRY | 103544000 | Standalone | DE0006262 | Patients with hip fractures (usually older than 65).
Orthopaedics | Hip replacement - Femoral component | Femoral bipolar | Bipolar cup and bipolar internal liner | DePuy Orthopaedics | SELF CENT HIP 45X28 GRY | 103545000 | Standalone | DE0006262 | Patients with hip fractures (usually older than 65).
Orthopaedics | Hip replacement - Femoral component | Femoral bipolar | Bipolar cup and bipolar internal liner | DePuy Orthopaedics | SELF CENT HIP 46X28 BRN | 103546000 | Standalone | DE0006262 | Patients with hip fractures (usually older than 65).
Orthopaedics | Hip replacement - Femoral component | Femoral bipolar | Bipolar cup and bipolar internal liner | DePuy Orthopaedics | SELF CENT HIP 47X28 BRN | 103547000 | Standalone | DE0006262 | Patients with hip fractures (usually older than 65).
Orthopaedics | Hip replacement - Femoral component | Femoral bipolar | Bipolar cup and bipolar internal liner | DePuy Orthopaedics | SELF CENT HIP 48X28 BRN | 103548000 | Standalone | DE0006262 | Patients with hip fractures (usually older than 65).
Orthopaedics | Hip replacement - Femoral component | Femoral bipolar | Bipolar cup and bipolar internal liner | DePuy Orthopaedics | SELF CENT HIP 49X28 BRN | 103549000 | Standalone | DE0006262 | Patients with hip fractures (usually older than 65).
Orthopaedics | Hip replacement - Femoral component | Femoral bipolar | Bipolar cup and bipolar internal liner | DePuy Orthopaedics | SELF CENT HIP 50X28 BRN | 103550000 | Standalone | DE0006262 | Patients with hip fractures (usually older than 65).
Orthopaedics | Hip replacement - Femoral component | Femoral bipolar | Bipolar cup and bipolar internal liner | DePuy Orthopaedics | SELF CENT HIP 51X28 BRN | 103551000 | Standalone | DE0006262 | Patients with hip fractures (usually older than 65).
Orthopaedics | Hip replacement - Femoral component | Femoral bipolar | Bipolar cup and bipolar internal liner | DePuy Orthopaedics | SELF CENT HIP 52X28 BLU | 103552000 | Standalone | DE0006262 | Patients with hip fractures (usually older than 65).
Orthopaedics | Hip replacement - Femoral component | Femoral bipolar | Bipolar cup and bipolar internal liner | DePuy Orthopaedics | SELF CENT HIP 53X28 BLU | 103553000 | Standalone | DE0006262 | Patients with hip fractures (usually older than 65).
Orthopaedics | Hip replacement - Femoral component | Femoral bipolar | Bipolar cup and bipolar internal liner | DePuy Orthopaedics | SELF CENT HIP 54X28 BLU | 103554000 | Standalone | DE0006262 | Patients with hip fractures (usually older than 65).
Orthopaedics | Hip replacement - Femoral component | Femoral bipolar | Bipolar cup and bipolar internal liner | DePuy Orthopaedics | SELF CENT HIP 55X28 BLU | 103555000 | Standalone | DE0006262 | Patients with hip fractures (usually older than 65).
Orthopaedics | Hip replacement - Femoral component | Femoral bipolar | Bipolar cup and bipolar internal liner | DePuy Orthopaedics | SELF CENT HIP 56X28 BLU | 103556000 | Standalone | DE0006262 | Patients with hip fractures (usually older than 65).
Orthopaedics | Hip replacement - Femoral component | Femoral bipolar | Bipolar cup and bipolar internal liner | Smith+Nephew | TANDEM BIPOLAR SHELL/LINER 22 X 38MM O.D. | 71324038 | Standalone | DE0001174 | Patients with hip fractures (usually older than 65).
Orthopaedics | Hip replacement - Femoral component | Femoral bipolar | Bipolar cup and bipolar internal liner | Smith+Nephew | TANDEM BIPOLAR SHELL/LINER 22 X 39MM O.D. | 71324039 | Standalone | DE0001174 | Patients with hip fractures (usually older than 65).
Orthopaedics | Hip replacement - Femoral component | Femoral bipolar | Bipolar cup and bipolar internal liner | Smith+Nephew | TANDEM BIPOLAR SHELL/LINER 22 X 40MM O.D. | 71324040 | Standalone | DE0001174 | Patients with hip fractures (usually older than 65).
Orthopaedics | Hip replacement - Femoral component | Femoral bipolar | Bipolar cup and bipolar internal liner | Smith+Nephew | TANDEM BIPOLAR SHELL/LINER 22 X 41MM O.D. | 71324041 | Standalone | DE0001174 | Patients with hip fractures (usually older than 65).
Orthopaedics | Hip replacement - Femoral component | Femoral bipolar | Bipolar cup and bipolar internal liner | Smith+Nephew | TANDEM BIPOLAR SHELL/LINER 22 X 42MM O.D. | 71324042 | Standalone | DE0001174 | Patients with hip fractures (usually older than 65).
Orthopaedics | Hip replacement - Femoral component | Femoral bipolar | Bipolar cup and bipolar internal liner | Smith+Nephew | TANDEM BIPOLAR SHELL/LINER 28 X 50MM O.D. | 71324050 | Standalone | DE0001174 | Patients with hip fractures (usually older than 65).
Orthopaedics | Hip replacement - Femoral component | Femoral bipolar | Bipolar cup and bipolar internal liner | Smith+Nephew | TANDEM BIPOLAR SHELL/LINER 28 X 51MM O.D. | 71324051 | Standalone | DE0001174 | Patients with hip fractures (usually older than 65).
Orthopaedics | Hip replacement - Femoral component | Femoral bipolar | Bipolar cup and bipolar internal liner | Smith+Nephew | TANDEM BIPOLAR SHELL/LINER 28 X 52MM O.D. | 71324052 | Standalone | DE0001174 | Patients with hip fractures (usually older than 65).
Orthopaedics | Hip replacement - Femoral component | Femoral bipolar | Bipolar cup and bipolar internal liner | Smith+Nephew | TANDEM BIPOLAR SHELL/LINER 28 X 43MM O.D. | 71324043 | Standalone | DE0001174 | Patients with hip fractures (usually older than 65).
Orthopaedics | Hip replacement - Femoral component | Femoral bipolar | Bipolar cup and bipolar internal liner | Smith+Nephew | TANDEM BIPOLAR SHELL/LINER 28 X 44MM O.D. | 71324044 | Standalone | DE0001174 | Patients with hip fractures (usually older than 65).
Orthopaedics | Hip replacement - Femoral component | Femoral bipolar | Bipolar cup and bipolar internal liner | Smith+Nephew | TANDEM BIPOLAR SHELL/LINER 28 X 45MM O.D. | 71324045 | Standalone | DE0001174 | Patients with hip fractures (usually older than 65).
Orthopaedics | Hip replacement - Femoral component | Femoral bipolar | Bipolar cup and bipolar internal liner | Smith+Nephew | TANDEM BIPOLAR SHELL/LINER 28 X 46MM O.D. | 71324046 | Standalone | DE0001174 | Patients with hip fractures (usually older than 65).
Orthopaedics | Hip replacement - Femoral component | Femoral bipolar | Bipolar cup and bipolar internal liner | Smith+Nephew | TANDEM BIPOLAR SHELL/LINER 28 X 47MM O.D. | 71324047 | Standalone | DE0001174 | Patients with hip fractures (usually older than 65).
Orthopaedics | Hip replacement - Femoral component | Femoral bipolar | Bipolar cup and bipolar internal liner | Smith+Nephew | TANDEM BIPOLAR SHELL/LINER 28 X 48MM O.D. | 71324048 | Standalone | DE0001174 | Patients with hip fractures (usually older than 65).
Orthopaedics | Hip replacement - Femoral component | Femoral bipolar | Bipolar cup and bipolar internal liner | Smith+Nephew | TANDEM BIPOLAR SHELL/LINER 28 X 49MM O.D. | 71324049 | Standalone | DE0001174 | Patients with hip fractures (usually older than 65).
Orthopaedics | Hip replacement - Femoral component | Femoral bipolar | Bipolar cup and bipolar internal liner | Smith+Nephew | TANDEM BIPOLAR SHELL/LINER 28 X 53MM O.D. | 71324053 | Standalone | DE0001174 | Patients with hip fractures (usually older than 65).
Orthopaedics | Hip replacement - Femoral component | Femoral bipolar | Bipolar cup and bipolar internal liner | Smith+Nephew | TANDEM BIPOLAR SHELL/LINER 28 X 54MM O.D. | 71324054 | Standalone | DE0001174 | Patients with hip fractures (usually older than 65).
Orthopaedics | Hip replacement - Femoral component | Femoral bipolar | Bipolar cup and bipolar internal liner | Smith+Nephew | TANDEM BIPOLAR SHELL/LINER 28 X 55MM O.D. | 71324055 | Standalone | DE0001174 | Patients with hip fractures (usually older than 65).
Orthopaedics | Hip replacement - Femoral component | Femoral bipolar | Bipolar cup and bipolar internal liner | STRYKER HOWMEDICA OSTEONICS | OSETO UHR UNI HEAD 41mm | UH14122 | Standalone | DE0004877 | Patients with hip fractures (usually older than 65).
Orthopaedics | Hip replacement - Femoral component | Femoral bipolar | Bipolar cup and bipolar internal liner | STRYKER HOWMEDICA OSTEONICS | OSTEO HUR UNI HEAD 48mm | UH14828 | Standalone | DE0004877 | Patients with hip fractures (usually older than 65).
Orthopaedics | Hip replacement - Femoral component | Femoral bipolar | Bipolar cup and bipolar internal liner | STRYKER HOWMEDICA OSTEONICS | OSTEO UHR UNI HEAD 38mm | UH13822 | Standalone | DE0004877 | Patients with hip fractures (usually older than 65).
Orthopaedics | Hip replacement - Femoral component | Femoral bipolar | Bipolar cup and bipolar internal liner | STRYKER HOWMEDICA OSTEONICS | OSTEO UHR UNI HEAD 40mm | UH14022 | Standalone | DE0004877 | Patients with hip fractures (usually older than 65).
Orthopaedics | Hip replacement - Femoral component | Femoral bipolar | Bipolar cup and bipolar internal liner | STRYKER HOWMEDICA OSTEONICS | OSTEO UHR UNI HEAD 42mm | UH14222 | Standalone | DE0004877 | Patients with hip fractures (usually older than 65).
Orthopaedics | Hip replacement - Femoral component | Femoral bipolar | Bipolar cup and bipolar internal liner | STRYKER HOWMEDICA OSTEONICS | OSTEO UHR UNI HEAD 43mm | UH14322 | Standalone | DE0004877 | Patients with hip fractures (usually older than 65).
Orthopaedics | Hip replacement - Femoral component | Femoral bipolar | Bipolar cup and bipolar internal liner | STRYKER HOWMEDICA OSTEONICS | OSTEO UHR UNI HEAD 44mm | UH14422 | Standalone | DE0004877 | Patients with hip fractures (usually older than 65).
Orthopaedics | Hip replacement - Femoral component | Femoral bipolar | Bipolar cup and bipolar internal liner | STRYKER HOWMEDICA OSTEONICS | OSTEO UHR UNI HEAD 45mm | UH14528 | Standalone | DE0004877 | Patients with hip fractures (usually older than 65).
Orthopaedics | Hip replacement - Femoral component | Femoral bipolar | Bipolar cup and bipolar internal liner | STRYKER HOWMEDICA OSTEONICS | OSTEO UHR UNI HEAD 46mm | UH14628 | Standalone | DE0004877 | Patients with hip fractures (usually older than 65).
Orthopaedics | Hip replacement - Femoral component | Femoral bipolar | Bipolar cup and bipolar internal liner | STRYKER HOWMEDICA OSTEONICS | OSTEO UHR UNI HEAD 47mm | UH14728 | Standalone | DE0004877 | Patients with hip fractures (usually older than 65).
Orthopaedics | Hip replacement - Femoral component | Femoral bipolar | Bipolar cup and bipolar internal liner | STRYKER HOWMEDICA OSTEONICS | OSTEO UHR UNI HEAD 49mm | UH14928 | Standalone | DE0004877 | Patients with hip fractures (usually older than 65).
Orthopaedics | Hip replacement - Femoral component | Femoral bipolar | Bipolar cup and bipolar internal liner | STRYKER HOWMEDICA OSTEONICS | OSTEO UHR UNI HEAD 50mm | UH15028 | Standalone | DE0004877 | Patients with hip fractures (usually older than 65).
Orthopaedics | Hip replacement - Femoral component | Femoral bipolar | Bipolar cup and bipolar internal liner | STRYKER HOWMEDICA OSTEONICS | OSTEO UHR UNI HEAD 52mm | UH15228 | Standalone | DE0004877 | Patients with hip fractures (usually older than 65).
Orthopaedics | Hip replacement - Femoral component | Femoral bipolar | Bipolar cup and bipolar internal liner | STRYKER HOWMEDICA OSTEONICS | OSTEO UHR UNI HEAD 54mm | UH15428 | Standalone | DE0004877 | Patients with hip fractures (usually older than 65).
Orthopaedics | Hip replacement - Femoral component | Femoral bipolar | Bipolar cup and bipolar internal liner | STRYKER HOWMEDICA OSTEONICS | OSTEO UHR UNI HEAD 56mm | UH15628 | Standalone | DE0004877 | Patients with hip fractures (usually older than 65).
Orthopaedics | Hip replacement - Femoral component | Femoral bipolar | Bipolar cup and bipolar internal liner | STRYKER HOWMEDICA OSTEONICS | OSTEO UHR UNI HEAD 58mm | UH15828 | Standalone | DE0004877 | Patients with hip fractures (usually older than 65).
Orthopaedics | Hip replacement - Femoral component | Femoral bipolar | Bipolar cup and bipolar internal liner | Zimmer Inc | BIPOLAR METAL SHELL 38MM OD with 22mm Liner | 98-5001-S38-01 | Package | DE0007121 | Patients with hip fractures (usually older than 65).
Orthopaedics | Hip replacement - Femoral component | Femoral bipolar | Bipolar cup and bipolar internal liner | Zimmer Inc | BIPOLAR METAL SHELL 39MM OD with 22mm Liner | 98-5001-S39-01 | Package | DE0007121 | Patients with hip fractures (usually older than 65).
Orthopaedics | Hip replacement - Femoral component | Femoral bipolar | Bipolar cup and bipolar internal liner | Zimmer Inc | BIPOLAR METAL SHELL 40MM OD with 22mm Liner | 98-5001-S40-01 | Package | DE0007121 | Patients with hip fractures (usually older than 65).
Orthopaedics | Hip replacement - Femoral component | Femoral bipolar | Bipolar cup and bipolar internal liner | Zimmer Inc | BIPOLAR METAL SHELL 41MM OD with 22mm Liner | 98-5001-S41-01 | Package | DE0007121 | Patients with hip fractures (usually older than 65).
Orthopaedics | Hip replacement - Femoral component | Femoral bipolar | Bipolar cup and bipolar internal liner | Zimmer Inc | BIPOLAR METAL SHELL 42MM OD with 22mm Liner | 98-5001-S42-01 | Package | DE0007121 | Patients with hip fractures (usually older than 65).
Orthopaedics | Hip replacement - Femoral component | Femoral bipolar | Bipolar cup and bipolar internal liner | Zimmer Inc | BIPOLAR METAL SHELL 43MM OD with 22mm Liner | 98-5001-S43-01 | Package | DE0007121 | Patients with hip fractures (usually older than 65).
Orthopaedics | Hip replacement - Femoral component | Femoral bipolar | Bipolar cup and bipolar internal liner | Zimmer Inc | BIPOLAR METAL SHELL 44MM OD with 28mm Liner | 98-5001-S44-01 | Package | DE0007121 | Patients with hip fractures (usually older than 65).
Orthopaedics | Hip replacement - Femoral component | Femoral bipolar | Bipolar cup and bipolar internal liner | Zimmer Inc | BIPOLAR METAL SHELL 45MM OD with 28 mm Liner | 98-5001-S45-01 | Package | DE0007121 | Patients with hip fractures (usually older than 65).
Orthopaedics | Hip replacement - Femoral component | Femoral bipolar | Bipolar cup and bipolar internal liner | Zimmer Inc | BIPOLAR METAL SHELL 46MM OD with 28 mm Liner | 98-5001-S46-01 | Package | DE0007121 | Patients with hip fractures (usually older than 65).
Orthopaedics | Hip replacement - Femoral component | Femoral bipolar | Bipolar cup and bipolar internal liner | Zimmer Inc | BIPOLAR METAL SHELL 47MM OD with 28mm Liner | 98-5001-S47-01 | Package | DE0007121 | Patients with hip fractures (usually older than 65).
Orthopaedics | Hip replacement - Femoral component | Femoral bipolar | Bipolar cup and bipolar internal liner | Zimmer Inc | BIPOLAR METAL SHELL 48MM OD with 28mm Liner | 98-5001-S48-01 | Package | DE0007121 | Patients with hip fractures (usually older than 65).
Orthopaedics | Hip replacement - Femoral component | Femoral bipolar | Bipolar cup and bipolar internal liner | Zimmer Inc | BIPOLAR METAL SHELL 49MM OD with 28mm Liner | 98-5001-S49-01 | Package | DE0007121 | Patients with hip fractures (usually older than 65).
Orthopaedics | Hip replacement - Femoral component | Femoral bipolar | Bipolar cup and bipolar internal liner | Zimmer Inc | BIPOLAR METAL SHELL 50MM OD with 28mm Liner | 98-5001-S50-01 | Package | DE0007121 | Patients with hip fractures (usually older than 65).
Orthopaedics | Hip replacement - Femoral component | Femoral bipolar | Bipolar cup and bipolar internal liner | Zimmer Inc | BIPOLAR METAL SHELL 51MM OD with 28mm Liner | 98-5001-S51-01 | Package | DE0007121 | Patients with hip fractures (usually older than 65).
Orthopaedics | Hip replacement - Femoral component | Femoral bipolar | Bipolar cup and bipolar internal liner | Zimmer Inc | BIPOLAR METAL SHELL 52MM OD with 28mm Liner | 98-5001-S52-01 | Package | DE0007121 | Patients with hip fractures (usually older than 65).
Orthopaedics | Hip replacement - Femoral component | Femoral bipolar | Bipolar cup and bipolar internal liner | Zimmer Inc | BIPOLAR METAL SHELL 53MM OD with 28mm Liner | 98-5001-S53-01 | Package | DE0007121 | Patients with hip fractures (usually older than 65).
Orthopaedics | Hip replacement - Femoral component | Femoral bipolar | Bipolar cup and bipolar internal liner | Zimmer Inc | BIPOLAR METAL SHELL 54MM OD with 28mm Liner | 98-5001-S54-01 | Package | DE0007121 | Patients with hip fractures (usually older than 65).
Orthopaedics | Hip replacement - Femoral component | Femoral bipolar | Bipolar cup and bipolar internal liner | Zimmer Inc | BIPOLAR METAL SHELL 55MM OD with 28mm Liner | 98-5001-S55-01 | Package | DE0007121 | Patients with hip fractures (usually older than 65).
Orthopaedics | Hip replacement - Femoral component | Femoral bipolar | Bipolar cup and bipolar internal liner | Zimmer Inc | BIPOLAR METAL SHELL 57MM OD with 28mm | 98-5001-S57-01 | Package | DE0007121 | Patients with hip fractures (usually older than 65).
Orthopaedics | Hip replacement - Femoral component | Femoral bipolar | Bipolar cup and bipolar internal liner | Zimmer Inc | BIPOLAR METAL SHELL 58MM OD 28mm Liner | 98-5001-S58-01 | Package | DE0007121 | Patients with hip fractures (usually older than 65).
Orthopaedics | Hip replacement - Acetabular component | Acetabular cup | Acetabular cup - Metal | DePuy Orthopaedics | PINNACLE 100 ACET CUP 58MM | 121701058 | Standalone | DE0005672 | As per HSA registered indication(s)
Orthopaedics | Hip replacement - Acetabular component | Acetabular cup | Acetabular cup - Metal | DePuy Orthopaedics | PINNACLE 100 ACET CUP 60MM | 121701060 | Standalone | DE0005672 | As per HSA registered indication(s)
Orthopaedics | Hip replacement - Acetabular component | Acetabular cup | Acetabular cup - Metal | DePuy Orthopaedics | PINNACLE 100 ACET CUP 62MM | 121701062 | Standalone | DE0005672 | As per HSA registered indication(s)
Orthopaedics | Hip replacement - Acetabular component | Acetabular cup | Acetabular cup - Metal | DePuy Orthopaedics | PINNACLE 100 ACET CUP 64MM | 121701064 | Standalone | DE0005672 | As per HSA registered indication(s)
Orthopaedics | Hip replacement - Acetabular component | Acetabular cup | Acetabular cup - Metal | DePuy Orthopaedics | PINNACLE 100 ACET CUP 66MM | 121701066 | Standalone | DE0005672 | As per HSA registered indication(s)
Orthopaedics | Hip replacement - Acetabular component | Acetabular cup | Acetabular cup - Metal | DePuy Orthopaedics | PINNACLE 100 ACET CUP 48MM | 121701048 | Standalone | DE0005672 | As per HSA registered indication(s)
Orthopaedics | Hip replacement - Acetabular component | Acetabular cup | Acetabular cup - Metal | DePuy Orthopaedics | PINNACLE 100 ACET CUP 50MM | 121701050 | Standalone | DE0005672 | As per HSA registered indication(s)
Orthopaedics | Hip replacement - Acetabular component | Acetabular cup | Acetabular cup - Metal | DePuy Orthopaedics | PINNACLE 100 ACET CUP 52MM | 121701052 | Standalone | DE0005672 | As per HSA registered indication(s)
Orthopaedics | Hip replacement - Acetabular component | Acetabular cup | Acetabular cup - Metal | DePuy Orthopaedics | PINNACLE 100 ACET CUP 54MM | 121701054 | Standalone | DE0005672 | As per HSA registered indication(s)
Orthopaedics | Hip replacement - Acetabular component | Acetabular cup | Acetabular cup - Metal | DePuy Orthopaedics | PINNACLE 100 ACET CUP 56MM | 121701056 | Standalone | DE0005672 | As per HSA registered indication(s)
Orthopaedics | Hip replacement - Acetabular component | Acetabular cup | Acetabular cup - Metal | DePuy Orthopaedics | PINNACLE MULTIHOLE II CUP 44MM | 121720044 | Standalone | DE0005672 | As per HSA registered indication(s)
Orthopaedics | Hip replacement - Acetabular component | Acetabular cup | Acetabular cup - Metal | DePuy Orthopaedics | PINNACLE MULTIHOLE II CUP 46MM | 121720046 | Standalone | DE0005672 | As per HSA registered indication(s)
Orthopaedics | Hip replacement - Acetabular component | Acetabular cup | Acetabular cup - Metal | DePuy Orthopaedics | PINNACLE MULTIHOLE II CUP 48MM | 121720048 | Standalone | DE0005672 | As per HSA registered indication(s)
Orthopaedics | Hip replacement - Acetabular component | Acetabular cup | Acetabular cup - Metal | DePuy Orthopaedics | PINNACLE MULTIHOLE II CUP 50MM | 121720050 | Standalone | DE0005672 | As per HSA registered indication(s)
Orthopaedics | Hip replacement - Acetabular component | Acetabular cup | Acetabular cup - Metal | DePuy Orthopaedics | PINNACLE MULTIHOLE II CUP 52MM | 121720052 | Standalone | DE0005672 | As per HSA registered indication(s)
Orthopaedics | Hip replacement - Acetabular component | Acetabular cup | Acetabular cup - Metal | DePuy Orthopaedics | PINNACLE MULTIHOLE II CUP 54MM | 121720054 | Standalone | DE0005672 | As per HSA registered indication(s)
Orthopaedics | Hip replacement - Acetabular component | Acetabular cup | Acetabular cup - Metal | DePuy Orthopaedics | PINNACLE MULTIHOLE II CUP 56MM | 121720056 | Standalone | DE0005672 | As per HSA registered indication(s)
Orthopaedics | Hip replacement - Acetabular component | Acetabular cup | Acetabular cup - Metal | DePuy Orthopaedics | PINNACLE MULTIHOLE II CUP 58MM | 121720058 | Standalone | DE0005672 | As per HSA registered indication(s)
Orthopaedics | Hip replacement - Acetabular component | Acetabular cup | Acetabular cup - Metal | DePuy Orthopaedics | PINNACLE MULTIHOLE II CUP 60MM | 121720060 | Standalone | DE0005672 | As per HSA registered indication(s)
Orthopaedics | Hip replacement - Acetabular component | Acetabular cup | Acetabular cup - Metal | DePuy Orthopaedics | PINNACLE MULTIHOLE II CUP 62MM | 121720062 | Standalone | DE0005672 | As per HSA registered indication(s)
Orthopaedics | Hip replacement - Acetabular component | Acetabular cup | Acetabular cup - Metal | DePuy Orthopaedics | PINNACLE MULTIHOLE II CUP 64MM | 121720064 | Standalone | DE0005672 | As per HSA registered indication(s)
Orthopaedics | Hip replacement - Acetabular component | Acetabular cup | Acetabular cup - Metal | DePuy Orthopaedics | PINNACLE MULTIHOLE II CUP 66MM | 121720066 | Standalone | DE0005672 | As per HSA registered indication(s)
Orthopaedics | Hip replacement - Acetabular component | Acetabular cup | Acetabular cup - Metal | DePuy Orthopaedics | PINNACLE SECTOR II CUP 60MM | 121722060 | Standalone | DE0005672 | As per HSA registered indication(s)
Orthopaedics | Hip replacement - Acetabular component | Acetabular cup | Acetabular cup - Metal | DePuy Orthopaedics | PINNACLE SECTOR II CUP 62MM | 121722062 | Standalone | DE0005672 | As per HSA registered indication(s)
Orthopaedics | Hip replacement - Acetabular component | Acetabular cup | Acetabular cup - Metal | DePuy Orthopaedics | PINNACLE SECTOR II CUP 64MM | 121722064 | Standalone | DE0005672 | As per HSA registered indication(s)
Orthopaedics | Hip replacement - Acetabular component | Acetabular cup | Acetabular cup - Metal | DePuy Orthopaedics | PINNACLE SECTOR II CUP 66MM | 121722066 | Standalone | DE0005672 | As per HSA registered indication(s)
Orthopaedics | Hip replacement - Acetabular component | Acetabular cup | Acetabular cup - Metal | DePuy Orthopaedics | PINNACLE SECTOR II CUP 48MM | 121722048 | Standalone | DE0005672 | As per HSA registered indication(s)
Orthopaedics | Hip replacement - Acetabular component | Acetabular cup | Acetabular cup - Metal | DePuy Orthopaedics | PINNACLE SECTOR II CUP 50MM | 121722050 | Standalone | DE0005672 | As per HSA registered indication(s)
Orthopaedics | Hip replacement - Acetabular component | Acetabular cup | Acetabular cup - Metal | DePuy Orthopaedics | PINNACLE SECTOR II CUP 52MM | 121722052 | Standalone | DE0005672 | As per HSA registered indication(s)
Orthopaedics | Hip replacement - Acetabular component | Acetabular cup | Acetabular cup - Metal | DePuy Orthopaedics | PINNACLE SECTOR II CUP 54MM | 121722054 | Standalone | DE0005672 | As per HSA registered indication(s)
Orthopaedics | Hip replacement - Acetabular component | Acetabular cup | Acetabular cup - Metal | DePuy Orthopaedics | PINNACLE SECTOR II CUP 56MM | 121722056 | Standalone | DE0005672 | As per HSA registered indication(s)
Orthopaedics | Hip replacement - Acetabular component | Acetabular cup | Acetabular cup - Metal | DePuy Orthopaedics | PINNACLE SECTOR II CUP 58MM | 121722058 | Standalone | DE0005672 | As per HSA registered indication(s)
Orthopaedics | Hip replacement - Acetabular component | Acetabular cup | Acetabular cup - Metal | Smith+Nephew | R3 3 HOLE ACET SHELL 40MM | 71335540 | Standalone | DE0017382 | As per HSA registered indication(s)
Orthopaedics | Hip replacement - Acetabular component | Acetabular cup | Acetabular cup - Metal | Smith+Nephew | R3 3 HOLE ACET SHELL 42MM | 71335542 | Standalone | DE0017382 | As per HSA registered indication(s)
Orthopaedics | Hip replacement - Acetabular component | Acetabular cup | Acetabular cup - Metal | Smith+Nephew | R3 3 HOLE ACET SHELL 44MM | 71335544 | Standalone | DE0017382 | As per HSA registered indication(s)
Orthopaedics | Hip replacement - Acetabular component | Acetabular cup | Acetabular cup - Metal | Smith+Nephew | R3 3 HOLE ACET SHELL 50MM | 71335550 | Standalone | DE0017382 | As per HSA registered indication(s)
Orthopaedics | Hip replacement - Acetabular component | Acetabular cup | Acetabular cup - Metal | Smith+Nephew | R3 3 HOLE ACET SHELL 52MM | 71335552 | Standalone | DE0017382 | As per HSA registered indication(s)
Orthopaedics | Hip replacement - Acetabular component | Acetabular cup | Acetabular cup - Metal | Smith+Nephew | R3 3 HOLE ACET SHELL 54MM | 71335554 | Standalone | DE0017382 | As per HSA registered indication(s)
Orthopaedics | Hip replacement - Acetabular component | Acetabular cup | Acetabular cup - Metal | Smith+Nephew | R3 3 HOLE ACET SHELL 56MM | 71335556 | Standalone | DE0017382 | As per HSA registered indication(s)
Orthopaedics | Hip replacement - Acetabular component | Acetabular cup | Acetabular cup - Metal | Smith+Nephew | R3 3 HOLE ACET SHELL 58MM | 71335558 | Standalone | DE0017382 | As per HSA registered indication(s)
Orthopaedics | Hip replacement - Acetabular component | Acetabular cup | Acetabular cup - Metal | Smith+Nephew | R3 3 HOLE ACET SHELL 60MM | 71335560 | Standalone | DE0017382 | As per HSA registered indication(s)
Orthopaedics | Hip replacement - Acetabular component | Acetabular cup | Acetabular cup - Metal | Smith+Nephew | R3 3 HOLE ACET SHELL 62MM | 71335562 | Standalone | DE0017382 | As per HSA registered indication(s)
Orthopaedics | Hip replacement - Acetabular component | Acetabular cup | Acetabular cup - Metal | Smith+Nephew | R3 3 HOLE ACET SHELL 64MM | 71335564 | Standalone | DE0017382 | As per HSA registered indication(s)
Orthopaedics | Hip replacement - Acetabular component | Acetabular cup | Acetabular cup - Metal | Smith+Nephew | R3 3 HOLE ACET SHELL MM46 | 71335546 | Standalone | DE0017382 | As per HSA registered indication(s)
Orthopaedics | Hip replacement - Acetabular component | Acetabular cup | Acetabular cup - Metal | Smith+Nephew | R3 3 HOLE ACET SHELL MM48 | 71335548 | Standalone | DE0017382 | As per HSA registered indication(s)
Orthopaedics | Hip replacement - Acetabular component | Acetabular cup | Acetabular cup - Metal | Smith+Nephew | R3 HA HULTI-HOLE ACET SHELL 46MM | 71338732 | Standalone | DE0017382 | As per HSA registered indication(s)
Orthopaedics | Hip replacement - Acetabular component | Acetabular cup | Acetabular cup - Metal | Smith+Nephew | R3 HA MULTI-HOLE ACET SHELL 44MM | 71338731 | Standalone | DE0017382 | As per HSA registered indication(s)
Orthopaedics | Hip replacement - Acetabular component | Acetabular cup | Acetabular cup - Metal | Smith+Nephew | R3 HA MULTI-HOLE ACET SHELL 48MM | 71338733 | Standalone | DE0017382 | As per HSA registered indication(s)
Orthopaedics | Hip replacement - Acetabular component | Acetabular cup | Acetabular cup - Metal | Smith+Nephew | R3 HA MULTI-HOLE ACET SHELL 50MM | 71338734 | Standalone | DE0017382 | As per HSA registered indication(s)
Orthopaedics | Hip replacement - Acetabular component | Acetabular cup | Acetabular cup - Metal | Smith+Nephew | R3 HA MULTI-HOLE ACET SHELL 52MM | 71338735 | Standalone | DE0017382 | As per HSA registered indication(s)
Orthopaedics | Hip replacement - Acetabular component | Acetabular cup | Acetabular cup - Metal | Smith+Nephew | R3 HA MULTI-HOLE ACET SHELL 54MM | 71338736 | Standalone | DE0017382 | As per HSA registered indication(s)
Orthopaedics | Hip replacement - Acetabular component | Acetabular cup | Acetabular cup - Metal | Smith+Nephew | R3 HA MULTI-HOLE ACET SHELL 56MM | 71338737 | Standalone | DE0017382 | As per HSA registered indication(s)
Orthopaedics | Hip replacement - Acetabular component | Acetabular cup | Acetabular cup - Metal | Smith+Nephew | R3 HA MULTI-HOLE ACET SHELL 58MM | 71338738 | Standalone | DE0017382 | As per HSA registered indication(s)
Orthopaedics | Hip replacement - Acetabular component | Acetabular cup | Acetabular cup - Metal | Smith+Nephew | R3 HA MULTI-HOLE ACET SHELL 60MM | 71338739 | Standalone | DE0017382 | As per HSA registered indication(s)
Orthopaedics | Hip replacement - Acetabular component | Acetabular cup | Acetabular cup - Metal | Smith+Nephew | R3 HA MULTI-HOLE ACET SHELL 62MM | 71338740 | Standalone | DE0017382 | As per HSA registered indication(s)
Orthopaedics | Hip replacement - Acetabular component | Acetabular cup | Acetabular cup - Metal | Smith+Nephew | R3 HA MULTI-HOLE ACET SHELL 64MM | 71338741 | Standalone | DE0017382 | As per HSA registered indication(s)
Orthopaedics | Hip replacement - Acetabular component | Acetabular cup | Acetabular cup - Metal | Smith+Nephew | R3 HA MULTI-HOLE ACET SHELL 66MM | 71338742 | Standalone | DE0017382 | As per HSA registered indication(s)
Orthopaedics | Hip replacement - Acetabular component | Acetabular cup | Acetabular cup - Metal | Smith+Nephew | R3 HA MULTI-HOLE ACET SHELL 68MM | 71338743 | Standalone | DE0017382 | As per HSA registered indication(s)
Orthopaedics | Hip replacement - Acetabular component | Acetabular cup | Acetabular cup - Metal | Smith+Nephew | R3 HA MULTI-HOLE ACET SHELL 70MM | 71338744 | Standalone | DE0017382 | As per HSA registered indication(s)
Orthopaedics | Hip replacement - Acetabular component | Acetabular cup | Acetabular cup - Metal | Smith+Nephew | R3 HA MULTI-HOLE ACET SHELL 72MM | 71338745 | Standalone | DE0017382 | As per HSA registered indication(s)
Orthopaedics | Hip replacement - Acetabular component | Acetabular cup | Acetabular cup - Metal | Smith+Nephew | R3 HA MULTI-HOLE ACET SHELL 74MM | 71338747 | Standalone | DE0017382 | As per HSA registered indication(s)
Orthopaedics | Hip replacement - Acetabular component | Acetabular cup | Acetabular cup - Metal | Smith+Nephew | R3 HA MULTI-HOLE ACET SHELL 76MM | 71338749 | Standalone | DE0017382 | As per HSA registered indication(s)
Orthopaedics | Hip replacement - Acetabular component | Acetabular cup | Acetabular cup - Metal | Smith+Nephew | R3 MULTI HOLE ACETABULAR SHELL 46MM | 71338662 | Standalone | DE0017382 | As per HSA registered indication(s)
Orthopaedics | Hip replacement - Acetabular component | Acetabular cup | Acetabular cup - Metal | Smith+Nephew | R3 MULTI HOLE ACETABULAR SHELL 48MM | 71338663 | Standalone | DE0017382 | As per HSA registered indication(s)
Orthopaedics | Hip replacement - Acetabular component | Acetabular cup | Acetabular cup - Metal | Smith+Nephew | R3 MULTI HOLE ACETABULAR SHELL 50MM | 71338664 | Standalone | DE0017382 | As per HSA registered indication(s)
Orthopaedics | Hip replacement - Acetabular component | Acetabular cup | Acetabular cup - Metal | Smith+Nephew | R3 MULTI HOLE ACETABULAR SHELL 52MM | 71338665 | Standalone | DE0017382 | As per HSA registered indication(s)
Orthopaedics | Hip replacement - Acetabular component | Acetabular cup | Acetabular cup - Metal | Smith+Nephew | R3 MULTI HOLE ACETABULAR SHELL 54MM | 71338666 | Standalone | DE0017382 | As per HSA registered indication(s)
Orthopaedics | Hip replacement - Acetabular component | Acetabular cup | Acetabular cup - Metal | Smith+Nephew | R3 MULTI HOLE ACETABULAR SHELL 56MM | 71338667 | Standalone | DE0017382 | As per HSA registered indication(s)
Orthopaedics | Hip replacement - Acetabular component | Acetabular cup | Acetabular cup - Metal | Smith+Nephew | R3 MULTI HOLE ACETABULAR SHELL 58MM | 71338668 | Standalone | DE0017382 | As per HSA registered indication(s)
Orthopaedics | Hip replacement - Acetabular component | Acetabular cup | Acetabular cup - Metal | Smith+Nephew | R3 MULTI HOLE ACETABULAR SHELL 60MM | 71338669 | Standalone | DE0017382 | As per HSA registered indication(s)
Orthopaedics | Hip replacement - Acetabular component | Acetabular cup | Acetabular cup - Metal | Smith+Nephew | R3 MULTI HOLE ACETABULAR SHELL 62MM | 71338671 | Standalone | DE0017382 | As per HSA registered indication(s)
Orthopaedics | Hip replacement - Acetabular component | Acetabular cup | Acetabular cup - Metal | Smith+Nephew | R3 MULTI HOLE ACETABULAR SHELL 64MM | 71338672 | Standalone | DE0017382 | As per HSA registered indication(s)
Orthopaedics | Hip replacement - Acetabular component | Acetabular cup | Acetabular cup - Metal | Smith+Nephew | R3 MULTI HOLE ACETABULAR SHELL 66MM | 71338673 | Standalone | DE0017382 | As per HSA registered indication(s)
Orthopaedics | Hip replacement - Acetabular component | Acetabular cup | Acetabular cup - Metal | Smith+Nephew | R3 MULTI HOLE ACETABULAR SHELL 68MM | 71338674 | Standalone | DE0017382 | As per HSA registered indication(s)
Orthopaedics | Hip replacement - Acetabular component | Acetabular cup | Acetabular cup - Metal | Smith+Nephew | R3 MULTI HOLE ACETABULAR SHELL 70MM | 71338675 | Standalone | DE0017382 | As per HSA registered indication(s)
Orthopaedics | Hip replacement - Acetabular component | Acetabular cup | Acetabular cup - Metal | Smith+Nephew | R3 MULTI HOLE ACETABULAR SHELL 72MM | 71338676 | Standalone | DE0017382 | As per HSA registered indication(s)
Orthopaedics | Hip replacement - Acetabular component | Acetabular cup | Acetabular cup - Metal | Smith+Nephew | R3 MULTI HOLE ACETABULAR SHELL 74MM | 71338677 | Standalone | DE0017382 | As per HSA registered indication(s)
Orthopaedics | Hip replacement - Acetabular component | Acetabular cup | Acetabular cup - Metal | Smith+Nephew | R3 MULTI HOLE ACETABULAR SHELL 76MM | 71338678 | Standalone | DE0017382 | As per HSA registered indication(s)
Orthopaedics | Hip replacement - Acetabular component | Acetabular cup | Acetabular cup - Metal | Stryker RHQ NL-SHC Cork | TRIDENT HEMI HA CLUST CUP 42A | 5021142A | Standalone | DE0004867 | As per HSA registered indication(s)
Orthopaedics | Hip replacement - Acetabular component | Acetabular cup | Acetabular cup - Metal | Stryker RHQ NL-SHC Cork | TRIDENT HEMI HA CLUST CUP 44B | 5021144B | Standalone | DE0004867 | As per HSA registered indication(s)
Orthopaedics | Hip replacement - Acetabular component | Acetabular cup | Acetabular cup - Metal | Stryker RHQ NL-SHC Cork | TRIDENT HEMI HA CLUST CUP 46C | 5021146C | Standalone | DE0004867 | As per HSA registered indication(s)
Orthopaedics | Hip replacement - Acetabular component | Acetabular cup | Acetabular cup - Metal | Stryker RHQ NL-SHC Cork | TRIDENT HEMI HA CLUST CUP 48D | 5021148D | Standalone | DE0004867 | As per HSA registered indication(s)
Orthopaedics | Hip replacement - Acetabular component | Acetabular cup | Acetabular cup - Metal | Stryker RHQ NL-SHC Cork | TRIDENT HEMI HA CLUST CUP 50D | 5021150D | Standalone | DE0004867 | As per HSA registered indication(s)
Orthopaedics | Hip replacement - Acetabular component | Acetabular cup | Acetabular cup - Metal | Stryker RHQ NL-SHC Cork | TRIDENT HEMI HA CLUST CUP 52E | 5021152E | Standalone | DE0004867 | As per HSA registered indication(s)
Orthopaedics | Hip replacement - Acetabular component | Acetabular cup | Acetabular cup - Metal | Stryker RHQ NL-SHC Cork | TRIDENT HEMI HA CLUST CUP 54E | 5021154E | Standalone | DE0004867 | As per HSA registered indication(s)
Orthopaedics | Hip replacement - Acetabular component | Acetabular cup | Acetabular cup - Metal | Stryker RHQ NL-SHC Cork | TRIDENT HEMI HA CLUST CUP 56F | 5021156F | Standalone | DE0004867 | As per HSA registered indication(s)
Orthopaedics | Hip replacement - Acetabular component | Acetabular cup | Acetabular cup - Metal | Stryker RHQ NL-SHC Cork | TRIDENT HEMI HA CLUST CUP 58F | 5021158F | Standalone | DE0004867 | As per HSA registered indication(s)
Orthopaedics | Hip replacement - Acetabular component | Acetabular cup | Acetabular cup - Metal | Stryker RHQ NL-SHC Cork | TRIDENT HEMI HA CLUST CUP 60G | 5021160G | Standalone | DE0004867 | As per HSA registered indication(s)
Orthopaedics | Hip replacement - Acetabular component | Acetabular cup | Acetabular cup - Metal | Stryker RHQ NL-SHC Cork | TRIDENT HEMI HA CLUST CUP 62G | 5021162G | Standalone | DE0004867 | As per HSA registered indication(s)
Orthopaedics | Hip replacement - Acetabular component | Acetabular cup | Acetabular cup - Metal | Stryker RHQ NL-SHC Cork | TRIDENT HEMI HA CLUST CUP 64H | 5021164H | Standalone | DE0004867 | As per HSA registered indication(s)
Orthopaedics | Hip replacement - Acetabular component | Acetabular cup | Acetabular cup - Metal | Stryker RHQ NL-SHC Cork | TRIDENT HEMI HA CLUST CUP 66H | 5021166H | Standalone | DE0004867 | As per HSA registered indication(s)
Orthopaedics | Hip replacement - Acetabular component | Acetabular cup | Acetabular cup - Metal | Stryker RHQ NL-SHC Cork | TRIDENT HEMI HA CLUST CUP 68I | 5021168I | Standalone | DE0004867 | As per HSA registered indication(s)
Orthopaedics | Hip replacement - Acetabular component | Acetabular cup | Acetabular cup - Metal | Stryker RHQ NL-SHC Cork | TRIDENT HEMI HA CLUST CUP 70I | 5021170I | Standalone | DE0004867 | As per HSA registered indication(s)
Orthopaedics | Hip replacement - Acetabular component | Acetabular cup | Acetabular cup - Metal | Stryker RHQ NL-SHC Cork | TRIDENT HEMI HA CLUST CUP 72J | 5021172J | Standalone | DE0004867 | As per HSA registered indication(s)
Orthopaedics | Hip replacement - Acetabular component | Acetabular cup | Acetabular cup - Metal | Stryker RHQ NL-SHC Cork | TRIDENT HEMI HA CLUST CUP 74J | 5021174J | Standalone | DE0004867 | As per HSA registered indication(s)
Orthopaedics | Hip replacement - Acetabular component | Acetabular cup | Acetabular cup - Metal | Stryker RHQ NL-SHC Cork | TRIDENT II CLUSTERHOLE HA 42A | 7021142A | Standalone | DE0505248 | As per HSA registered indication(s)
Orthopaedics | Hip replacement - Acetabular component | Acetabular cup | Acetabular cup - Metal | Stryker RHQ NL-SHC Cork | TRIDENT II CLUSTERHOLE HA 44B | 7021144B | Standalone | DE0505248 | As per HSA registered indication(s)
Orthopaedics | Hip replacement - Acetabular component | Acetabular cup | Acetabular cup - Metal | Stryker RHQ NL-SHC Cork | TRIDENT II CLUSTERHOLE HA 46C | 7021146C | Standalone | DE0505248 | As per HSA registered indication(s)
Orthopaedics | Hip replacement - Acetabular component | Acetabular cup | Acetabular cup - Metal | Stryker RHQ NL-SHC Cork | TRIDENT II CLUSTERHOLE HA 48D | 7021148D | Standalone | DE0505248 | As per HSA registered indication(s)
Orthopaedics | Hip replacement - Acetabular component | Acetabular cup | Acetabular cup - Metal | Stryker RHQ NL-SHC Cork | TRIDENT II CLUSTERHOLE HA 50D | 7021150D | Standalone | DE0505248 | As per HSA registered indication(s)
Orthopaedics | Hip replacement - Acetabular component | Acetabular cup | Acetabular cup - Metal | Stryker RHQ NL-SHC Cork | TRIDENT II CLUSTERHOLE HA 52E | 7021152E | Standalone | DE0505248 | As per HSA registered indication(s)
Orthopaedics | Hip replacement - Acetabular component | Acetabular cup | Acetabular cup - Metal | Stryker RHQ NL-SHC Cork | TRIDENT II CLUSTERHOLE HA 54E | 7021154E | Standalone | DE0505248 | As per HSA registered indication(s)
Orthopaedics | Hip replacement - Acetabular component | Acetabular cup | Acetabular cup - Metal | Stryker RHQ NL-SHC Cork | TRIDENT II CLUSTERHOLE HA 56F | 7021156F | Standalone | DE0505248 | As per HSA registered indication(s)
Orthopaedics | Hip replacement - Acetabular component | Acetabular cup | Acetabular cup - Metal | Stryker RHQ NL-SHC Cork | TRIDENT II CLUSTERHOLE HA 58F | 7021158F | Standalone | DE0505248 | As per HSA registered indication(s)
Orthopaedics | Hip replacement - Acetabular component | Acetabular cup | Acetabular cup - Metal | Stryker RHQ NL-SHC Cork | TRIDENT II CLUSTERHOLE HA 60G | 7021160G | Standalone | DE0505248 | As per HSA registered indication(s)
Orthopaedics | Hip replacement - Acetabular component | Acetabular cup | Acetabular cup - Metal | Stryker RHQ NL-SHC Cork | TRIDENT II CLUSTERHOLE HA 62G | 7021162G | Standalone | DE0505248 | As per HSA registered indication(s)
Orthopaedics | Hip replacement - Acetabular component | Acetabular cup | Acetabular cup - Metal | Stryker RHQ NL-SHC Cork | TRIDENT II CLUSTERHOLE HA 64H | 7021164H | Standalone | DE0505248 | As per HSA registered indication(s)
Orthopaedics | Hip replacement - Acetabular component | Acetabular cup | Acetabular cup - Metal | Stryker RHQ NL-SHC Cork | TRIDENT II CLUSTERHOLE HA 66H | 7021166H | Standalone | DE0505248 | As per HSA registered indication(s)
Orthopaedics | Hip replacement - Acetabular component | Acetabular cup | Acetabular cup - Metal | Stryker RHQ NL-SHC Cork | TRIDENT MULTI-HOLE CUP 42MM | 5081142A | Standalone | DE0003746 | As per HSA registered indication(s)
Orthopaedics | Hip replacement - Acetabular component | Acetabular cup | Acetabular cup - Metal | Stryker RHQ NL-SHC Cork | TRIDENT MULTI-HOLE CUP 44MM | 5081144B | Standalone | DE0003746 | As per HSA registered indication(s)
Orthopaedics | Hip replacement - Acetabular component | Acetabular cup | Acetabular cup - Metal | Stryker RHQ NL-SHC Cork | TRIDENT MULTI-HOLE CUP 46MM | 5081146C | Standalone | DE0003746 | As per HSA registered indication(s)
Orthopaedics | Hip replacement - Acetabular component | Acetabular cup | Acetabular cup - Metal | Stryker RHQ NL-SHC Cork | TRIDENT MULTI-HOLE CUP 48MM | 5081148D | Standalone | DE0003746 | As per HSA registered indication(s)
Orthopaedics | Hip replacement - Acetabular component | Acetabular cup | Acetabular cup - Metal | Stryker RHQ NL-SHC Cork | TRIDENT MULTI-HOLE CUP 50MM | 5081150D | Standalone | DE0003746 | As per HSA registered indication(s)
Orthopaedics | Hip replacement - Acetabular component | Acetabular cup | Acetabular cup - Metal | Stryker RHQ NL-SHC Cork | TRIDENT MULTI-HOLE CUP 52MM | 5081152E | Standalone | DE0003746 | As per HSA registered indication(s)
Orthopaedics | Hip replacement - Acetabular component | Acetabular cup | Acetabular cup - Metal | Stryker RHQ NL-SHC Cork | TRIDENT MULTI-HOLE CUP 54MM | 5081154E | Standalone | DE0003746 | As per HSA registered indication(s)
Orthopaedics | Hip replacement - Acetabular component | Acetabular cup | Acetabular cup - Metal | Stryker RHQ NL-SHC Cork | TRIDENT MULTI-HOLE CUP 56MM | 5081156F | Standalone | DE0003746 | As per HSA registered indication(s)
Orthopaedics | Hip replacement - Acetabular component | Acetabular cup | Acetabular cup - Metal | Stryker RHQ NL-SHC Cork | TRIDENT MULTI-HOLE CUP 58MM | 5081158F | Standalone | DE0003746 | As per HSA registered indication(s)
Orthopaedics | Hip replacement - Acetabular component | Acetabular cup | Acetabular cup - Metal | Stryker RHQ NL-SHC Cork | TRIDENT MULTI-HOLE CUP 60MM | 5081160G | Standalone | DE0003746 | As per HSA registered indication(s)
Orthopaedics | Hip replacement - Acetabular component | Acetabular cup | Acetabular cup - Metal | Stryker RHQ NL-SHC Cork | TRIDENT MULTI-HOLE CUP 62MM | 5081162G | Standalone | DE0003746 | As per HSA registered indication(s)
Orthopaedics | Hip replacement - Acetabular component | Acetabular cup | Acetabular cup - Metal | Stryker RHQ NL-SHC Cork | TRIDENT MULTI-HOLE CUP 64MM | 5081164H | Standalone | DE0003746 | As per HSA registered indication(s)
Orthopaedics | Hip replacement - Acetabular component | Acetabular cup | Acetabular cup - Metal | Stryker RHQ NL-SHC Cork | TRIDENT MULTI-HOLE CUP 66MM | 5081166H | Standalone | DE0003746 | As per HSA registered indication(s)
Orthopaedics | Hip replacement - Acetabular component | Acetabular cup | Acetabular cup - Metal | Stryker RHQ NL-SHC Cork | TRIDENT MULTI-HOLE CUP 68MM | 5081168I | Standalone | DE0003746 | As per HSA registered indication(s)
Orthopaedics | Hip replacement - Acetabular component | Acetabular cup | Acetabular cup - Metal | Stryker RHQ NL-SHC Cork | TRIDENT MULTI-HOLE CUP 70MM | 5081170I | Standalone | DE0003746 | As per HSA registered indication(s)
Orthopaedics | Hip replacement - Acetabular component | Acetabular cup | Acetabular cup - Metal | Stryker RHQ NL-SHC Cork | TRIDENT MULTI-HOLE CUP 72MM | 5081172J | Standalone | DE0003746 | As per HSA registered indication(s)
Orthopaedics | Hip replacement - Acetabular component | Acetabular cup | Acetabular cup - Metal | Stryker RHQ NL-SHC Cork | TRIDENT MULTI-HOLE CUP 74MM | 5081174J | Standalone | DE0003746 | As per HSA registered indication(s)
Orthopaedics | Hip replacement - Acetabular component | Acetabular cup | Acetabular cup - Metal | Zimmer Inc | FM IT ACET SHELL CLUSTER 44 EE | 00-8753-044-01 | Standalone | DE0006330 | As per HSA registered indication(s)
Orthopaedics | Hip replacement - Acetabular component | Acetabular cup | Acetabular cup - Metal | Zimmer Inc | FM IT ACET SHELL CLUSTER 46 FF | 00-8753-046-01 | Standalone | DE0006330 | As per HSA registered indication(s)
Orthopaedics | Hip replacement - Acetabular component | Acetabular cup | Acetabular cup - Metal | Zimmer Inc | FM IT ACET SHELL CLUSTER 48 GG | 00-8753-048-01 | Standalone | DE0006330 | As per HSA registered indication(s)
Orthopaedics | Hip replacement - Acetabular component | Acetabular cup | Acetabular cup - Metal | Zimmer Inc | FM IT ACET SHELL CLUSTER 50 HH | 00-8753-050-01 | Standalone | DE0006330 | As per HSA registered indication(s)
Orthopaedics | Hip replacement - Acetabular component | Acetabular cup | Acetabular cup - Metal | Zimmer Inc | FM IT ACET SHELL CLUSTER 52 II | 00-8753-052-01 | Standalone | DE0006330 | As per HSA registered indication(s)
Orthopaedics | Hip replacement - Acetabular component | Acetabular cup | Acetabular cup - Metal | Zimmer Inc | FM IT ACET SHELL CLUSTER 54 JJ | 00-8753-054-01 | Standalone | DE0006330 | As per HSA registered indication(s)
Orthopaedics | Hip replacement - Acetabular component | Acetabular cup | Acetabular cup - Metal | Zimmer Inc | FM IT ACET SHELL CLUSTER 56 KK | 00-8753-056-01 | Standalone | DE0006330 | As per HSA registered indication(s)
Orthopaedics | Hip replacement - Acetabular component | Acetabular cup | Acetabular cup - Metal | Zimmer Inc | FM IT ACET SHELL CLUSTER 58 LL | 00-8753-058-01 | Standalone | DE0006330 | As per HSA registered indication(s)
Orthopaedics | Hip replacement - Acetabular component | Acetabular cup | Acetabular cup - Metal | Zimmer Inc | FM IT ACET SHELL CLUSTER 60 MM | 00-8753-060-01 | Standalone | DE0006330 | As per HSA registered indication(s)
Orthopaedics | Hip replacement - Acetabular component | Acetabular cup | Acetabular cup - Metal | Zimmer Inc | FM IT ACET SHELL CLUSTER 62 NN | 00-8753-062-01 | Standalone | DE0006330 | As per HSA registered indication(s)
Orthopaedics | Hip replacement - Acetabular component | Acetabular cup | Acetabular cup - Metal | Zimmer Inc | FM IT ACET SHELL CLUSTER 64 OO | 00-8753-064-01 | Standalone | DE0006330 | As per HSA registered indication(s)
Orthopaedics | Hip replacement - Acetabular component | Acetabular cup | Acetabular cup - Metal | Zimmer Inc | FM IT ACET SHELL CLUSTER 66 PP | 00-8753-066-01 | Standalone | DE0006330 | As per HSA registered indication(s)
Orthopaedics | Hip replacement - Acetabular component | Acetabular cup | Acetabular cup - Metal | Zimmer Inc | FM IT ACET SHELL MULTI 40MM EE | 00-8753-040-02 | Standalone | DE0006330 | As per HSA registered indication(s)
Orthopaedics | Hip replacement - Acetabular component | Acetabular cup | Acetabular cup - Metal | Zimmer Inc | FM IT ACET SHELL MULTI 42MM EE | 00-8753-042-02 | Standalone | DE0006330 | As per HSA registered indication(s)
Orthopaedics | Hip replacement - Acetabular component | Acetabular cup | Acetabular cup - Metal | Zimmer Inc | FM IT ACET SHELL MULTI 44MM EE | 00-8753-044-02 | Standalone | DE0006330 | As per HSA registered indication(s)
Orthopaedics | Hip replacement - Acetabular component | Acetabular cup | Acetabular cup - Metal | Zimmer Inc | FM IT ACET SHELL MULTI 46MM FF | 00-8753-046-02 | Standalone | DE0006330 | As per HSA registered indication(s)
Orthopaedics | Hip replacement - Acetabular component | Acetabular cup | Acetabular cup - Metal | Zimmer Inc | FM IT ACET SHELL MULTI 48MM GG | 00-8753-048-02 | Standalone | DE0006330 | As per HSA registered indication(s)
Orthopaedics | Hip replacement - Acetabular component | Acetabular cup | Acetabular cup - Metal | Zimmer Inc | FM IT ACET SHELL MULTI 50MM HH | 00-8753-050-02 | Standalone | DE0006330 | As per HSA registered indication(s)
Orthopaedics | Hip replacement - Acetabular component | Acetabular cup | Acetabular cup - Metal | Zimmer Inc | FM IT ACET SHELL MULTI 52MM II | 00-8753-052-02 | Standalone | DE0006330 | As per HSA registered indication(s)
Orthopaedics | Hip replacement - Acetabular component | Acetabular cup | Acetabular cup - Metal | Zimmer Inc | FM IT ACET SHELL MULTI 54MM JJ | 00-8753-054-02 | Standalone | DE0006330 | As per HSA registered indication(s)
Orthopaedics | Hip replacement - Acetabular component | Acetabular cup | Acetabular cup - Metal | Zimmer Inc | FM IT ACET SHELL MULTI 56MM KK | 00-8753-056-02 | Standalone | DE0006330 | As per HSA registered indication(s)
Orthopaedics | Hip replacement - Acetabular component | Acetabular cup | Acetabular cup - Metal | Zimmer Inc | FM IT ACET SHELL MULTI 58MM LL | 00-8753-058-02 | Standalone | DE0006330 | As per HSA registered indication(s)
Orthopaedics | Hip replacement - Acetabular component | Acetabular cup | Acetabular cup - Metal | Zimmer Inc | FM IT ACET SHELL MULTI 60MM MM | 00-8753-060-02 | Standalone | DE0006330 | As per HSA registered indication(s)
Orthopaedics | Hip replacement - Acetabular component | Acetabular cup | Acetabular cup - Metal | Zimmer Inc | FM IT ACET SHELL MULTI 62MM NN | 00-8753-062-02 | Standalone | DE0006330 | As per HSA registered indication(s)
Orthopaedics | Hip replacement - Acetabular component | Acetabular cup | Acetabular cup - Metal | Zimmer Inc | FM IT ACET SHELL MULTI 64MM OO | 00-8753-064-02 | Standalone | DE0006330 | As per HSA registered indication(s)
Orthopaedics | Hip replacement - Acetabular component | Acetabular cup | Acetabular cup - Metal | Zimmer Inc | FM IT ACET SHELL MULTI 66MM PP | 00-8753-066-02 | Standalone | DE0006330 | As per HSA registered indication(s)
Orthopaedics | Hip replacement - Acetabular component | Acetabular cup | Acetabular cup - Metal | Zimmer Inc | FM IT ACET SHELL MULTI 68MM QU | 00-8753-068-02 | Standalone | DE0006330 | As per HSA registered indication(s)
Orthopaedics | Hip replacement - Acetabular component | Acetabular cup | Acetabular cup - Metal | Zimmer Inc | FM IT ACET SHELL MULTI 70MM RR | 00-8753-070-02 | Standalone | DE0006330 | As per HSA registered indication(s)
Orthopaedics | Hip replacement - Acetabular component | Acetabular cup | Acetabular cup - Crosslinked polyethylene | DePuy (Ireland) | Marathon XLPE Cement Cup 22/38 | 965512238 | Standalone | DE0016296 | As per HSA registered indication(s)
Orthopaedics | Hip replacement - Acetabular component | Acetabular cup | Acetabular cup - Crosslinked polyethylene | DePuy (Ireland) | Marathon XLPE Cement Cup 22/40 | 965512240 | Standalone | DE0016296 | As per HSA registered indication(s)
Orthopaedics | Hip replacement - Acetabular component | Acetabular cup | Acetabular cup - Crosslinked polyethylene | DePuy (Ireland) | Marathon XLPE Cement Cup 22/43 | 965512243 | Standalone | DE0016296 | As per HSA registered indication(s)
Orthopaedics | Hip replacement - Acetabular component | Acetabular cup | Acetabular cup - Crosslinked polyethylene | DePuy (Ireland) | Marathon XLPE Cement Cup 22/45 | 965512245 | Standalone | DE0016296 | As per HSA registered indication(s)
Orthopaedics | Hip replacement - Acetabular component | Acetabular cup | Acetabular cup - Crosslinked polyethylene | DePuy (Ireland) | Marathon XLPE Cement Cup 22/47 | 965512247 | Standalone | DE0016296 | As per HSA registered indication(s)
Orthopaedics | Hip replacement - Acetabular component | Acetabular cup | Acetabular cup - Crosslinked polyethylene | DePuy (Ireland) | Marathon XLPE Cement Cup 22/50 | 965512250 | Standalone | DE0016296 | As per HSA registered indication(s)
Orthopaedics | Hip replacement - Acetabular component | Acetabular cup | Acetabular cup - Crosslinked polyethylene | DePuy (Ireland) | Marathon XLPE Cement Cup 22/53 | 965512253 | Standalone | DE0016296 | As per HSA registered indication(s)
Orthopaedics | Hip replacement - Acetabular component | Acetabular cup | Acetabular cup - Crosslinked polyethylene | DePuy (Ireland) | Marathon XLPE Cement Cup 26/40 | 965512640 | Standalone | DE0016296 | As per HSA registered indication(s)
Orthopaedics | Hip replacement - Acetabular component | Acetabular cup | Acetabular cup - Crosslinked polyethylene | DePuy (Ireland) | Marathon XLPE Cement Cup 26/43 | 965512643 | Standalone | DE0016296 | As per HSA registered indication(s)
Orthopaedics | Hip replacement - Acetabular component | Acetabular cup | Acetabular cup - Crosslinked polyethylene | DePuy (Ireland) | Marathon XLPE Cement Cup 26/45 | 965512645 | Standalone | DE0016296 | As per HSA registered indication(s)
Orthopaedics | Hip replacement - Acetabular component | Acetabular cup | Acetabular cup - Crosslinked polyethylene | DePuy (Ireland) | Marathon XLPE Cement Cup 26/47 | 965512647 | Standalone | DE0016296 | As per HSA registered indication(s)
Orthopaedics | Hip replacement - Acetabular component | Acetabular cup | Acetabular cup - Crosslinked polyethylene | DePuy (Ireland) | Marathon XLPE Cement Cup 26/50 | 965512650 | Standalone | DE0016296 | As per HSA registered indication(s)
Orthopaedics | Hip replacement - Acetabular component | Acetabular cup | Acetabular cup - Crosslinked polyethylene | DePuy (Ireland) | Marathon XLPE Cement Cup 26/53 | 965512653 | Standalone | DE0016296 | As per HSA registered indication(s)
Orthopaedics | Hip replacement - Acetabular component | Acetabular cup | Acetabular cup - Crosslinked polyethylene | DePuy (Ireland) | MARATHON XLPE CEMENT CUP 28/40 | 965512840 | Standalone | DE0016296 | As per HSA registered indication(s)
Orthopaedics | Hip replacement - Acetabular component | Acetabular cup | Acetabular cup - Crosslinked polyethylene | DePuy (Ireland) | MARATHON XLPE CEMENT CUP 28/43 | 965512843 | Standalone | DE0016296 | As per HSA registered indication(s)
Orthopaedics | Hip replacement - Acetabular component | Acetabular cup | Acetabular cup - Crosslinked polyethylene | DePuy (Ireland) | MARATHON XLPE CEMENT CUP 28/45 | 965512845 | Standalone | DE0016296 | As per HSA registered indication(s)
Orthopaedics | Hip replacement - Acetabular component | Acetabular cup | Acetabular cup - Crosslinked polyethylene | DePuy (Ireland) | MARATHON XLPE CEMENT CUP 28/47 | 965512847 | Standalone | DE0016296 | As per HSA registered indication(s)
Orthopaedics | Hip replacement - Acetabular component | Acetabular cup | Acetabular cup - Crosslinked polyethylene | DePuy (Ireland) | MARATHON XLPE CEMENT CUP 28/50 | 965512850 | Standalone | DE0016296 | As per HSA registered indication(s)
Orthopaedics | Hip replacement - Acetabular component | Acetabular cup | Acetabular cup - Crosslinked polyethylene | DePuy (Ireland) | MARATHON XLPE CEMENT CUP 28/53 | 965512853 | Standalone | DE0016296 | As per HSA registered indication(s)
Orthopaedics | Hip replacement - Acetabular component | Acetabular cup | Acetabular cup - Crosslinked polyethylene | DePuy (Ireland) | MARATHON XLPE CEMENT CUP 32/45 | 965513245 | Standalone | DE0016296 | As per HSA registered indication(s)
Orthopaedics | Hip replacement - Acetabular component | Acetabular cup | Acetabular cup - Crosslinked polyethylene | DePuy (Ireland) | MARATHON XLPE CEMENT CUP 32/47 | 965513247 | Standalone | DE0016296 | As per HSA registered indication(s)
Orthopaedics | Hip replacement - Acetabular component | Acetabular cup | Acetabular cup - Crosslinked polyethylene | DePuy (Ireland) | MARATHON XLPE CEMENT CUP 32/50 | 965513250 | Standalone | DE0016296 | As per HSA registered indication(s)
Orthopaedics | Hip replacement - Acetabular component | Acetabular cup | Acetabular cup - Crosslinked polyethylene | DePuy (Ireland) | MARATHON XLPE CEMENT CUP 32/53 | 965513253 | Standalone | DE0016296 | As per HSA registered indication(s)
Orthopaedics | Hip replacement - Acetabular component | Acetabular cup | Acetabular cup - Crosslinked polyethylene | DePuy (Ireland) | Marathon XLPE Cement Cup 36/50 | 965513650 | Standalone | DE0016296 | As per HSA registered indication(s)
Orthopaedics | Hip replacement - Acetabular component | Acetabular cup | Acetabular cup - Crosslinked polyethylene | DePuy (Ireland) | Marathon XLPE Cement Cup 36/53 | 965513653 | Standalone | DE0016296 | As per HSA registered indication(s)
Orthopaedics | Hip replacement - Acetabular component | Acetabular cup | Acetabular cup - Crosslinked polyethylene | Stryker RHQ NL-LIM Limerick | EXETER X3 RIMFIT ID22 OD40 | 63092240 | Standalone | DE0018554 | As per HSA registered indication(s)
Orthopaedics | Hip replacement - Acetabular component | Acetabular cup | Acetabular cup - Crosslinked polyethylene | Stryker RHQ NL-LIM Limerick | EXETER X3 RIMFIT ID22 OD42 | 63092242 | Standalone | DE0018554 | As per HSA registered indication(s)
Orthopaedics | Hip replacement - Acetabular component | Acetabular cup | Acetabular cup - Crosslinked polyethylene | Stryker RHQ NL-LIM Limerick | EXETER X3 RIMFIT ID22 OD44 | 63092244 | Standalone | DE0018554 | As per HSA registered indication(s)
Orthopaedics | Hip replacement - Acetabular component | Acetabular cup | Acetabular cup - Crosslinked polyethylene | Stryker RHQ NL-LIM Limerick | EXETER X3 RIMFIT ID28 OD44 | 63092844 | Standalone | DE0018554 | As per HSA registered indication(s)
Orthopaedics | Hip replacement - Acetabular component | Acetabular cup | Acetabular cup - Crosslinked polyethylene | Stryker RHQ NL-LIM Limerick | EXETER X3 RIMFIT ID28 OD46 | 63092846 | Standalone | DE0018554 | As per HSA registered indication(s)
Orthopaedics | Hip replacement - Acetabular component | Acetabular cup | Acetabular cup - Crosslinked polyethylene | Stryker RHQ NL-LIM Limerick | EXETER X3 RIMFIT ID28 OD48 | 63092848 | Standalone | DE0018554 | As per HSA registered indication(s)
Orthopaedics | Hip replacement - Acetabular component | Acetabular cup | Acetabular cup - Crosslinked polyethylene | Stryker RHQ NL-LIM Limerick | EXETER X3 RIMFIT ID28 OD50 | 63092850 | Standalone | DE0018554 | As per HSA registered indication(s)
Orthopaedics | Hip replacement - Acetabular component | Acetabular cup | Acetabular cup - Crosslinked polyethylene | Stryker RHQ NL-LIM Limerick | EXETER X3 RIMFIT ID28 OD52 | 63092852 | Standalone | DE0018554 | As per HSA registered indication(s)
Orthopaedics | Hip replacement - Acetabular component | Acetabular cup | Acetabular cup - Crosslinked polyethylene | Stryker RHQ NL-LIM Limerick | EXETER X3 RIMFIT ID28 OD54 | 63092854 | Standalone | DE0018554 | As per HSA registered indication(s)
Orthopaedics | Hip replacement - Acetabular component | Acetabular cup | Acetabular cup - Crosslinked polyethylene | Stryker RHQ NL-LIM Limerick | EXETER X3 RIMFIT ID28 OD56 | 63092856 | Standalone | DE0018554 | As per HSA registered indication(s)
Orthopaedics | Hip replacement - Acetabular component | Acetabular cup | Acetabular cup - Crosslinked polyethylene | Stryker RHQ NL-LIM Limerick | EXETER X3 RIMFIT ID28 OD58 | 63092858 | Standalone | DE0018554 | As per HSA registered indication(s)
Orthopaedics | Hip replacement - Acetabular component | Acetabular cup | Acetabular cup - Crosslinked polyethylene | Stryker RHQ NL-LIM Limerick | EXETER X3 RIMFIT ID28 OD60 | 63092860 | Standalone | DE0018554 | As per HSA registered indication(s)
Orthopaedics | Hip replacement - Acetabular component | Acetabular cup | Acetabular cup - Crosslinked polyethylene | Stryker RHQ NL-LIM Limerick | EXETER X3 RIMFIT ID32 OD48 | 63093248 | Standalone | DE0018554 | As per HSA registered indication(s)
Orthopaedics | Hip replacement - Acetabular component | Acetabular cup | Acetabular cup - Crosslinked polyethylene | Stryker RHQ NL-LIM Limerick | EXETER X3 RIMFIT ID32 OD50 | 63093250 | Standalone | DE0018554 | As per HSA registered indication(s)
Orthopaedics | Hip replacement - Acetabular component | Acetabular cup | Acetabular cup - Crosslinked polyethylene | Stryker RHQ NL-LIM Limerick | EXETER X3 RIMFIT ID32 OD52 | 63093252 | Standalone | DE0018554 | As per HSA registered indication(s)
Orthopaedics | Hip replacement - Acetabular component | Acetabular cup | Acetabular cup - Crosslinked polyethylene | Stryker RHQ NL-LIM Limerick | EXETER X3 RIMFIT ID32 OD54 | 63093254 | Standalone | DE0018554 | As per HSA registered indication(s)
Orthopaedics | Hip replacement - Acetabular component | Acetabular cup | Acetabular cup - Crosslinked polyethylene | Stryker RHQ NL-LIM Limerick | EXETER X3 RIMFIT ID32 OD56 | 63093256 | Standalone | DE0018554 | As per HSA registered indication(s)
Orthopaedics | Hip replacement - Acetabular component | Acetabular cup | Acetabular cup - Crosslinked polyethylene | Stryker RHQ NL-LIM Limerick | EXETER X3 RIMFIT ID32 OD58 | 63093258 | Standalone | DE0018554 | As per HSA registered indication(s)
Orthopaedics | Hip replacement - Acetabular component | Acetabular cup | Acetabular cup - Crosslinked polyethylene | Stryker RHQ NL-LIM Limerick | EXETER X3 RIMFIT ID32 OD60 | 63093260 | Standalone | DE0018554 | As per HSA registered indication(s)
Orthopaedics | Hip replacement - Acetabular component | Acetabular cup | Acetabular cup - Crosslinked polyethylene | Stryker RHQ NL-LIM Limerick | EXETER X3 RIMFIT ID36 OD52 | 63093652 | Standalone | DE0018554 | As per HSA registered indication(s)
Orthopaedics | Hip replacement - Acetabular component | Acetabular cup | Acetabular cup - Crosslinked polyethylene | Stryker RHQ NL-LIM Limerick | EXETER X3 RIMFIT ID36 OD54 | 63093654 | Standalone | DE0018554 | As per HSA registered indication(s)
Orthopaedics | Hip replacement - Acetabular component | Acetabular cup | Acetabular cup - Crosslinked polyethylene | Stryker RHQ NL-LIM Limerick | EXETER X3 RIMFIT ID36 OD56 | 63093656 | Standalone | DE0018554 | As per HSA registered indication(s)
Orthopaedics | Hip replacement - Acetabular component | Acetabular cup | Acetabular cup - Crosslinked polyethylene | Stryker RHQ NL-LIM Limerick | EXETER X3 RIMFIT ID36 OD58 | 63093658 | Standalone | DE0018554 | As per HSA registered indication(s)
Orthopaedics | Hip replacement - Acetabular component | Acetabular cup | Acetabular cup - Crosslinked polyethylene | Stryker RHQ NL-LIM Limerick | EXETER X3 RIMFIT ID36 OD60 | 63093660 | Standalone | DE0018554 | As per HSA registered indication(s)
Orthopaedics | Hip replacement - Acetabular component | Acetabular cup | Acetabular cup - Crosslinked polyethylene | Stryker RHQ NL-LIM Limerick | EXETER X3 RIMFIT ID40 OD56 | 63094056 | Standalone | DE0018554 | As per HSA registered indication(s)
Orthopaedics | Hip replacement - Acetabular component | Acetabular cup | Acetabular cup - Crosslinked polyethylene | Stryker RHQ NL-LIM Limerick | EXETER X3 RIMFIT ID40 OD58 | 63094058 | Standalone | DE0018554 | As per HSA registered indication(s)
Orthopaedics | Hip replacement - Acetabular component | Acetabular cup | Acetabular cup - Crosslinked polyethylene | Stryker RHQ NL-LIM Limerick | EXETER X3 RIMFIT ID40 OD60 | 63094060 | Standalone | DE0018554 | As per HSA registered indication(s)
Orthopaedics | Hip replacement - Acetabular component | Acetabular liner | Acetabular liner - Ceramic | Biomet Orthopaedics | BIOLOX DELTA CER LNR 28MM B | 110003625 | Standalone | DE0501022 | As per HSA registered indication(s)
Orthopaedics | Hip replacement - Acetabular component | Acetabular liner | Acetabular liner - Ceramic | Biomet Orthopaedics | BIOLOX DELTA CER LNR 32MM C | 110003616 | Standalone | DE0501022 | As per HSA registered indication(s)
Orthopaedics | Hip replacement - Acetabular component | Acetabular liner | Acetabular liner - Ceramic | Biomet Orthopaedics | BIOLOX DELTA CER LNR 32MM D | 110003621 | Standalone | DE0501022 | As per HSA registered indication(s)
Orthopaedics | Hip replacement - Acetabular component | Acetabular liner | Acetabular liner - Ceramic | Biomet Orthopaedics | BIOLOX DELTA CER LNR 32MM E | 110003626 | Standalone | DE0501022 | As per HSA registered indication(s)
Orthopaedics | Hip replacement - Acetabular component | Acetabular liner | Acetabular liner - Ceramic | Biomet Orthopaedics | BIOLOX DELTA CER LNR 32MM F | 110003619 | Standalone | DE0501022 | As per HSA registered indication(s)
Orthopaedics | Hip replacement - Acetabular component | Acetabular liner | Acetabular liner - Ceramic | Biomet Orthopaedics | BIOLOX DELTA CER LNR 32MM G | 110003629 | Standalone | DE0501022 | As per HSA registered indication(s)
Orthopaedics | Hip replacement - Acetabular component | Acetabular liner | Acetabular liner - Ceramic | Biomet Orthopaedics | BIOLOX DELTA CER LNR 32MM H | 110003632 | Standalone | DE0501022 | As per HSA registered indication(s)
Orthopaedics | Hip replacement - Acetabular component | Acetabular liner | Acetabular liner - Ceramic | Biomet Orthopaedics | BIOLOX DELTA CER LNR 32MM I | 110003618 | Standalone | DE0501022 | As per HSA registered indication(s)
Orthopaedics | Hip replacement - Acetabular component | Acetabular liner | Acetabular liner - Ceramic | Biomet Orthopaedics | BIOLOX DELTA CER LNR 36MM E | 110003634 | Standalone | DE0501022 | As per HSA registered indication(s)
Orthopaedics | Hip replacement - Acetabular component | Acetabular liner | Acetabular liner - Ceramic | Biomet Orthopaedics | BIOLOX DELTA CER LNR 36MM F | 110003623 | Standalone | DE0501022 | As per HSA registered indication(s)
Orthopaedics | Hip replacement - Acetabular component | Acetabular liner | Acetabular liner - Ceramic | Biomet Orthopaedics | BIOLOX DELTA CER LNR 36MM G | 110003628 | Standalone | DE0501022 | As per HSA registered indication(s)
Orthopaedics | Hip replacement - Acetabular component | Acetabular liner | Acetabular liner - Ceramic | Biomet Orthopaedics | BIOLOX DELTA CER LNR 36MM H | 110003631 | Standalone | DE0501022 | As per HSA registered indication(s)
Orthopaedics | Hip replacement - Acetabular component | Acetabular liner | Acetabular liner - Ceramic | Biomet Orthopaedics | BIOLOX DELTA CER LNR 36MM I | 110003627 | Standalone | DE0501022 | As per HSA registered indication(s)
Orthopaedics | Hip replacement - Acetabular component | Acetabular liner | Acetabular liner - Ceramic | Biomet Orthopaedics | BIOLOX DELTA CER LNR 40MM G | 110003636 | Standalone | DE0501022 | As per HSA registered indication(s)
Orthopaedics | Hip replacement - Acetabular component | Acetabular liner | Acetabular liner - Ceramic | Biomet Orthopaedics | BIOLOX DELTA CER LNR 40MM H | 110003617 | Standalone | DE0501022 | As per HSA registered indication(s)
Orthopaedics | Hip replacement - Acetabular component | Acetabular liner | Acetabular liner - Ceramic | Biomet Orthopaedics | BIOLOX DELTA CER LNR 40MM I | 110003633 | Standalone | DE0501022 | As per HSA registered indication(s)
Orthopaedics | Hip replacement - Acetabular component | Acetabular liner | Acetabular liner - Ceramic | DePuy Orthopaedics | DELTA CER INSERT 28ID X 44OD | 121883744 | Standalone | DE0006672 | As per HSA registered indication(s)
Orthopaedics | Hip replacement - Acetabular component | Acetabular liner | Acetabular liner - Ceramic | DePuy Orthopaedics | DELTA CER INSERT 28ID X 46OD | 121883746 | Standalone | DE0006672 | As per HSA registered indication(s)
Orthopaedics | Hip replacement - Acetabular component | Acetabular liner | Acetabular liner - Ceramic | DePuy Orthopaedics | DELTA CER INSERT 32ID X 48OD | 121882748 | Standalone | DE0006672 | As per HSA registered indication(s)
Orthopaedics | Hip replacement - Acetabular component | Acetabular liner | Acetabular liner - Ceramic | DePuy Orthopaedics | DELTA CER INSERT 32ID X 50OD | 121882750 | Standalone | DE0006672 | As per HSA registered indication(s)
Orthopaedics | Hip replacement - Acetabular component | Acetabular liner | Acetabular liner - Ceramic | DePuy Orthopaedics | DELTA CER INSERT 36ID X 56OD | 121881756 | Standalone | DE0005672 | As per HSA registered indication(s)
Orthopaedics | Hip replacement - Acetabular component | Acetabular liner | Acetabular liner - Ceramic | DePuy Orthopaedics | DELTA CER INSERT 36ID X 58OD | 121881758 | Standalone | DE0005672 | As per HSA registered indication(s)
Orthopaedics | Hip replacement - Acetabular component | Acetabular liner | Acetabular liner - Ceramic | DePuy Orthopaedics | DELTA CER INSERT 36ID X 60ID | 121881760 | Standalone | DE0005672 | As per HSA registered indication(s)
Orthopaedics | Hip replacement - Acetabular component | Acetabular liner | Acetabular liner - Ceramic | DePuy Orthopaedics | DELTA CER INSERT 36ID X 62OD | 121881762 | Standalone | DE0005672 | As per HSA registered indication(s)
Orthopaedics | Hip replacement - Acetabular component | Acetabular liner | Acetabular liner - Ceramic | DePuy Orthopaedics | DELTA CER INSERT 36ID X 64OD | 121881764 | Standalone | DE0005672 | As per HSA registered indication(s)
Orthopaedics | Hip replacement - Acetabular component | Acetabular liner | Acetabular liner - Ceramic | DePuy Orthopaedics | EA DELTA CER INSERT 36IDX52OD | 121881752 | Standalone | DE0005672 | As per HSA registered indication(s)
Orthopaedics | Hip replacement - Acetabular component | Acetabular liner | Acetabular liner - Ceramic | DePuy Orthopaedics | EA DELTA CER INSERT 36IDX54OD | 121881754 | Standalone | DE0005672 | As per HSA registered indication(s)
Orthopaedics | Hip replacement - Acetabular component | Acetabular liner | Acetabular liner - Ceramic | Stryker RHQ NL-SHC Cork | CERAMTEC CERAMIC INS/SLEEVE 28MM ID 48-50MM OD | 6250T28D | Standalone | DE0003746 | As per HSA registered indication(s)
Orthopaedics | Hip replacement - Acetabular component | Acetabular liner | Acetabular liner - Ceramic | Stryker RHQ NL-SHC Cork | CERAMTEC CERAMIC INS/SLEEVE 32MM ID 52-54MM OD | 6250T32E | Standalone | DE0003746 | As per HSA registered indication(s)
Orthopaedics | Hip replacement - Acetabular component | Acetabular liner | Acetabular liner - Ceramic | Stryker RHQ NL-SHC Cork | CERAMTEC CERAMIC INS/SLEEVE 32MM ID 56-58MM OD | 6250T32F | Standalone | DE0003746 | As per HSA registered indication(s)
Orthopaedics | Hip replacement - Acetabular component | Acetabular liner | Acetabular liner - Ceramic | Stryker RHQ NL-SHC Cork | CERAMTEC CERAMIC INS/SLEEVE 36MM ID 60-62MM OD | 6250T36G | Standalone | DE0003746 | As per HSA registered indication(s)
Orthopaedics | Hip replacement - Acetabular component | Acetabular liner | Acetabular liner - Ceramic | Stryker RHQ NL-SHC Cork | CERAMTEC CERAMIC INS/SLEEVE 36MM ID 64-66MM OD | 6250T36H | Standalone | DE0003746 | As per HSA registered indication(s)
Orthopaedics | Hip replacement - Acetabular component | Acetabular liner | Acetabular liner - Ceramic | Zimmer Inc | BIOLOX DELTA TAPER LINER, EE/28 | 00-8775-006-28 | Standalone | DE0006090 | As per HSA registered indication(s)
Orthopaedics | Hip replacement - Acetabular component | Acetabular liner | Acetabular liner - Ceramic | Zimmer Inc | BIOLOX DELTA TAPER LINER, FF/28 | 00-8775-007-28 | Standalone | DE0006090 | As per HSA registered indication(s)
Orthopaedics | Hip replacement - Acetabular component | Acetabular liner | Acetabular liner - Ceramic | Zimmer Inc | BIOLOX DELTA TAPER LINER, GG/32 | 00-8775-008-32 | Standalone | DE0006090 | As per HSA registered indication(s)
Orthopaedics | Hip replacement - Acetabular component | Acetabular liner | Acetabular liner - Ceramic | Zimmer Inc | BIOLOX DELTA TAPER LINER, HH/32 | 00-8775-009-32 | Standalone | DE0006090 | As per HSA registered indication(s)
Orthopaedics | Hip replacement - Acetabular component | Acetabular liner | Acetabular liner - Ceramic | Zimmer Inc | BIOLOX DELTA TAPER LINER, II/32 | 00-8775-010-32 | Standalone | DE0006090 | As per HSA registered indication(s)
Orthopaedics | Hip replacement - Acetabular component | Acetabular liner | Acetabular liner - Ceramic | Zimmer Inc | BIOLOX DELTA TAPER LINER, II/36 | 00-8775-010-36 | Standalone | DE0006090 | As per HSA registered indication(s)
Orthopaedics | Hip replacement - Acetabular component | Acetabular liner | Acetabular liner - Ceramic | Zimmer Inc | BIOLOX DELTA TAPER LINER, JJ/32 | 00-8775-011-32 | Standalone | DE0006090 | As per HSA registered indication(s)
Orthopaedics | Hip replacement - Acetabular component | Acetabular liner | Acetabular liner - Ceramic | Zimmer Inc | BIOLOX DELTA TAPER LINER, JJ/36 | 00-8775-011-36 | Standalone | DE0006090 | As per HSA registered indication(s)
Orthopaedics | Hip replacement - Acetabular component | Acetabular liner | Acetabular liner - Ceramic | Zimmer Inc | BIOLOX DELTA TAPER LINER, KK/36 | 00-8775-012-36 | Standalone | DE0006090 | As per HSA registered indication(s)
Orthopaedics | Hip replacement - Acetabular component | Acetabular liner | Acetabular liner - Ceramic | Zimmer Inc | BIOLOX DELTA TAPER LINER, LL/36 | 00-8775-013-36 | Standalone | DE0006090 | As per HSA registered indication(s)
Orthopaedics | Hip replacement - Acetabular component | Acetabular liner | Acetabular liner - Ceramic | Zimmer Inc | BIOLOX DELTA TAPER LINER, MM/36 | 00-8775-014-36 | Standalone | DE0006090 | As per HSA registered indication(s)
Orthopaedics | Hip replacement - Acetabular component | Acetabular liner | Acetabular liner - Ceramic | Zimmer Inc | BIOLOX DELTA TAPER LINER, NN/36 | 00-8775-015-36 | Standalone | DE0006090 | As per HSA registered indication(s)
Orthopaedics | Hip replacement - Acetabular component | Acetabular liner | Acetabular liner - Ceramic | Zimmer Inc | BIOLOX DELTA TAPER LINER, OO/36 | 00-8775-016-36 | Standalone | DE0006090 | As per HSA registered indication(s)
Orthopaedics | Hip replacement - Acetabular component | Acetabular liner | Acetabular liner - Ceramic | Zimmer Inc | BIOLOX DELTA TAPER LINER, PP/36 | 00-8775-017-36 | Standalone | DE0006090 | As per HSA registered indication(s)
Orthopaedics | Hip replacement - Acetabular component | Acetabular liner | Acetabular liner - Ceramic | Zimmer Inc | BIOLOX DELTA TAPER LINER, QU/36 | 00-8775-018-36 | Standalone | DE0006090 | As per HSA registered indication(s)
Orthopaedics | Hip replacement - Acetabular component | Acetabular liner | Acetabular liner - Ceramic | Zimmer Inc | BIOLOX DELTA TAPER LINER, RR/36 | 00-8775-019-36 | Standalone | DE0006090 | As per HSA registered indication(s)
Orthopaedics | Hip replacement - Acetabular component | Acetabular liner | Acetabular liner - Polyethylene | Biomet Orthopaedics | G7 10 DEG E1 LINER 28MM A | 010000874 | Standalone | DE0502165 | As per HSA registered indication(s)
Orthopaedics | Hip replacement - Acetabular component | Acetabular liner | Acetabular liner - Polyethylene | Biomet Orthopaedics | G7 10 DEG E1 LINER 28MM B | 010000875 | Standalone | DE0502165 | As per HSA registered indication(s)
Orthopaedics | Hip replacement - Acetabular component | Acetabular liner | Acetabular liner - Polyethylene | Biomet Orthopaedics | G7 10 DEG E1 LINER 28MM C | 010000876 | Standalone | DE0502165 | As per HSA registered indication(s)
Orthopaedics | Hip replacement - Acetabular component | Acetabular liner | Acetabular liner - Polyethylene | Biomet Orthopaedics | G7 10 DEG E1 LINER 28MM D | 010000877 | Standalone | DE0502165 | As per HSA registered indication(s)
Orthopaedics | Hip replacement - Acetabular component | Acetabular liner | Acetabular liner - Polyethylene | Biomet Orthopaedics | G7 10 DEG E1 LINER 28MM E | 010000878 | Standalone | DE0502165 | As per HSA registered indication(s)
Orthopaedics | Hip replacement - Acetabular component | Acetabular liner | Acetabular liner - Polyethylene | Biomet Orthopaedics | G7 10 DEG E1 LINER 28MM F | 010000879 | Standalone | DE0502165 | As per HSA registered indication(s)
Orthopaedics | Hip replacement - Acetabular component | Acetabular liner | Acetabular liner - Polyethylene | Biomet Orthopaedics | G7 10 DEG E1 LINER 28MM G | 010000880 | Standalone | DE0502165 | As per HSA registered indication(s)
Orthopaedics | Hip replacement - Acetabular component | Acetabular liner | Acetabular liner - Polyethylene | Biomet Orthopaedics | G7 10 DEG E1 LINER 32MM B | 010000885 | Standalone | DE0502165 | As per HSA registered indication(s)
Orthopaedics | Hip replacement - Acetabular component | Acetabular liner | Acetabular liner - Polyethylene | Biomet Orthopaedics | G7 10 DEG E1 LINER 32MM C | 010000886 | Standalone | DE0502165 | As per HSA registered indication(s)
Orthopaedics | Hip replacement - Acetabular component | Acetabular liner | Acetabular liner - Polyethylene | Biomet Orthopaedics | G7 10 DEG E1 LINER 32MM D | 010000887 | Standalone | DE0502165 | As per HSA registered indication(s)
Orthopaedics | Hip replacement - Acetabular component | Acetabular liner | Acetabular liner - Polyethylene | Biomet Orthopaedics | G7 10 DEG E1 LINER 32MM E | 010000888 | Standalone | DE0502165 | As per HSA registered indication(s)
Orthopaedics | Hip replacement - Acetabular component | Acetabular liner | Acetabular liner - Polyethylene | Biomet Orthopaedics | G7 10 DEG E1 LINER 32MM F | 010000889 | Standalone | DE0502165 | As per HSA registered indication(s)
Orthopaedics | Hip replacement - Acetabular component | Acetabular liner | Acetabular liner - Polyethylene | Biomet Orthopaedics | G7 10 DEG E1 LINER 32MM G | 010000890 | Standalone | DE0502165 | As per HSA registered indication(s)
Orthopaedics | Hip replacement - Acetabular component | Acetabular liner | Acetabular liner - Polyethylene | Biomet Orthopaedics | G7 10 DEG E1 LINER 32MM H | 010000891 | Standalone | DE0502165 | As per HSA registered indication(s)
Orthopaedics | Hip replacement - Acetabular component | Acetabular liner | Acetabular liner - Polyethylene | Biomet Orthopaedics | G7 10 DEG E1 LINER 36MM D | 010000895 | Standalone | DE0502165 | As per HSA registered indication(s)
Orthopaedics | Hip replacement - Acetabular component | Acetabular liner | Acetabular liner - Polyethylene | Biomet Orthopaedics | G7 10 DEG E1 LINER 36MM E | 010000896 | Standalone | DE0502165 | As per HSA registered indication(s)
Orthopaedics | Hip replacement - Acetabular component | Acetabular liner | Acetabular liner - Polyethylene | Biomet Orthopaedics | G7 10 DEG E1 LINER 36MM F | 010000897 | Standalone | DE0502165 | As per HSA registered indication(s)
Orthopaedics | Hip replacement - Acetabular component | Acetabular liner | Acetabular liner - Polyethylene | Biomet Orthopaedics | G7 10 DEG E1 LINER 36MM G | 010000898 | Standalone | DE0502165 | As per HSA registered indication(s)
Orthopaedics | Hip replacement - Acetabular component | Acetabular liner | Acetabular liner - Polyethylene | Biomet Orthopaedics | G7 10 DEG E1 LINER 36MM H | 010000899 | Standalone | DE0502165 | As per HSA registered indication(s)
Orthopaedics | Hip replacement - Acetabular component | Acetabular liner | Acetabular liner - Polyethylene | Biomet Orthopaedics | G7 10 DEG E1 LINER 36MM I | 010000900 | Standalone | DE0502165 | As per HSA registered indication(s)
Orthopaedics | Hip replacement - Acetabular component | Acetabular liner | Acetabular liner - Polyethylene | Biomet Orthopaedics | G7 10 DEG E1 LINER 36MM J | 010000901 | Standalone | DE0502165 | As per HSA registered indication(s)
Orthopaedics | Hip replacement - Acetabular component | Acetabular liner | Acetabular liner - Polyethylene | Biomet Orthopaedics | G7 10 DEG E1 LINER 40MM F | 010000903 | Standalone | DE0502165 | As per HSA registered indication(s)
Orthopaedics | Hip replacement - Acetabular component | Acetabular liner | Acetabular liner - Polyethylene | Biomet Orthopaedics | G7 10 DEG E1 LINER 40MM G | 010000904 | Standalone | DE0502165 | As per HSA registered indication(s)
Orthopaedics | Hip replacement - Acetabular component | Acetabular liner | Acetabular liner - Polyethylene | Biomet Orthopaedics | G7 10 DEG E1 LINER 40MM H | 010000905 | Standalone | DE0502165 | As per HSA registered indication(s)
Orthopaedics | Hip replacement - Acetabular component | Acetabular liner | Acetabular liner - Polyethylene | Biomet Orthopaedics | G7 10 DEG E1 LINER 40MM I | 010000906 | Standalone | DE0502165 | As per HSA registered indication(s)
Orthopaedics | Hip replacement - Acetabular component | Acetabular liner | Acetabular liner - Polyethylene | Biomet Orthopaedics | G7 10 DEG E1 LINER 40MM J | 010000907 | Standalone | DE0502165 | As per HSA registered indication(s)
Orthopaedics | Hip replacement - Acetabular component | Acetabular liner | Acetabular liner - Polyethylene | Biomet Orthopaedics | G7 10 DEG E1 LINER 44MM H | 010000909 | Standalone | DE0502165 | As per HSA registered indication(s)
Orthopaedics | Hip replacement - Acetabular component | Acetabular liner | Acetabular liner - Polyethylene | Biomet Orthopaedics | G7 10 DEG E1 LINER 44MM I | 010000910 | Standalone | DE0502165 | As per HSA registered indication(s)
Orthopaedics | Hip replacement - Acetabular component | Acetabular liner | Acetabular liner - Polyethylene | Biomet Orthopaedics | G7 10 DEG E1 LINER 44MM J | 010000911 | Standalone | DE0502165 | As per HSA registered indication(s)
Orthopaedics | Hip replacement - Acetabular component | Acetabular liner | Acetabular liner - Polyethylene | Biomet Orthopaedics | G7 HI-WALL E1 LINER 28MM A | 010000913 | Standalone | DE0502165 | As per HSA registered indication(s)
Orthopaedics | Hip replacement - Acetabular component | Acetabular liner | Acetabular liner - Polyethylene | Biomet Orthopaedics | G7 HI-WALL E1 LINER 28MM B | 010000914 | Standalone | DE0502165 | As per HSA registered indication(s)
Orthopaedics | Hip replacement - Acetabular component | Acetabular liner | Acetabular liner - Polyethylene | Biomet Orthopaedics | G7 HI-WALL E1 LINER 28MM C | 010000915 | Standalone | DE0502165 | As per HSA registered indication(s)
Orthopaedics | Hip replacement - Acetabular component | Acetabular liner | Acetabular liner - Polyethylene | Biomet Orthopaedics | G7 HI-WALL E1 LINER 28MM D | 010000916 | Standalone | DE0502165 | As per HSA registered indication(s)
Orthopaedics | Hip replacement - Acetabular component | Acetabular liner | Acetabular liner - Polyethylene | Biomet Orthopaedics | G7 HI-WALL E1 LINER 28MM E | 010000917 | Standalone | DE0502165 | As per HSA registered indication(s)
Orthopaedics | Hip replacement - Acetabular component | Acetabular liner | Acetabular liner - Polyethylene | Biomet Orthopaedics | G7 HI-WALL E1 LINER 28MM F | 010000918 | Standalone | DE0502165 | As per HSA registered indication(s)
Orthopaedics | Hip replacement - Acetabular component | Acetabular liner | Acetabular liner - Polyethylene | Biomet Orthopaedics | G7 HI-WALL E1 LINER 28MM G | 010000919 | Standalone | DE0502165 | As per HSA registered indication(s)
Orthopaedics | Hip replacement - Acetabular component | Acetabular liner | Acetabular liner - Polyethylene | Biomet Orthopaedics | G7 HI-WALL E1 LINER 32MM B | 010000924 | Standalone | DE0502165 | As per HSA registered indication(s)
Orthopaedics | Hip replacement - Acetabular component | Acetabular liner | Acetabular liner - Polyethylene | Biomet Orthopaedics | G7 HI-WALL E1 LINER 32MM C | 010000925 | Standalone | DE0502165 | As per HSA registered indication(s)
Orthopaedics | Hip replacement - Acetabular component | Acetabular liner | Acetabular liner - Polyethylene | Biomet Orthopaedics | G7 HI-WALL E1 LINER 32MM D | 010000926 | Standalone | DE0502165 | As per HSA registered indication(s)
Orthopaedics | Hip replacement - Acetabular component | Acetabular liner | Acetabular liner - Polyethylene | Biomet Orthopaedics | G7 HI-WALL E1 LINER 32MM E | 010000927 | Standalone | DE0502165 | As per HSA registered indication(s)
Orthopaedics | Hip replacement - Acetabular component | Acetabular liner | Acetabular liner - Polyethylene | Biomet Orthopaedics | G7 HI-WALL E1 LINER 32MM F | 010000928 | Standalone | DE0502165 | As per HSA registered indication(s)
Orthopaedics | Hip replacement - Acetabular component | Acetabular liner | Acetabular liner - Polyethylene | Biomet Orthopaedics | G7 HI-WALL E1 LINER 32MM G | 010000929 | Standalone | DE0502165 | As per HSA registered indication(s)
Orthopaedics | Hip replacement - Acetabular component | Acetabular liner | Acetabular liner - Polyethylene | Biomet Orthopaedics | G7 HI-WALL E1 LINER 32MM H | 010000930 | Standalone | DE0502165 | As per HSA registered indication(s)
Orthopaedics | Hip replacement - Acetabular component | Acetabular liner | Acetabular liner - Polyethylene | Biomet Orthopaedics | G7 HI-WALL E1 LINER 36MM D | 010000934 | Standalone | DE0502165 | As per HSA registered indication(s)
Orthopaedics | Hip replacement - Acetabular component | Acetabular liner | Acetabular liner - Polyethylene | Biomet Orthopaedics | G7 HI-WALL E1 LINER 36MM E | 010000935 | Standalone | DE0502165 | As per HSA registered indication(s)
Orthopaedics | Hip replacement - Acetabular component | Acetabular liner | Acetabular liner - Polyethylene | Biomet Orthopaedics | G7 HI-WALL E1 LINER 36MM F | 010000936 | Standalone | DE0502165 | As per HSA registered indication(s)
Orthopaedics | Hip replacement - Acetabular component | Acetabular liner | Acetabular liner - Polyethylene | Biomet Orthopaedics | G7 HI-WALL E1 LINER 36MM G | 010000937 | Standalone | DE0502165 | As per HSA registered indication(s)
Orthopaedics | Hip replacement - Acetabular component | Acetabular liner | Acetabular liner - Polyethylene | Biomet Orthopaedics | G7 HI-WALL E1 LINER 36MM H | 010000938 | Standalone | DE0502165 | As per HSA registered indication(s)
Orthopaedics | Hip replacement - Acetabular component | Acetabular liner | Acetabular liner - Polyethylene | Biomet Orthopaedics | G7 HI-WALL E1 LINER 36MM I | 010000939 | Standalone | DE0502165 | As per HSA registered indication(s)
Orthopaedics | Hip replacement - Acetabular component | Acetabular liner | Acetabular liner - Polyethylene | Biomet Orthopaedics | G7 HI-WALL E1 LINER 36MM J | 010000940 | Standalone | DE0502165 | As per HSA registered indication(s)
Orthopaedics | Hip replacement - Acetabular component | Acetabular liner | Acetabular liner - Polyethylene | Biomet Orthopaedics | G7 HI-WALL E1 LINER 40MM F | 010000942 | Standalone | DE0502165 | As per HSA registered indication(s)
Orthopaedics | Hip replacement - Acetabular component | Acetabular liner | Acetabular liner - Polyethylene | Biomet Orthopaedics | G7 HI-WALL E1 LINER 40MM G | 010000943 | Standalone | DE0502165 | As per HSA registered indication(s)
Orthopaedics | Hip replacement - Acetabular component | Acetabular liner | Acetabular liner - Polyethylene | Biomet Orthopaedics | G7 HI-WALL E1 LINER 40MM H | 010000944 | Standalone | DE0502165 | As per HSA registered indication(s)
Orthopaedics | Hip replacement - Acetabular component | Acetabular liner | Acetabular liner - Polyethylene | Biomet Orthopaedics | G7 HI-WALL E1 LINER 40MM I | 010000945 | Standalone | DE0502165 | As per HSA registered indication(s)
Orthopaedics | Hip replacement - Acetabular component | Acetabular liner | Acetabular liner - Polyethylene | Biomet Orthopaedics | G7 HI-WALL E1 LINER 40MM J | 010000946 | Standalone | DE0502165 | As per HSA registered indication(s)
Orthopaedics | Hip replacement - Acetabular component | Acetabular liner | Acetabular liner - Polyethylene | Biomet Orthopaedics | G7 HI-WALL E1 LINER 44MM H | 010000948 | Standalone | DE0502165 | As per HSA registered indication(s)
Orthopaedics | Hip replacement - Acetabular component | Acetabular liner | Acetabular liner - Polyethylene | Biomet Orthopaedics | G7 HI-WALL E1 LINER 44MM I | 010000949 | Standalone | DE0502165 | As per HSA registered indication(s)
Orthopaedics | Hip replacement - Acetabular component | Acetabular liner | Acetabular liner - Polyethylene | Biomet Orthopaedics | G7 HI-WALL E1 LINER 44MM J | 010000950 | Standalone | DE0502165 | As per HSA registered indication(s)
Orthopaedics | Hip replacement - Acetabular component | Acetabular liner | Acetabular liner - Polyethylene | Biomet Orthopaedics | G7 NEUTRAL E1 LINER 28MM A | 010000835 | Standalone | DE0502165 | As per HSA registered indication(s)
Orthopaedics | Hip replacement - Acetabular component | Acetabular liner | Acetabular liner - Polyethylene | Biomet Orthopaedics | G7 NEUTRAL E1 LINER 28MM B | 010000836 | Standalone | DE0502165 | As per HSA registered indication(s)
Orthopaedics | Hip replacement - Acetabular component | Acetabular liner | Acetabular liner - Polyethylene | Biomet Orthopaedics | G7 NEUTRAL E1 LINER 28MM C | 010000837 | Standalone | DE0502165 | As per HSA registered indication(s)
Orthopaedics | Hip replacement - Acetabular component | Acetabular liner | Acetabular liner - Polyethylene | Biomet Orthopaedics | G7 NEUTRAL E1 LINER 28MM D | 010000838 | Standalone | DE0502165 | As per HSA registered indication(s)
Orthopaedics | Hip replacement - Acetabular component | Acetabular liner | Acetabular liner - Polyethylene | Biomet Orthopaedics | G7 NEUTRAL E1 LINER 28MM E | 010000839 | Standalone | DE0502165 | As per HSA registered indication(s)
Orthopaedics | Hip replacement - Acetabular component | Acetabular liner | Acetabular liner - Polyethylene | Biomet Orthopaedics | G7 NEUTRAL E1 LINER 28MM F | 010000840 | Standalone | DE0502165 | As per HSA registered indication(s)
Orthopaedics | Hip replacement - Acetabular component | Acetabular liner | Acetabular liner - Polyethylene | Biomet Orthopaedics | G7 NEUTRAL E1 LINER 28MM G | 010000841 | Standalone | DE0502165 | As per HSA registered indication(s)
Orthopaedics | Hip replacement - Acetabular component | Acetabular liner | Acetabular liner - Polyethylene | Biomet Orthopaedics | G7 NEUTRAL E1 LINER 32MM B | 010000846 | Standalone | DE0502165 | As per HSA registered indication(s)
Orthopaedics | Hip replacement - Acetabular component | Acetabular liner | Acetabular liner - Polyethylene | Biomet Orthopaedics | G7 NEUTRAL E1 LINER 32MM C | 010000847 | Standalone | DE0502165 | As per HSA registered indication(s)
Orthopaedics | Hip replacement - Acetabular component | Acetabular liner | Acetabular liner - Polyethylene | Biomet Orthopaedics | G7 NEUTRAL E1 LINER 32MM D | 010000848 | Standalone | DE0502165 | As per HSA registered indication(s)
Orthopaedics | Hip replacement - Acetabular component | Acetabular liner | Acetabular liner - Polyethylene | Biomet Orthopaedics | G7 NEUTRAL E1 LINER 32MM E | 010000849 | Standalone | DE0502165 | As per HSA registered indication(s)
Orthopaedics | Hip replacement - Acetabular component | Acetabular liner | Acetabular liner - Polyethylene | Biomet Orthopaedics | G7 NEUTRAL E1 LINER 32MM F | 010000850 | Standalone | DE0502165 | As per HSA registered indication(s)
Orthopaedics | Hip replacement - Acetabular component | Acetabular liner | Acetabular liner - Polyethylene | Biomet Orthopaedics | G7 NEUTRAL E1 LINER 32MM G | 010000851 | Standalone | DE0502165 | As per HSA registered indication(s)
Orthopaedics | Hip replacement - Acetabular component | Acetabular liner | Acetabular liner - Polyethylene | Biomet Orthopaedics | G7 NEUTRAL E1 LINER 32MM H | 010000852 | Standalone | DE0502165 | As per HSA registered indication(s)
Orthopaedics | Hip replacement - Acetabular component | Acetabular liner | Acetabular liner - Polyethylene | Biomet Orthopaedics | G7 NEUTRAL E1 LINER 36MM D | 010000856 | Standalone | DE0502165 | As per HSA registered indication(s)
Orthopaedics | Hip replacement - Acetabular component | Acetabular liner | Acetabular liner - Polyethylene | Biomet Orthopaedics | G7 NEUTRAL E1 LINER 36MM E | 010000857 | Standalone | DE0502165 | As per HSA registered indication(s)
Orthopaedics | Hip replacement - Acetabular component | Acetabular liner | Acetabular liner - Polyethylene | Biomet Orthopaedics | G7 NEUTRAL E1 LINER 36MM F | 010000858 | Standalone | DE0502165 | As per HSA registered indication(s)
Orthopaedics | Hip replacement - Acetabular component | Acetabular liner | Acetabular liner - Polyethylene | Biomet Orthopaedics | G7 NEUTRAL E1 LINER 36MM G | 010000859 | Standalone | DE0502165 | As per HSA registered indication(s)
Orthopaedics | Hip replacement - Acetabular component | Acetabular liner | Acetabular liner - Polyethylene | Biomet Orthopaedics | G7 NEUTRAL E1 LINER 36MM H | 010000860 | Standalone | DE0502165 | As per HSA registered indication(s)
Orthopaedics | Hip replacement - Acetabular component | Acetabular liner | Acetabular liner - Polyethylene | Biomet Orthopaedics | G7 NEUTRAL E1 LINER 36MM I | 010000861 | Standalone | DE0502165 | As per HSA registered indication(s)
Orthopaedics | Hip replacement - Acetabular component | Acetabular liner | Acetabular liner - Polyethylene | Biomet Orthopaedics | G7 NEUTRAL E1 LINER 36MM J | 010000862 | Standalone | DE0502165 | As per HSA registered indication(s)
Orthopaedics | Hip replacement - Acetabular component | Acetabular liner | Acetabular liner - Polyethylene | Biomet Orthopaedics | G7 NEUTRAL E1 LINER 40MM F | 010000864 | Standalone | DE0502165 | As per HSA registered indication(s)
Orthopaedics | Hip replacement - Acetabular component | Acetabular liner | Acetabular liner - Polyethylene | Biomet Orthopaedics | G7 NEUTRAL E1 LINER 40MM G | 010000865 | Standalone | DE0502165 | As per HSA registered indication(s)
Orthopaedics | Hip replacement - Acetabular component | Acetabular liner | Acetabular liner - Polyethylene | Biomet Orthopaedics | G7 NEUTRAL E1 LINER 40MM H | 010000866 | Standalone | DE0502165 | As per HSA registered indication(s)
Orthopaedics | Hip replacement - Acetabular component | Acetabular liner | Acetabular liner - Polyethylene | Biomet Orthopaedics | G7 NEUTRAL E1 LINER 40MM I | 010000867 | Standalone | DE0502165 | As per HSA registered indication(s)
Orthopaedics | Hip replacement - Acetabular component | Acetabular liner | Acetabular liner - Polyethylene | Biomet Orthopaedics | G7 NEUTRAL E1 LINER 40MM J | 010000868 | Standalone | DE0502165 | As per HSA registered indication(s)
Orthopaedics | Hip replacement - Acetabular component | Acetabular liner | Acetabular liner - Polyethylene | Biomet Orthopaedics | G7 NEUTRAL E1 LINER 44MM H | 010000870 | Standalone | DE0502165 | As per HSA registered indication(s)
Orthopaedics | Hip replacement - Acetabular component | Acetabular liner | Acetabular liner - Polyethylene | Biomet Orthopaedics | G7 NEUTRAL E1 LINER 44MM I | 010000871 | Standalone | DE0502165 | As per HSA registered indication(s)
Orthopaedics | Hip replacement - Acetabular component | Acetabular liner | Acetabular liner - Polyethylene | Biomet Orthopaedics | G7 NEUTRAL E1 LINER 44MM J | 010000872 | Standalone | DE0502165 | As per HSA registered indication(s)
Orthopaedics | Hip replacement - Acetabular component | Acetabular liner | Acetabular liner - Polyethylene | STRYKER HOWMEDICA OSTEONICS | TRIDENT 10D CROSSFIRE INSERT 22MM ID 42MM OD | 6211022A | Standalone | DE0003746 | As per HSA registered indication(s)
Orthopaedics | Hip replacement - Acetabular component | Acetabular liner | Acetabular liner - Polyethylene | STRYKER HOWMEDICA OSTEONICS | TRIDENT 10D CROSSFIRE INSERT 22MM ID 44MM OD | 6211022B | Standalone | DE0003746 | As per HSA registered indication(s)
Orthopaedics | Hip replacement - Acetabular component | Acetabular liner | Acetabular liner - Polyethylene | STRYKER HOWMEDICA OSTEONICS | TRIDENT 10D CROSSFIRE INSERT 28MM ID 46MM OD | 6211028C | Standalone | DE0004484 | As per HSA registered indication(s)
Orthopaedics | Hip replacement - Acetabular component | Acetabular liner | Acetabular liner - Polyethylene | STRYKER HOWMEDICA OSTEONICS | TRIDENT 10D CROSSFIRE INSERT 28MM ID 48-50MM OD | 6211028D | Standalone | DE0003746 | As per HSA registered indication(s)
Orthopaedics | Hip replacement - Acetabular component | Acetabular liner | Acetabular liner - Polyethylene | STRYKER HOWMEDICA OSTEONICS | TRIDENT 10D CROSSFIRE INSERT 32MM ID 48-50MM OD | 6211032D | Standalone | DE0003746 | As per HSA registered indication(s)
Orthopaedics | Hip replacement - Acetabular component | Acetabular liner | Acetabular liner - Polyethylene | STRYKER HOWMEDICA OSTEONICS | TRIDENT 10D CROSSFIRE INSERT 32MM ID 52-54MM OD | 6211032E | Standalone | DE0003746 | As per HSA registered indication(s)
Orthopaedics | Hip replacement - Acetabular component | Acetabular liner | Acetabular liner - Polyethylene | STRYKER HOWMEDICA OSTEONICS | TRIDENT 10D CROSSFIRE INSERT 32MM ID 56-58MM OD | 6211032F | Standalone | DE0003746 | As per HSA registered indication(s)
Orthopaedics | Hip replacement - Acetabular component | Acetabular liner | Acetabular liner - Polyethylene | STRYKER HOWMEDICA OSTEONICS | TRIDENT 10D CROSSFIRE INSERT 36MM ID 52-54MM OD | 6211036E | Standalone | DE0004484 | As per HSA registered indication(s)
Orthopaedics | Hip replacement - Acetabular component | Acetabular liner | Acetabular liner - Polyethylene | STRYKER HOWMEDICA OSTEONICS | TRIDENT 10D CROSSFIRE INSERT 36MM ID 56-58MM OD | 6211036F | Standalone | DE0004484 | As per HSA registered indication(s)
Orthopaedics | Hip replacement - Acetabular component | Acetabular liner | Acetabular liner - Crosslinked polyethylene | DePuy Orthopaedics | ALTRX +4 32X48 | 122132448 | Standalone | DE0005672 | As per HSA registered indication(s)
Orthopaedics | Hip replacement - Acetabular component | Acetabular liner | Acetabular liner - Crosslinked polyethylene | DePuy Orthopaedics | ALTRX +4 32X50 | 122132450 | Standalone | DE0005672 | As per HSA registered indication(s)
Orthopaedics | Hip replacement - Acetabular component | Acetabular liner | Acetabular liner - Crosslinked polyethylene | DePuy Orthopaedics | Altrx +4 36 x 56 | 122136456 | Standalone | DE0005672 | As per HSA registered indication(s)
Orthopaedics | Hip replacement - Acetabular component | Acetabular liner | Acetabular liner - Crosslinked polyethylene | DePuy Orthopaedics | ALTRX +4 36X52 | 122136452 | Standalone | DE0005672 | As per HSA registered indication(s)
Orthopaedics | Hip replacement - Acetabular component | Acetabular liner | Acetabular liner - Crosslinked polyethylene | DePuy Orthopaedics | ALTRX +4 36X54 | 122136454 | Standalone | DE0005672 | As per HSA registered indication(s)
Orthopaedics | Hip replacement - Acetabular component | Acetabular liner | Acetabular liner - Crosslinked polyethylene | DePuy Orthopaedics | ALTRX +4 36X58 | 122136458 | Standalone | DE0005672 | As per HSA registered indication(s)
Orthopaedics | Hip replacement - Acetabular component | Acetabular liner | Acetabular liner - Crosslinked polyethylene | DePuy Orthopaedics | ALTRX +4 36X60 | 122136460 | Standalone | DE0005672 | As per HSA registered indication(s)
Orthopaedics | Hip replacement - Acetabular component | Acetabular liner | Acetabular liner - Crosslinked polyethylene | DePuy Orthopaedics | ALTRX +4 36X62 | 122136462 | Standalone | DE0005672 | As per HSA registered indication(s)
Orthopaedics | Hip replacement - Acetabular component | Acetabular liner | Acetabular liner - Crosslinked polyethylene | DePuy Orthopaedics | ALTRX +4 10 DEG 28X44 | 122128144 | Standalone | DE0005672 | As per HSA registered indication(s)
Orthopaedics | Hip replacement - Acetabular component | Acetabular liner | Acetabular liner - Crosslinked polyethylene | DePuy Orthopaedics | ALTRX +4 10 DEG 28X46 | 122128146 | Standalone | DE0005672 | As per HSA registered indication(s)
Orthopaedics | Hip replacement - Acetabular component | Acetabular liner | Acetabular liner - Crosslinked polyethylene | DePuy Orthopaedics | ALTRX +4 10 DEG 32X48 | 122132148 | Standalone | DE0005672 | As per HSA registered indication(s)
Orthopaedics | Hip replacement - Acetabular component | Acetabular liner | Acetabular liner - Crosslinked polyethylene | DePuy Orthopaedics | ALTRX +4 10 DEG 32X50 | 122132150 | Standalone | DE0005672 | As per HSA registered indication(s)
Orthopaedics | Hip replacement - Acetabular component | Acetabular liner | Acetabular liner - Crosslinked polyethylene | DePuy Orthopaedics | ALTRX +4 10 DEG 36X52 | 122136152 | Standalone | DE0005672 | As per HSA registered indication(s)
Orthopaedics | Hip replacement - Acetabular component | Acetabular liner | Acetabular liner - Crosslinked polyethylene | DePuy Orthopaedics | ALTRX +4 10 DEG 36X54 | 122136154 | Standalone | DE0005672 | As per HSA registered indication(s)
Orthopaedics | Hip replacement - Acetabular component | Acetabular liner | Acetabular liner - Crosslinked polyethylene | DePuy Orthopaedics | ALTRX +4 10 DEG 36X56 | 122136156 | Standalone | DE0005672 | As per HSA registered indication(s)
Orthopaedics | Hip replacement - Acetabular component | Acetabular liner | Acetabular liner - Crosslinked polyethylene | DePuy Orthopaedics | ALTRX +4 10 DEG 36X58 | 122136158 | Standalone | DE0005672 | As per HSA registered indication(s)
Orthopaedics | Hip replacement - Acetabular component | Acetabular liner | Acetabular liner - Crosslinked polyethylene | DePuy Orthopaedics | ALTRX +4 10 DEG 36X60 | 122136160 | Standalone | DE0005672 | As per HSA registered indication(s)
Orthopaedics | Hip replacement - Acetabular component | Acetabular liner | Acetabular liner - Crosslinked polyethylene | DePuy Orthopaedics | ALTRX +4 10 DEG 36X62 | 122136162 | Standalone | DE0005672 | As per HSA registered indication(s)
Orthopaedics | Hip replacement - Acetabular component | Acetabular liner | Acetabular liner - Crosslinked polyethylene | DePuy Orthopaedics | ALTRX +4 10D 28IDX48OD | 122128148 | Standalone | DE0005672 | As per HSA registered indication(s)
Orthopaedics | Hip replacement - Acetabular component | Acetabular liner | Acetabular liner - Crosslinked polyethylene | DePuy Orthopaedics | ALTRX +4 10D 28IDX50OD | 122128150 | Standalone | DE0005672 | As per HSA registered indication(s)
Orthopaedics | Hip replacement - Acetabular component | Acetabular liner | Acetabular liner - Crosslinked polyethylene | DePuy Orthopaedics | ALTRX +4 10D 32IDX52OD | 122132152 | Standalone | DE0005672 | As per HSA registered indication(s)
Orthopaedics | Hip replacement - Acetabular component | Acetabular liner | Acetabular liner - Crosslinked polyethylene | DePuy Orthopaedics | ALTRX +4 10D 32IDX54OD | 122132154 | Standalone | DE0005672 | As per HSA registered indication(s)
Orthopaedics | Hip replacement - Acetabular component | Acetabular liner | Acetabular liner - Crosslinked polyethylene | DePuy Orthopaedics | ALTRX +4 10D 40IDX56OD | 122140156 | Standalone | DE0005672 | As per HSA registered indication(s)
Orthopaedics | Hip replacement - Acetabular component | Acetabular liner | Acetabular liner - Crosslinked polyethylene | DePuy Orthopaedics | ALTRX +4 10D 40IDX62OD | 122140162 | Standalone | DE0005672 | As per HSA registered indication(s)
Orthopaedics | Hip replacement - Acetabular component | Acetabular liner | Acetabular liner - Crosslinked polyethylene | DePuy Orthopaedics | ALTRX +4 10D 40IDX64OD | 122140164 | Standalone | DE0005672 | As per HSA registered indication(s)
Orthopaedics | Hip replacement - Acetabular component | Acetabular liner | Acetabular liner - Crosslinked polyethylene | DePuy Orthopaedics | ALTRX +4 10D 40IDX66OD | 122140166 | Standalone | DE0005672 | As per HSA registered indication(s)
Orthopaedics | Hip replacement - Acetabular component | Acetabular liner | Acetabular liner - Crosslinked polyethylene | DePuy Orthopaedics | ALTRX +4 10D 40IDX68OD | 122140168 | Standalone | DE0005672 | As per HSA registered indication(s)
Orthopaedics | Hip replacement - Acetabular component | Acetabular liner | Acetabular liner - Crosslinked polyethylene | DePuy Orthopaedics | ALTRX +4 10D 40IDX70OD | 122140170 | Standalone | DE0005672 | As per HSA registered indication(s)
Orthopaedics | Hip replacement - Acetabular component | Acetabular liner | Acetabular liner - Crosslinked polyethylene | DePuy Orthopaedics | ALTRX +4 10D 40IDX72OD | 122140172 | Standalone | DE0005672 | As per HSA registered indication(s)
Orthopaedics | Hip replacement - Acetabular component | Acetabular liner | Acetabular liner - Crosslinked polyethylene | DePuy Orthopaedics | ALTRX +4 10D 40IDX74OD | 122140174 | Standalone | DE0005672 | As per HSA registered indication(s)
Orthopaedics | Hip replacement - Acetabular component | Acetabular liner | Acetabular liner - Crosslinked polyethylene | DePuy Orthopaedics | ALTRX +4 10D 40IDX76OD | 122140176 | Standalone | DE0005672 | As per HSA registered indication(s)
Orthopaedics | Hip replacement - Acetabular component | Acetabular liner | Acetabular liner - Crosslinked polyethylene | DePuy Orthopaedics | ALTRX +4 NEUT 28IDX48OD | 122128448 | Standalone | DE0005672 | As per HSA registered indication(s)
Orthopaedics | Hip replacement - Acetabular component | Acetabular liner | Acetabular liner - Crosslinked polyethylene | DePuy Orthopaedics | ALTRX +4 NEUT 28IDX50OD | 122128450 | Standalone | DE0005672 | As per HSA registered indication(s)
Orthopaedics | Hip replacement - Acetabular component | Acetabular liner | Acetabular liner - Crosslinked polyethylene | DePuy Orthopaedics | ALTRX +4 NEUT 32IDX52OD | 122132452 | Standalone | DE0005672 | As per HSA registered indication(s)
Orthopaedics | Hip replacement - Acetabular component | Acetabular liner | Acetabular liner - Crosslinked polyethylene | DePuy Orthopaedics | ALTRX +4 NEUT 32IDX54OD | 122132454 | Standalone | DE0005672 | As per HSA registered indication(s)
Orthopaedics | Hip replacement - Acetabular component | Acetabular liner | Acetabular liner - Crosslinked polyethylene | DePuy Orthopaedics | ALTRX +4 NEUT 32IDX56OD | 122132456 | Standalone | DE0005672 | As per HSA registered indication(s)
Orthopaedics | Hip replacement - Acetabular component | Acetabular liner | Acetabular liner - Crosslinked polyethylene | DePuy Orthopaedics | ALTRX +4 NEUT 32IDX58OD | 122132458 | Standalone | DE0005672 | As per HSA registered indication(s)
Orthopaedics | Hip replacement - Acetabular component | Acetabular liner | Acetabular liner - Crosslinked polyethylene | DePuy Orthopaedics | ALTRX +4 NEUT 32IDX60OD | 122132460 | Standalone | DE0005672 | As per HSA registered indication(s)
Orthopaedics | Hip replacement - Acetabular component | Acetabular liner | Acetabular liner - Crosslinked polyethylene | DePuy Orthopaedics | ALTRX +4 NEUT 32IDX62OD | 122132462 | Standalone | DE0005672 | As per HSA registered indication(s)
Orthopaedics | Hip replacement - Acetabular component | Acetabular liner | Acetabular liner - Crosslinked polyethylene | DePuy Orthopaedics | ALTRX +4 NEUT 32IDX64OD | 122132464 | Standalone | DE0005672 | As per HSA registered indication(s)
Orthopaedics | Hip replacement - Acetabular component | Acetabular liner | Acetabular liner - Crosslinked polyethylene | DePuy Orthopaedics | ALTRX +4 NEUT 32IDX66OD | 122132466 | Standalone | DE0005672 | As per HSA registered indication(s)
Orthopaedics | Hip replacement - Acetabular component | Acetabular liner | Acetabular liner - Crosslinked polyethylene | DePuy Orthopaedics | ALTRX +4 NEUT 32IDX68OD | 122132468 | Standalone | DE0005672 | As per HSA registered indication(s)
Orthopaedics | Hip replacement - Acetabular component | Acetabular liner | Acetabular liner - Crosslinked polyethylene | DePuy Orthopaedics | ALTRX +4 NEUT 32IDX70OD | 122132470 | Standalone | DE0005672 | As per HSA registered indication(s)
Orthopaedics | Hip replacement - Acetabular component | Acetabular liner | Acetabular liner - Crosslinked polyethylene | DePuy Orthopaedics | ALTRX +4 NEUT 32IDX72OD | 122132472 | Standalone | DE0005672 | As per HSA registered indication(s)
Orthopaedics | Hip replacement - Acetabular component | Acetabular liner | Acetabular liner - Crosslinked polyethylene | DePuy Orthopaedics | ALTRX +4 NEUT 32IDX74OD | 122132474 | Standalone | DE0005672 | As per HSA registered indication(s)
Orthopaedics | Hip replacement - Acetabular component | Acetabular liner | Acetabular liner - Crosslinked polyethylene | DePuy Orthopaedics | ALTRX +4 NEUT 32IDX76OD | 122132476 | Standalone | DE0005672 | As per HSA registered indication(s)
Orthopaedics | Hip replacement - Acetabular component | Acetabular liner | Acetabular liner - Crosslinked polyethylene | DePuy Orthopaedics | ALTRX +4 NEUT 40IDX56OD | 122140456 | Standalone | DE0005672 | As per HSA registered indication(s)
Orthopaedics | Hip replacement - Acetabular component | Acetabular liner | Acetabular liner - Crosslinked polyethylene | DePuy Orthopaedics | ALTRX +4 NEUT 40IDX58OD | 122140458 | Standalone | DE0005672 | As per HSA registered indication(s)
Orthopaedics | Hip replacement - Acetabular component | Acetabular liner | Acetabular liner - Crosslinked polyethylene | DePuy Orthopaedics | ALTRX +4 NEUT 40IDX60OD | 122140460 | Standalone | DE0005672 | As per HSA registered indication(s)
Orthopaedics | Hip replacement - Acetabular component | Acetabular liner | Acetabular liner - Crosslinked polyethylene | DePuy Orthopaedics | ALTRX +4 NEUT 40IDX62OD | 122140462 | Standalone | DE0005672 | As per HSA registered indication(s)
Orthopaedics | Hip replacement - Acetabular component | Acetabular liner | Acetabular liner - Crosslinked polyethylene | DePuy Orthopaedics | ALTRX +4 NEUT 40IDX64OD | 122140464 | Standalone | DE0005672 | As per HSA registered indication(s)
Orthopaedics | Hip replacement - Acetabular component | Acetabular liner | Acetabular liner - Crosslinked polyethylene | DePuy Orthopaedics | ALTRX +4 NEUT 40IDX66OD | 122140466 | Standalone | DE0005672 | As per HSA registered indication(s)
Orthopaedics | Hip replacement - Acetabular component | Acetabular liner | Acetabular liner - Crosslinked polyethylene | DePuy Orthopaedics | ALTRX +4 NEUT 40IDX68OD | 122140468 | Standalone | DE0005672 | As per HSA registered indication(s)
Orthopaedics | Hip replacement - Acetabular component | Acetabular liner | Acetabular liner - Crosslinked polyethylene | DePuy Orthopaedics | ALTRX +4 NEUT 40IDX70OD | 122140470 | Standalone | DE0005672 | As per HSA registered indication(s)
Orthopaedics | Hip replacement - Acetabular component | Acetabular liner | Acetabular liner - Crosslinked polyethylene | DePuy Orthopaedics | ALTRX +4 NEUT 40IDX72OD | 122140472 | Standalone | DE0005672 | As per HSA registered indication(s)
Orthopaedics | Hip replacement - Acetabular component | Acetabular liner | Acetabular liner - Crosslinked polyethylene | DePuy Orthopaedics | ALTRX +4 NEUT 40IDX74OD | 122140474 | Standalone | DE0005672 | As per HSA registered indication(s)
Orthopaedics | Hip replacement - Acetabular component | Acetabular liner | Acetabular liner - Crosslinked polyethylene | DePuy Orthopaedics | ALTRX +4 NEUT 40IDX76OD | 122140476 | Standalone | DE0005672 | As per HSA registered indication(s)
Orthopaedics | Hip replacement - Acetabular component | Acetabular liner | Acetabular liner - Crosslinked polyethylene | DePuy Orthopaedics | ALTRX LD +4 10DEG 40X58 | 122140158 | Standalone | DE0005672 | As per HSA registered indication(s)
Orthopaedics | Hip replacement - Acetabular component | Acetabular liner | Acetabular liner - Crosslinked polyethylene | DePuy Orthopaedics | ALTRX LD +4 10DEG 40X60 | 122140160 | Standalone | DE0005672 | As per HSA registered indication(s)
Orthopaedics | Hip replacement - Acetabular component | Acetabular liner | Acetabular liner - Crosslinked polyethylene | DePuy Orthopaedics | ALTRX LIP LNR 28IDX54OD | 122128254 | Standalone | DE0005672 | As per HSA registered indication(s)
Orthopaedics | Hip replacement - Acetabular component | Acetabular liner | Acetabular liner - Crosslinked polyethylene | DePuy Orthopaedics | ALTRX LIPPED 28x48 | 122128248 | Standalone | DE0005672 | As per HSA registered indication(s)
Orthopaedics | Hip replacement - Acetabular component | Acetabular liner | Acetabular liner - Crosslinked polyethylene | DePuy Orthopaedics | ALTRX LIPPED 28x50 | 122128250 | Standalone | DE0005672 | As per HSA registered indication(s)
Orthopaedics | Hip replacement - Acetabular component | Acetabular liner | Acetabular liner - Crosslinked polyethylene | DePuy Orthopaedics | ALTRX LIPPED 28x52 | 122128252 | Standalone | DE0005672 | As per HSA registered indication(s)
Orthopaedics | Hip replacement - Acetabular component | Acetabular liner | Acetabular liner - Crosslinked polyethylene | DePuy Orthopaedics | ALTRX LIPPED 32x52 | 122132252 | Standalone | DE0005672 | As per HSA registered indication(s)
Orthopaedics | Hip replacement - Acetabular component | Acetabular liner | Acetabular liner - Crosslinked polyethylene | DePuy Orthopaedics | ALTRX LIPPED 32x54 | 122132254 | Standalone | DE0005672 | As per HSA registered indication(s)
Orthopaedics | Hip replacement - Acetabular component | Acetabular liner | Acetabular liner - Crosslinked polyethylene | DePuy Orthopaedics | ALTRX LIPPED 32x56 | 122132256 | Standalone | DE0005672 | As per HSA registered indication(s)
Orthopaedics | Hip replacement - Acetabular component | Acetabular liner | Acetabular liner - Crosslinked polyethylene | DePuy Orthopaedics | ALTRX LIPPED 32x58 | 122132258 | Standalone | DE0005672 | As per HSA registered indication(s)
Orthopaedics | Hip replacement - Acetabular component | Acetabular liner | Acetabular liner - Crosslinked polyethylene | DePuy Orthopaedics | ALTRX LIPPED 32x60 | 122132260 | Standalone | DE0005672 | As per HSA registered indication(s)
Orthopaedics | Hip replacement - Acetabular component | Acetabular liner | Acetabular liner - Crosslinked polyethylene | DePuy Orthopaedics | ALTRX LIPPED 32X62 | 122132262 | Standalone | DE0005672 | As per HSA registered indication(s)
Orthopaedics | Hip replacement - Acetabular component | Acetabular liner | Acetabular liner - Crosslinked polyethylene | DePuy Orthopaedics | ALTRX LIPPED 32X64 | 122132264 | Standalone | DE0005672 | As per HSA registered indication(s)
Orthopaedics | Hip replacement - Acetabular component | Acetabular liner | Acetabular liner - Crosslinked polyethylene | DePuy Orthopaedics | ALTRX LIPPED 32X66 | 122132266 | Standalone | DE0005672 | As per HSA registered indication(s)
Orthopaedics | Hip replacement - Acetabular component | Acetabular liner | Acetabular liner - Crosslinked polyethylene | DePuy Orthopaedics | ALTRX LIPPED 36x56 | 122136256 | Standalone | DE0005672 | As per HSA registered indication(s)
Orthopaedics | Hip replacement - Acetabular component | Acetabular liner | Acetabular liner - Crosslinked polyethylene | DePuy Orthopaedics | ALTRX LIPPED 36x58 | 122136258 | Standalone | DE0005672 | As per HSA registered indication(s)
Orthopaedics | Hip replacement - Acetabular component | Acetabular liner | Acetabular liner - Crosslinked polyethylene | DePuy Orthopaedics | ALTRX LIPPED 36x60 | 122136260 | Standalone | DE0005672 | As per HSA registered indication(s)
Orthopaedics | Hip replacement - Acetabular component | Acetabular liner | Acetabular liner - Crosslinked polyethylene | DePuy Orthopaedics | ALTRX NEUT 28IDX48OD | 122128048 | Standalone | DE0005672 | As per HSA registered indication(s)
Orthopaedics | Hip replacement - Acetabular component | Acetabular liner | Acetabular liner - Crosslinked polyethylene | DePuy Orthopaedics | ALTRX NEUT 28IDX50OD | 122128050 | Standalone | DE0005672 | As per HSA registered indication(s)
Orthopaedics | Hip replacement - Acetabular component | Acetabular liner | Acetabular liner - Crosslinked polyethylene | DePuy Orthopaedics | ALTRX NEUT 28IDX52OD | 122128052 | Standalone | DE0005672 | As per HSA registered indication(s)
Orthopaedics | Hip replacement - Acetabular component | Acetabular liner | Acetabular liner - Crosslinked polyethylene | DePuy Orthopaedics | ALTRX NEUT 28IDX54OD | 122128054 | Standalone | DE0005672 | As per HSA registered indication(s)
Orthopaedics | Hip replacement - Acetabular component | Acetabular liner | Acetabular liner - Crosslinked polyethylene | DePuy Orthopaedics | ALTRX NEUT 32IDX52OD | 122132052 | Standalone | DE0005672 | As per HSA registered indication(s)
Orthopaedics | Hip replacement - Acetabular component | Acetabular liner | Acetabular liner - Crosslinked polyethylene | DePuy Orthopaedics | ALTRX NEUT 32IDX54OD | 122132054 | Standalone | DE0005672 | As per HSA registered indication(s)
Orthopaedics | Hip replacement - Acetabular component | Acetabular liner | Acetabular liner - Crosslinked polyethylene | DePuy Orthopaedics | ALTRX NEUT 32IDX56OD | 122132056 | Standalone | DE0005672 | As per HSA registered indication(s)
Orthopaedics | Hip replacement - Acetabular component | Acetabular liner | Acetabular liner - Crosslinked polyethylene | DePuy Orthopaedics | ALTRX NEUT 32IDX58OD | 122132058 | Standalone | DE0005672 | As per HSA registered indication(s)
Orthopaedics | Hip replacement - Acetabular component | Acetabular liner | Acetabular liner - Crosslinked polyethylene | DePuy Orthopaedics | ALTRX NEUT 32IDX60OD | 122132060 | Standalone | DE0005672 | As per HSA registered indication(s)
Orthopaedics | Hip replacement - Acetabular component | Acetabular liner | Acetabular liner - Crosslinked polyethylene | DePuy Orthopaedics | ALTRX NEUT 32IDX62OD | 122132062 | Standalone | DE0005672 | As per HSA registered indication(s)
Orthopaedics | Hip replacement - Acetabular component | Acetabular liner | Acetabular liner - Crosslinked polyethylene | DePuy Orthopaedics | ALTRX NEUT 32IDX64OD | 122132064 | Standalone | DE0005672 | As per HSA registered indication(s)
Orthopaedics | Hip replacement - Acetabular component | Acetabular liner | Acetabular liner - Crosslinked polyethylene | DePuy Orthopaedics | ALTRX NEUT 32IDX66OD | 122132066 | Standalone | DE0005672 | As per HSA registered indication(s)
Orthopaedics | Hip replacement - Acetabular component | Acetabular liner | Acetabular liner - Crosslinked polyethylene | DePuy Orthopaedics | ALTRX NEUT 32IDX68OD | 122132068 | Standalone | DE0005672 | As per HSA registered indication(s)
Orthopaedics | Hip replacement - Acetabular component | Acetabular liner | Acetabular liner - Crosslinked polyethylene | DePuy Orthopaedics | ALTRX NEUT 32IDX70OD | 122132070 | Standalone | DE0005672 | As per HSA registered indication(s)
Orthopaedics | Hip replacement - Acetabular component | Acetabular liner | Acetabular liner - Crosslinked polyethylene | DePuy Orthopaedics | ALTRX NEUT 32IDX72OD | 122132072 | Standalone | DE0005672 | As per HSA registered indication(s)
Orthopaedics | Hip replacement - Acetabular component | Acetabular liner | Acetabular liner - Crosslinked polyethylene | DePuy Orthopaedics | ALTRX NEUT 32IDX74OD | 122132074 | Standalone | DE0005672 | As per HSA registered indication(s)
Orthopaedics | Hip replacement - Acetabular component | Acetabular liner | Acetabular liner - Crosslinked polyethylene | DePuy Orthopaedics | ALTRX NEUT 32IDX76OD | 122132076 | Standalone | DE0005672 | As per HSA registered indication(s)
Orthopaedics | Hip replacement - Acetabular component | Acetabular liner | Acetabular liner - Crosslinked polyethylene | DePuy Orthopaedics | ALTRX NEUT 40IDX56OD | 122140056 | Standalone | DE0005672 | As per HSA registered indication(s)
Orthopaedics | Hip replacement - Acetabular component | Acetabular liner | Acetabular liner - Crosslinked polyethylene | DePuy Orthopaedics | ALTRX NEUT 40IDX58OD | 122140058 | Standalone | DE0005672 | As per HSA registered indication(s)
Orthopaedics | Hip replacement - Acetabular component | Acetabular liner | Acetabular liner - Crosslinked polyethylene | DePuy Orthopaedics | ALTRX NEUT 40IDX60OD | 122140060 | Standalone | DE0005672 | As per HSA registered indication(s)
Orthopaedics | Hip replacement - Acetabular component | Acetabular liner | Acetabular liner - Crosslinked polyethylene | DePuy Orthopaedics | ALTRX NEUT 40IDX62OD | 122140062 | Standalone | DE0005672 | As per HSA registered indication(s)
Orthopaedics | Hip replacement - Acetabular component | Acetabular liner | Acetabular liner - Crosslinked polyethylene | DePuy Orthopaedics | ALTRX NEUT 40IDX64OD | 122140064 | Standalone | DE0005672 | As per HSA registered indication(s)
Orthopaedics | Hip replacement - Acetabular component | Acetabular liner | Acetabular liner - Crosslinked polyethylene | DePuy Orthopaedics | ALTRX NEUT 40IDX66OD | 122140066 | Standalone | DE0005672 | As per HSA registered indication(s)
Orthopaedics | Hip replacement - Acetabular component | Acetabular liner | Acetabular liner - Crosslinked polyethylene | DePuy Orthopaedics | ALTRX NEUT 40IDX68OD | 122140068 | Standalone | DE0005672 | As per HSA registered indication(s)
Orthopaedics | Hip replacement - Acetabular component | Acetabular liner | Acetabular liner - Crosslinked polyethylene | DePuy Orthopaedics | ALTRX NEUT 40IDX70OD | 122140070 | Standalone | DE0005672 | As per HSA registered indication(s)
Orthopaedics | Hip replacement - Acetabular component | Acetabular liner | Acetabular liner - Crosslinked polyethylene | DePuy Orthopaedics | ALTRX NEUT 40IDX72OD | 122140072 | Standalone | DE0005672 | As per HSA registered indication(s)
Orthopaedics | Hip replacement - Acetabular component | Acetabular liner | Acetabular liner - Crosslinked polyethylene | DePuy Orthopaedics | ALTRX NEUT 40IDX74OD | 122140074 | Standalone | DE0005672 | As per HSA registered indication(s)
Orthopaedics | Hip replacement - Acetabular component | Acetabular liner | Acetabular liner - Crosslinked polyethylene | DePuy Orthopaedics | ALTRX NEUT 40IDX76OD | 122140076 | Standalone | DE0005672 | As per HSA registered indication(s)
Orthopaedics | Hip replacement - Acetabular component | Acetabular liner | Acetabular liner - Crosslinked polyethylene | DePuy Orthopaedics | ALTRX NEUTRAL 28X44 | 122128044 | Standalone | DE0005672 | As per HSA registered indication(s)
Orthopaedics | Hip replacement - Acetabular component | Acetabular liner | Acetabular liner - Crosslinked polyethylene | DePuy Orthopaedics | ALTRX NEUTRAL 28X46 | 122128046 | Standalone | DE0005672 | As per HSA registered indication(s)
Orthopaedics | Hip replacement - Acetabular component | Acetabular liner | Acetabular liner - Crosslinked polyethylene | DePuy Orthopaedics | ALTRX NEUTRAL 32X48 | 122132048 | Standalone | DE0005672 | As per HSA registered indication(s)
Orthopaedics | Hip replacement - Acetabular component | Acetabular liner | Acetabular liner - Crosslinked polyethylene | DePuy Orthopaedics | ALTRX NEUTRAL 32X50 | 122132050 | Standalone | DE0005672 | As per HSA registered indication(s)
Orthopaedics | Hip replacement - Acetabular component | Acetabular liner | Acetabular liner - Crosslinked polyethylene | DePuy Orthopaedics | ALTRX NEUTRAL 36X52 | 122136052 | Standalone | DE0005672 | As per HSA registered indication(s)
Orthopaedics | Hip replacement - Acetabular component | Acetabular liner | Acetabular liner - Crosslinked polyethylene | DePuy Orthopaedics | ALTRX NEUTRAL 36X54 | 122136054 | Standalone | DE0005672 | As per HSA registered indication(s)
Orthopaedics | Hip replacement - Acetabular component | Acetabular liner | Acetabular liner - Crosslinked polyethylene | DePuy Orthopaedics | ALTRX NEUTRAL 36X56 | 122136056 | Standalone | DE0005672 | As per HSA registered indication(s)
Orthopaedics | Hip replacement - Acetabular component | Acetabular liner | Acetabular liner - Crosslinked polyethylene | DePuy Orthopaedics | ALTRX NEUTRAL 36X58 | 122136058 | Standalone | DE0005672 | As per HSA registered indication(s)
Orthopaedics | Hip replacement - Acetabular component | Acetabular liner | Acetabular liner - Crosslinked polyethylene | DePuy Orthopaedics | ALTRX NEUTRAL 36X60 | 122136060 | Standalone | DE0005672 | As per HSA registered indication(s)
Orthopaedics | Hip replacement - Acetabular component | Acetabular liner | Acetabular liner - Crosslinked polyethylene | DePuy Orthopaedics | ALTRX NEUTRAL 36X62 | 122136062 | Standalone | DE0005672 | As per HSA registered indication(s)
Orthopaedics | Hip replacement - Acetabular component | Acetabular liner | Acetabular liner - Crosslinked polyethylene | DePuy Orthopaedics | Marathon 38/22.225 Neutral | 121922038 | Standalone | DE0005672 | As per HSA registered indication(s)
Orthopaedics | Hip replacement - Acetabular component | Acetabular liner | Acetabular liner - Crosslinked polyethylene | DePuy Orthopaedics | Marathon 40/22.225 Neutral | 121922040 | Standalone | DE0005672 | As per HSA registered indication(s)
Orthopaedics | Hip replacement - Acetabular component | Acetabular liner | Acetabular liner - Crosslinked polyethylene | DePuy Orthopaedics | Marathon 42/22.225 Neutral | 121922042 | Standalone | DE0005672 | As per HSA registered indication(s)
Orthopaedics | Hip replacement - Acetabular component | Acetabular liner | Acetabular liner - Crosslinked polyethylene | DePuy Orthopaedics | PINN MAR +4 NEUT 36IDX54OD | 121936454 | Standalone | DE0005672 | As per HSA registered indication(s)
Orthopaedics | Hip replacement - Acetabular component | Acetabular liner | Acetabular liner - Crosslinked polyethylene | DePuy Orthopaedics | PINNACLE MAR +4 NEUT 48ODX32ID | 121932448 | Standalone | DE0005672 | As per HSA registered indication(s)
Orthopaedics | Hip replacement - Acetabular component | Acetabular liner | Acetabular liner - Crosslinked polyethylene | DePuy Orthopaedics | PINNACLE MAR +4 NEUT 50ODX32ID | 121932450 | Standalone | DE0005672 | As per HSA registered indication(s)
Orthopaedics | Hip replacement - Acetabular component | Acetabular liner | Acetabular liner - Crosslinked polyethylene | DePuy Orthopaedics | PINNACLE MAR +4 NEUT 52ODX36ID | 121936452 | Standalone | DE0005672 | As per HSA registered indication(s)
Orthopaedics | Hip replacement - Acetabular component | Acetabular liner | Acetabular liner - Crosslinked polyethylene | DePuy Orthopaedics | PINN MAR LIP LNR 28IDX50OD | 121928250 | Standalone | DE0005672 | As per HSA registered indication(s)
Orthopaedics | Hip replacement - Acetabular component | Acetabular liner | Acetabular liner - Crosslinked polyethylene | DePuy Orthopaedics | PINN MAR LIP LNR 28IDX52OD | 121928252 | Standalone | DE0005672 | As per HSA registered indication(s)
Orthopaedics | Hip replacement - Acetabular component | Acetabular liner | Acetabular liner - Crosslinked polyethylene | DePuy Orthopaedics | PINN MAR LIP LNR 32IDX52OD | 121932252 | Standalone | DE0005672 | As per HSA registered indication(s)
Orthopaedics | Hip replacement - Acetabular component | Acetabular liner | Acetabular liner - Crosslinked polyethylene | DePuy Orthopaedics | PINN MAR LIP LNR 32IDX54OD | 121932254 | Standalone | DE0005672 | As per HSA registered indication(s)
Orthopaedics | Hip replacement - Acetabular component | Acetabular liner | Acetabular liner - Crosslinked polyethylene | DePuy Orthopaedics | PINN MAR LIP LNR 32IDX56OD | 121932256 | Standalone | DE0005672 | As per HSA registered indication(s)
Orthopaedics | Hip replacement - Acetabular component | Acetabular liner | Acetabular liner - Crosslinked polyethylene | DePuy Orthopaedics | PINN MAR LIP LNR 32IDX60OD | 121932260 | Standalone | DE0005672 | As per HSA registered indication(s)
Orthopaedics | Hip replacement - Acetabular component | Acetabular liner | Acetabular liner - Crosslinked polyethylene | DePuy Orthopaedics | PINN MAR NEUT 28IDX44OD | 121928044 | Standalone | DE0005672 | As per HSA registered indication(s)
Orthopaedics | Hip replacement - Acetabular component | Acetabular liner | Acetabular liner - Crosslinked polyethylene | DePuy Orthopaedics | PINN MAR NEUT 28IDX46OD | 121928046 | Standalone | DE0005672 | As per HSA registered indication(s)
Orthopaedics | Hip replacement - Acetabular component | Acetabular liner | Acetabular liner - Crosslinked polyethylene | DePuy Orthopaedics | PINN MAR NEUT 28IDX48OD | 121928048 | Standalone | DE0005672 | As per HSA registered indication(s)
Orthopaedics | Hip replacement - Acetabular component | Acetabular liner | Acetabular liner - Crosslinked polyethylene | DePuy Orthopaedics | PINN MAR NEUT 28IDX52OD | 121928052 | Standalone | DE0005672 | As per HSA registered indication(s)
Orthopaedics | Hip replacement - Acetabular component | Acetabular liner | Acetabular liner - Crosslinked polyethylene | DePuy Orthopaedics | PINN MAR NEUT 32IDX56OD | 121932056 | Standalone | DE0005672 | As per HSA registered indication(s)
Orthopaedics | Hip replacement - Acetabular component | Acetabular liner | Acetabular liner - Crosslinked polyethylene | DePuy Orthopaedics | PINN MAR NEUT 32IDX58OD | 121932058 | Standalone | DE0005672 | As per HSA registered indication(s)
Orthopaedics | Hip replacement - Acetabular component | Acetabular liner | Acetabular liner - Crosslinked polyethylene | DePuy Orthopaedics | PINN MAR NEUT 36IDX56OD | 121936056 | Standalone | DE0005672 | As per HSA registered indication(s)
Orthopaedics | Hip replacement - Acetabular component | Acetabular liner | Acetabular liner - Crosslinked polyethylene | DePuy Orthopaedics | PINN MAR NEUT 36IDX58OD | 121936058 | Standalone | DE0005672 | As per HSA registered indication(s)
Orthopaedics | Hip replacement - Acetabular component | Acetabular liner | Acetabular liner - Crosslinked polyethylene | DePuy Orthopaedics | PINN MAR NEUT 36IDX60OD | 121936060 | Standalone | DE0005672 | As per HSA registered indication(s)
Orthopaedics | Hip replacement - Acetabular component | Acetabular liner | Acetabular liner - Crosslinked polyethylene | DePuy Orthopaedics | PINN MAR NEUT 36IDX62OD | 121936062 | Standalone | DE0005672 | As per HSA registered indication(s)
Orthopaedics | Hip replacement - Acetabular component | Acetabular liner | Acetabular liner - Crosslinked polyethylene | Smith+Nephew | R3 0 DEG XLPE ACET LNR 22MM X 40MM | 71334840 | Standalone | DE0017382 | As per HSA registered indication(s)
Orthopaedics | Hip replacement - Acetabular component | Acetabular liner | Acetabular liner - Crosslinked polyethylene | Smith+Nephew | R3 0 DEG XLPE ACET LNR 22MM X 42MM | 71334842 | Standalone | DE0017382 | As per HSA registered indication(s)
Orthopaedics | Hip replacement - Acetabular component | Acetabular liner | Acetabular liner - Crosslinked polyethylene | Smith+Nephew | R3 0 DEG XLPE ACET LNR 22MM X 44MM | 71334844 | Standalone | DE0017382 | As per HSA registered indication(s)
Orthopaedics | Hip replacement - Acetabular component | Acetabular liner | Acetabular liner - Crosslinked polyethylene | Smith+Nephew | R3 0 DEG XLPE ACET LNR 28MM X 46MM | 71337546 | Standalone | DE0017382 | As per HSA registered indication(s)
Orthopaedics | Hip replacement - Acetabular component | Acetabular liner | Acetabular liner - Crosslinked polyethylene | Smith+Nephew | R3 0 DEG XLPE ACET LNR 28MM X 48MM | 71337548 | Standalone | DE0017382 | As per HSA registered indication(s)
Orthopaedics | Hip replacement - Acetabular component | Acetabular liner | Acetabular liner - Crosslinked polyethylene | Smith+Nephew | R3 0 DEG XLPE ACET LNR 28MM X 50MM | 71337550 | Standalone | DE0017382 | As per HSA registered indication(s)
Orthopaedics | Hip replacement - Acetabular component | Acetabular liner | Acetabular liner - Crosslinked polyethylene | Smith+Nephew | R3 0 DEG XLPE ACET LNR 28MM X 52MM | 71337552 | Standalone | DE0017382 | As per HSA registered indication(s)
Orthopaedics | Hip replacement - Acetabular component | Acetabular liner | Acetabular liner - Crosslinked polyethylene | Smith+Nephew | R3 0 DEG XLPE ACET LNR 28MM X 54MM | 71337554 | Standalone | DE0017382 | As per HSA registered indication(s)
Orthopaedics | Hip replacement - Acetabular component | Acetabular liner | Acetabular liner - Crosslinked polyethylene | Smith+Nephew | R3 0 DEG XLPE ACET LNR 28MM X 56MM | 71337556 | Standalone | DE0017382 | As per HSA registered indication(s)
Orthopaedics | Hip replacement - Acetabular component | Acetabular liner | Acetabular liner - Crosslinked polyethylene | Smith+Nephew | R3 0 DEG XLPE ACET LNR 28MM X 58MM | 71337558 | Standalone | DE0017382 | As per HSA registered indication(s)
Orthopaedics | Hip replacement - Acetabular component | Acetabular liner | Acetabular liner - Crosslinked polyethylene | Smith+Nephew | R3 0 DEG XLPE ACET LNR 28MM X 60MM | 71337560 | Standalone | DE0017382 | As per HSA registered indication(s)
Orthopaedics | Hip replacement - Acetabular component | Acetabular liner | Acetabular liner - Crosslinked polyethylene | Smith+Nephew | R3 0 DEG XLPE ACET LNR 32MM X 48MM | 71339548 | Standalone | DE0017382 | As per HSA registered indication(s)
Orthopaedics | Hip replacement - Acetabular component | Acetabular liner | Acetabular liner - Crosslinked polyethylene | Smith+Nephew | R3 0 DEG XLPE ACET LNR 32MM X 50MM | 71339550 | Standalone | DE0017382 | As per HSA registered indication(s)
Orthopaedics | Hip replacement - Acetabular component | Acetabular liner | Acetabular liner - Crosslinked polyethylene | Smith+Nephew | R3 0 DEG XLPE ACET LNR 32MM X 52MM | 71339552 | Standalone | DE0017382 | As per HSA registered indication(s)
Orthopaedics | Hip replacement - Acetabular component | Acetabular liner | Acetabular liner - Crosslinked polyethylene | Smith+Nephew | R3 0 DEG XLPE ACET LNR 32MM X 56MM | 71339556 | Standalone | DE0017382 | As per HSA registered indication(s)
Orthopaedics | Hip replacement - Acetabular component | Acetabular liner | Acetabular liner - Crosslinked polyethylene | Smith+Nephew | R3 0 DEG XLPE ACET LNR 32MM X 58MM | 71339558 | Standalone | DE0017382 | As per HSA registered indication(s)
Orthopaedics | Hip replacement - Acetabular component | Acetabular liner | Acetabular liner - Crosslinked polyethylene | Smith+Nephew | R3 0 DEG XLPE ACET LNR 32MM X 60MM | 71339560 | Standalone | DE0017382 | As per HSA registered indication(s)
Orthopaedics | Hip replacement - Acetabular component | Acetabular liner | Acetabular liner - Crosslinked polyethylene | Smith+Nephew | R3 0 DEG XLPE ACET LNR 32MM X 62MM | 71339562 | Standalone | DE0017382 | As per HSA registered indication(s)
Orthopaedics | Hip replacement - Acetabular component | Acetabular liner | Acetabular liner - Crosslinked polyethylene | Smith+Nephew | R3 0 DEG XLPE ACET LNR 36MM X 52MM | 71332752 | Standalone | DE0017382 | As per HSA registered indication(s)
Orthopaedics | Hip replacement - Acetabular component | Acetabular liner | Acetabular liner - Crosslinked polyethylene | Smith+Nephew | R3 0 DEG XLPE ACET LNR 36MM X 54MM | 71332754 | Standalone | DE0017382 | As per HSA registered indication(s)
Orthopaedics | Hip replacement - Acetabular component | Acetabular liner | Acetabular liner - Crosslinked polyethylene | Smith+Nephew | R3 0 DEG XLPE ACET LNR 36MM X 58MM | 71332758 | Standalone | DE0017382 | As per HSA registered indication(s)
Orthopaedics | Hip replacement - Acetabular component | Acetabular liner | Acetabular liner - Crosslinked polyethylene | Smith+Nephew | R3 0 DEG XLPE ACET LNR 36MM X 60MM | 71332760 | Standalone | DE0017382 | As per HSA registered indication(s)
Orthopaedics | Hip replacement - Acetabular component | Acetabular liner | Acetabular liner - Crosslinked polyethylene | Smith+Nephew | R3 0 DEG XLPE ACET LNR 36MM X 62MM | 71332762 | Standalone | DE0017382 | As per HSA registered indication(s)
Orthopaedics | Hip replacement - Acetabular component | Acetabular liner | Acetabular liner - Crosslinked polyethylene | Smith+Nephew | R3 0 DEG XLPE ACET LNR 36MM X 64MM | 71332764 | Standalone | DE0017382 | As per HSA registered indication(s)
Orthopaedics | Hip replacement - Acetabular component | Acetabular liner | Acetabular liner - Crosslinked polyethylene | Smith+Nephew | R3 0 DEG XLPE ACET LNR 36MM X MM56 | 71332756 | Standalone | DE0017382 | As per HSA registered indication(s)
Orthopaedics | Hip replacement - Acetabular component | Acetabular liner | Acetabular liner - Crosslinked polyethylene | Smith+Nephew | R3 0 DEGREE XLPE LNR 32MM X 54MM | 71339554 | Standalone | DE0017382 | As per HSA registered indication(s)
Orthopaedics | Hip replacement - Acetabular component | Acetabular liner | Acetabular liner - Crosslinked polyethylene | Smith+Nephew | R3 20 DEG XLPE ACET LNR 22MM X 42MM | 71334942 | Standalone | DE0017382 | As per HSA registered indication(s)
Orthopaedics | Hip replacement - Acetabular component | Acetabular liner | Acetabular liner - Crosslinked polyethylene | Smith+Nephew | R3 20 DEG XLPE ACET LNR 22MM X 44MM | 71334944 | Standalone | DE0017382 | As per HSA registered indication(s)
Orthopaedics | Hip replacement - Acetabular component | Acetabular liner | Acetabular liner - Crosslinked polyethylene | Smith+Nephew | R3 20 DEG XLPE ACET LNR 22MM X MM40 | 71334940 | Standalone | DE0017382 | As per HSA registered indication(s)
Orthopaedics | Hip replacement - Acetabular component | Acetabular liner | Acetabular liner - Crosslinked polyethylene | Smith+Nephew | R3 20 DEG XLPE ACET LNR 28MM X 46MM | 71334946 | Standalone | DE0017382 | As per HSA registered indication(s)
Orthopaedics | Hip replacement - Acetabular component | Acetabular liner | Acetabular liner - Crosslinked polyethylene | Smith+Nephew | R3 20 DEG XLPE ACET LNR 28MM X 48MM | 71334948 | Standalone | DE0017382 | As per HSA registered indication(s)
Orthopaedics | Hip replacement - Acetabular component | Acetabular liner | Acetabular liner - Crosslinked polyethylene | Smith+Nephew | R3 20 DEG XLPE ACET LNR 28MM X 52MM | 71334952 | Standalone | DE0017382 | As per HSA registered indication(s)
Orthopaedics | Hip replacement - Acetabular component | Acetabular liner | Acetabular liner - Crosslinked polyethylene | Smith+Nephew | R3 20 DEG XLPE ACET LNR 28MM X 54MM | 71334954 | Standalone | DE0017382 | As per HSA registered indication(s)
Orthopaedics | Hip replacement - Acetabular component | Acetabular liner | Acetabular liner - Crosslinked polyethylene | Smith+Nephew | R3 20 DEG XLPE ACET LNR 28MM X 56MM | 71334956 | Standalone | DE0017382 | As per HSA registered indication(s)
Orthopaedics | Hip replacement - Acetabular component | Acetabular liner | Acetabular liner - Crosslinked polyethylene | Smith+Nephew | R3 20 DEG XLPE ACET LNR 28MM X 58MM | 71334958 | Standalone | DE0017382 | As per HSA registered indication(s)
Orthopaedics | Hip replacement - Acetabular component | Acetabular liner | Acetabular liner - Crosslinked polyethylene | Smith+Nephew | R3 20 DEG XLPE ACET LNR 28MM X 60MM | 71334960 | Standalone | DE0017382 | As per HSA registered indication(s)
Orthopaedics | Hip replacement - Acetabular component | Acetabular liner | Acetabular liner - Crosslinked polyethylene | Smith+Nephew | R3 20 DEG XLPE ACET LNR 28MM X MM50 | 71334950 | Standalone | DE0017382 | As per HSA registered indication(s)
Orthopaedics | Hip replacement - Acetabular component | Acetabular liner | Acetabular liner - Crosslinked polyethylene | Smith+Nephew | R3 20 DEG XLPE ACET LNR 32MM X 48MM | 71337648 | Standalone | DE0017382 | As per HSA registered indication(s)
Orthopaedics | Hip replacement - Acetabular component | Acetabular liner | Acetabular liner - Crosslinked polyethylene | Smith+Nephew | R3 20 DEG XLPE ACET LNR 32MM X 50MM | 71337650 | Standalone | DE0017382 | As per HSA registered indication(s)
Orthopaedics | Hip replacement - Acetabular component | Acetabular liner | Acetabular liner - Crosslinked polyethylene | Smith+Nephew | R3 20 DEG XLPE ACET LNR 32MM X 52MM | 71337652 | Standalone | DE0017382 | As per HSA registered indication(s)
Orthopaedics | Hip replacement - Acetabular component | Acetabular liner | Acetabular liner - Crosslinked polyethylene | Smith+Nephew | R3 20 DEG XLPE ACET LNR 32MM X 54MM | 71337654 | Standalone | DE0017382 | As per HSA registered indication(s)
Orthopaedics | Hip replacement - Acetabular component | Acetabular liner | Acetabular liner - Crosslinked polyethylene | Smith+Nephew | R3 20 DEG XLPE ACET LNR 32MM X 56MM | 71337656 | Standalone | DE0017382 | As per HSA registered indication(s)
Orthopaedics | Hip replacement - Acetabular component | Acetabular liner | Acetabular liner - Crosslinked polyethylene | Smith+Nephew | R3 20 DEG XLPE ACET LNR 32MM X 58MM | 71337658 | Standalone | DE0017382 | As per HSA registered indication(s)
Orthopaedics | Hip replacement - Acetabular component | Acetabular liner | Acetabular liner - Crosslinked polyethylene | Smith+Nephew | R3 20 DEG XLPE ACET LNR 32MM X 60MM | 71337660 | Standalone | DE0017382 | As per HSA registered indication(s)
Orthopaedics | Hip replacement - Acetabular component | Acetabular liner | Acetabular liner - Crosslinked polyethylene | Smith+Nephew | R3 20 DEG XLPE ACET LNR 32MM X 62MM | 71337662 | Standalone | DE0017382 | As per HSA registered indication(s)
Orthopaedics | Hip replacement - Acetabular component | Acetabular liner | Acetabular liner - Crosslinked polyethylene | Smith+Nephew | R3 20 DEG XLPE ACET LNR 36MM X 52MM | 71335752 | Standalone | DE0017382 | As per HSA registered indication(s)
Orthopaedics | Hip replacement - Acetabular component | Acetabular liner | Acetabular liner - Crosslinked polyethylene | Smith+Nephew | R3 20 DEG XLPE ACET LNR 36MM X 54MM | 71335754 | Standalone | DE0017382 | As per HSA registered indication(s)
Orthopaedics | Hip replacement - Acetabular component | Acetabular liner | Acetabular liner - Crosslinked polyethylene | Smith+Nephew | R3 20 DEG XLPE ACET LNR 36MM X 56MM | 71335756 | Standalone | DE0017382 | As per HSA registered indication(s)
Orthopaedics | Hip replacement - Acetabular component | Acetabular liner | Acetabular liner - Crosslinked polyethylene | Smith+Nephew | R3 20 DEG XLPE ACET LNR 36MM X 58MM | 71335758 | Standalone | DE0017382 | As per HSA registered indication(s)
Orthopaedics | Hip replacement - Acetabular component | Acetabular liner | Acetabular liner - Crosslinked polyethylene | Smith+Nephew | R3 20 DEG XLPE ACET LNR 36MM X 60MM | 71335760 | Standalone | DE0017382 | As per HSA registered indication(s)
Orthopaedics | Hip replacement - Acetabular component | Acetabular liner | Acetabular liner - Crosslinked polyethylene | Smith+Nephew | R3 20 DEG XLPE ACET LNR 36MM X 62MM | 71335762 | Standalone | DE0017382 | As per HSA registered indication(s)
Orthopaedics | Hip replacement - Acetabular component | Acetabular liner | Acetabular liner - Crosslinked polyethylene | Smith+Nephew | R3 20 DEG XLPE ACET LNR 36MM X 64MM | 71335764 | Standalone | DE0017382 | As per HSA registered indication(s)
Orthopaedics | Hip replacement - Acetabular component | Acetabular liner | Acetabular liner - Crosslinked polyethylene | STRYKER HOWMEDICA OSTEONICS | TRIDENT 0 DEG X3 INSERT 22mm ID size A | 6230022A | Standalone | DE0004484 | As per HSA registered indication(s)
Orthopaedics | Hip replacement - Acetabular component | Acetabular liner | Acetabular liner - Crosslinked polyethylene | STRYKER HOWMEDICA OSTEONICS | TRIDENT 0 DEG X3 INSERT 22mm ID size B | 6230022B | Standalone | DE0004484 | As per HSA registered indication(s)
Orthopaedics | Hip replacement - Acetabular component | Acetabular liner | Acetabular liner - Crosslinked polyethylene | STRYKER HOWMEDICA OSTEONICS | TRIDENT 0 DEG X3 INSERT 22mm ID size C | 6230022C | Standalone | DE0004484 | As per HSA registered indication(s)
Orthopaedics | Hip replacement - Acetabular component | Acetabular liner | Acetabular liner - Crosslinked polyethylene | STRYKER HOWMEDICA OSTEONICS | TRIDENT 0 DEG X3 INSERT 22mm ID size D | 6230022D | Standalone | DE0004484 | As per HSA registered indication(s)
Orthopaedics | Hip replacement - Acetabular component | Acetabular liner | Acetabular liner - Crosslinked polyethylene | STRYKER HOWMEDICA OSTEONICS | TRIDENT 0 DEG X3 INSERT 22mm ID size E | 6230022E | Standalone | DE0004484 | As per HSA registered indication(s)
Orthopaedics | Hip replacement - Acetabular component | Acetabular liner | Acetabular liner - Crosslinked polyethylene | STRYKER HOWMEDICA OSTEONICS | TRIDENT 0 DEG X3 INSERT 22mm ID size F | 6230022F | Standalone | DE0004484 | As per HSA registered indication(s)
Orthopaedics | Hip replacement - Acetabular component | Acetabular liner | Acetabular liner - Crosslinked polyethylene | STRYKER HOWMEDICA OSTEONICS | TRIDENT 0 DEG X3 INSERT 22mm ID size G | 6230022G | Standalone | DE0004484 | As per HSA registered indication(s)
Orthopaedics | Hip replacement - Acetabular component | Acetabular liner | Acetabular liner - Crosslinked polyethylene | STRYKER HOWMEDICA OSTEONICS | TRIDENT 0 DEG X3 INSERT 22mm ID size H | 6230022H | Standalone | DE0004484 | As per HSA registered indication(s)
Orthopaedics | Hip replacement - Acetabular component | Acetabular liner | Acetabular liner - Crosslinked polyethylene | STRYKER HOWMEDICA OSTEONICS | TRIDENT 0 DEG X3 INSERT 28mm ID size C | 6230028C | Standalone | DE0004484 | As per HSA registered indication(s)
Orthopaedics | Hip replacement - Acetabular component | Acetabular liner | Acetabular liner - Crosslinked polyethylene | STRYKER HOWMEDICA OSTEONICS | TRIDENT 0 DEG X3 INSERT 28mm ID size D | 6230028D | Standalone | DE0004484 | As per HSA registered indication(s)
Orthopaedics | Hip replacement - Acetabular component | Acetabular liner | Acetabular liner - Crosslinked polyethylene | STRYKER HOWMEDICA OSTEONICS | TRIDENT 0 DEG X3 INSERT 28mm ID size E | 6230028E | Standalone | DE0004484 | As per HSA registered indication(s)
Orthopaedics | Hip replacement - Acetabular component | Acetabular liner | Acetabular liner - Crosslinked polyethylene | STRYKER HOWMEDICA OSTEONICS | TRIDENT 0 DEG X3 INSERT 28mm ID size F | 6230028F | Standalone | DE0004484 | As per HSA registered indication(s)
Orthopaedics | Hip replacement - Acetabular component | Acetabular liner | Acetabular liner - Crosslinked polyethylene | STRYKER HOWMEDICA OSTEONICS | TRIDENT 0 DEG X3 INSERT 28mm ID size G | 6230028G | Standalone | DE0004484 | As per HSA registered indication(s)
Orthopaedics | Hip replacement - Acetabular component | Acetabular liner | Acetabular liner - Crosslinked polyethylene | STRYKER HOWMEDICA OSTEONICS | TRIDENT 0 DEG X3 INSERT 28mm ID size H | 6230028H | Standalone | DE0004484 | As per HSA registered indication(s)
Orthopaedics | Hip replacement - Acetabular component | Acetabular liner | Acetabular liner - Crosslinked polyethylene | STRYKER HOWMEDICA OSTEONICS | TRIDENT 0 DEG X3 INSERT 32mm ID size D | 6230032D | Standalone | DE0004484 | As per HSA registered indication(s)
Orthopaedics | Hip replacement - Acetabular component | Acetabular liner | Acetabular liner - Crosslinked polyethylene | STRYKER HOWMEDICA OSTEONICS | TRIDENT 0 DEG X3 INSERT 32mm ID size E | 6230032E | Standalone | DE0004484 | As per HSA registered indication(s)
Orthopaedics | Hip replacement - Acetabular component | Acetabular liner | Acetabular liner - Crosslinked polyethylene | STRYKER HOWMEDICA OSTEONICS | TRIDENT 0 DEG X3 INSERT 32mm ID size F | 6230032F | Standalone | DE0004484 | As per HSA registered indication(s)
Orthopaedics | Hip replacement - Acetabular component | Acetabular liner | Acetabular liner - Crosslinked polyethylene | STRYKER HOWMEDICA OSTEONICS | TRIDENT 0 DEG X3 INSERT 32mm ID size G | 6230032G | Standalone | DE0004484 | As per HSA registered indication(s)
Orthopaedics | Hip replacement - Acetabular component | Acetabular liner | Acetabular liner - Crosslinked polyethylene | STRYKER HOWMEDICA OSTEONICS | TRIDENT 0 DEG X3 INSERT 32mm ID size H | 6230032H | Standalone | DE0004484 | As per HSA registered indication(s)
Orthopaedics | Hip replacement - Acetabular component | Acetabular liner | Acetabular liner - Crosslinked polyethylene | STRYKER HOWMEDICA OSTEONICS | TRIDENT 0 DEG X3 INSERT 36mm ID size D | 6230036D | Standalone | DE0004484 | As per HSA registered indication(s)
Orthopaedics | Hip replacement - Acetabular component | Acetabular liner | Acetabular liner - Crosslinked polyethylene | STRYKER HOWMEDICA OSTEONICS | TRIDENT 0 DEG X3 INSERT 36mm ID size E | 6230036E | Standalone | DE0004484 | As per HSA registered indication(s)
Orthopaedics | Hip replacement - Acetabular component | Acetabular liner | Acetabular liner - Crosslinked polyethylene | STRYKER HOWMEDICA OSTEONICS | TRIDENT 0 DEG X3 INSERT 36mm ID size F | 6230036F | Standalone | DE0004484 | As per HSA registered indication(s)
Orthopaedics | Hip replacement - Acetabular component | Acetabular liner | Acetabular liner - Crosslinked polyethylene | STRYKER HOWMEDICA OSTEONICS | TRIDENT 0 DEG X3 INSERT 36mm ID size G | 6230036G | Standalone | DE0004484 | As per HSA registered indication(s)
Orthopaedics | Hip replacement - Acetabular component | Acetabular liner | Acetabular liner - Crosslinked polyethylene | STRYKER HOWMEDICA OSTEONICS | TRIDENT 0 DEG X3 INSERT 36mm ID size H | 6230036H | Standalone | DE0004484 | As per HSA registered indication(s)
Orthopaedics | Hip replacement - Acetabular component | Acetabular liner | Acetabular liner - Crosslinked polyethylene | STRYKER HOWMEDICA OSTEONICS | TRIDENT 10 DEG X3 INSERT 22mm ID size A | 6231022A | Standalone | DE0004484 | As per HSA registered indication(s)
Orthopaedics | Hip replacement - Acetabular component | Acetabular liner | Acetabular liner - Crosslinked polyethylene | STRYKER HOWMEDICA OSTEONICS | TRIDENT 10 DEG X3 INSERT 22mm ID size B | 6231022B | Standalone | DE0004484 | As per HSA registered indication(s)
Orthopaedics | Hip replacement - Acetabular component | Acetabular liner | Acetabular liner - Crosslinked polyethylene | STRYKER HOWMEDICA OSTEONICS | TRIDENT 10 DEG X3 INSERT 22mm ID size C | 6231022C | Standalone | DE0004484 | As per HSA registered indication(s)
Orthopaedics | Hip replacement - Acetabular component | Acetabular liner | Acetabular liner - Crosslinked polyethylene | STRYKER HOWMEDICA OSTEONICS | TRIDENT 10 DEG X3 INSERT 22mm ID size D | 6231022D | Standalone | DE0004484 | As per HSA registered indication(s)
Orthopaedics | Hip replacement - Acetabular component | Acetabular liner | Acetabular liner - Crosslinked polyethylene | STRYKER HOWMEDICA OSTEONICS | TRIDENT 10 DEG X3 INSERT 22mm ID size E | 6231022E | Standalone | DE0004484 | As per HSA registered indication(s)
Orthopaedics | Hip replacement - Acetabular component | Acetabular liner | Acetabular liner - Crosslinked polyethylene | STRYKER HOWMEDICA OSTEONICS | TRIDENT 10 DEG X3 INSERT 22mm ID size F | 6231022F | Standalone | DE0004484 | As per HSA registered indication(s)
Orthopaedics | Hip replacement - Acetabular component | Acetabular liner | Acetabular liner - Crosslinked polyethylene | STRYKER HOWMEDICA OSTEONICS | TRIDENT 10 DEG X3 INSERT 22mm ID size G | 6231022G | Standalone | DE0004484 | As per HSA registered indication(s)
Orthopaedics | Hip replacement - Acetabular component | Acetabular liner | Acetabular liner - Crosslinked polyethylene | STRYKER HOWMEDICA OSTEONICS | TRIDENT 10 DEG X3 INSERT 22mm ID size H | 6231022H | Standalone | DE0004484 | As per HSA registered indication(s)
Orthopaedics | Hip replacement - Acetabular component | Acetabular liner | Acetabular liner - Crosslinked polyethylene | STRYKER HOWMEDICA OSTEONICS | TRIDENT 10 DEG X3 INSERT 28mm ID size C | 6231028C | Standalone | DE0004484 | As per HSA registered indication(s)
Orthopaedics | Hip replacement - Acetabular component | Acetabular liner | Acetabular liner - Crosslinked polyethylene | STRYKER HOWMEDICA OSTEONICS | TRIDENT 10 DEG X3 INSERT 28mm ID size D | 6231028D | Standalone | DE0004484 | As per HSA registered indication(s)
Orthopaedics | Hip replacement - Acetabular component | Acetabular liner | Acetabular liner - Crosslinked polyethylene | STRYKER HOWMEDICA OSTEONICS | TRIDENT 10 DEG X3 INSERT 28mm ID size E | 6231028E | Standalone | DE0004484 | As per HSA registered indication(s)
Orthopaedics | Hip replacement - Acetabular component | Acetabular liner | Acetabular liner - Crosslinked polyethylene | STRYKER HOWMEDICA OSTEONICS | TRIDENT 10 DEG X3 INSERT 28mm ID size F | 6231028F | Standalone | DE0004484 | As per HSA registered indication(s)
Orthopaedics | Hip replacement - Acetabular component | Acetabular liner | Acetabular liner - Crosslinked polyethylene | STRYKER HOWMEDICA OSTEONICS | TRIDENT 10 DEG X3 INSERT 28mm ID size G | 6231028G | Standalone | DE0004484 | As per HSA registered indication(s)
Orthopaedics | Hip replacement - Acetabular component | Acetabular liner | Acetabular liner - Crosslinked polyethylene | STRYKER HOWMEDICA OSTEONICS | TRIDENT 10 DEG X3 INSERT 28mm ID size H | 6231028H | Standalone | DE0004484 | As per HSA registered indication(s)
Orthopaedics | Hip replacement - Acetabular component | Acetabular liner | Acetabular liner - Crosslinked polyethylene | STRYKER HOWMEDICA OSTEONICS | TRIDENT 10 DEG X3 INSERT 32mm ID size D | 6231032D | Standalone | DE0004484 | As per HSA registered indication(s)
Orthopaedics | Hip replacement - Acetabular component | Acetabular liner | Acetabular liner - Crosslinked polyethylene | STRYKER HOWMEDICA OSTEONICS | TRIDENT 10 DEG X3 INSERT 32mm ID size E | 6231032E | Standalone | DE0004484 | As per HSA registered indication(s)
Orthopaedics | Hip replacement - Acetabular component | Acetabular liner | Acetabular liner - Crosslinked polyethylene | STRYKER HOWMEDICA OSTEONICS | TRIDENT 10 DEG X3 INSERT 32mm ID size F | 6231032F | Standalone | DE0004484 | As per HSA registered indication(s)
Orthopaedics | Hip replacement - Acetabular component | Acetabular liner | Acetabular liner - Crosslinked polyethylene | STRYKER HOWMEDICA OSTEONICS | TRIDENT 10 DEG X3 INSERT 32mm ID size G | 6231032G | Standalone | DE0004484 | As per HSA registered indication(s)
Orthopaedics | Hip replacement - Acetabular component | Acetabular liner | Acetabular liner - Crosslinked polyethylene | STRYKER HOWMEDICA OSTEONICS | TRIDENT 10 DEG X3 INSERT 32mm ID size H | 6231032H | Standalone | DE0004484 | As per HSA registered indication(s)
Orthopaedics | Hip replacement - Acetabular component | Acetabular liner | Acetabular liner - Crosslinked polyethylene | STRYKER HOWMEDICA OSTEONICS | TRIDENT 10 DEG X3 INSERT 36mm ID size E | 6231036E | Standalone | DE0004484 | As per HSA registered indication(s)
Orthopaedics | Hip replacement - Acetabular component | Acetabular liner | Acetabular liner - Crosslinked polyethylene | STRYKER HOWMEDICA OSTEONICS | TRIDENT 10 DEG X3 INSERT 36mm ID size F | 6231036F | Standalone | DE0004484 | As per HSA registered indication(s)
Orthopaedics | Hip replacement - Acetabular component | Acetabular liner | Acetabular liner - Crosslinked polyethylene | STRYKER HOWMEDICA OSTEONICS | TRIDENT 10 DEG X3 INSERT 36mm ID size G | 6231036G | Standalone | DE0004484 | As per HSA registered indication(s)
Orthopaedics | Hip replacement - Acetabular component | Acetabular liner | Acetabular liner - Crosslinked polyethylene | STRYKER HOWMEDICA OSTEONICS | TRIDENT 10 DEG X3 INSERT 36mm ID size H | 6231036H | Standalone | DE0004484 | As per HSA registered indication(s)
Orthopaedics | Hip replacement - Acetabular component | Acetabular liner | Acetabular liner - Crosslinked polyethylene | STRYKER HOWMEDICA OSTEONICS | TRIDENT ELEVATD RIM X3 INS 32E | 6430032E | Standalone | DE0004484 | As per HSA registered indication(s)
Orthopaedics | Hip replacement - Acetabular component | Acetabular liner | Acetabular liner - Crosslinked polyethylene | STRYKER HOWMEDICA OSTEONICS | TRIDENT ELEVATD RIM X3 INS 32F | 6430032F | Standalone | DE0004484 | As per HSA registered indication(s)
Orthopaedics | Hip replacement - Acetabular component | Acetabular liner | Acetabular liner - Crosslinked polyethylene | STRYKER HOWMEDICA OSTEONICS | TRIDENT ELEVATD RIM X3 INS 32G | 6430032G | Standalone | DE0004484 | As per HSA registered indication(s)
Orthopaedics | Hip replacement - Acetabular component | Acetabular liner | Acetabular liner - Crosslinked polyethylene | STRYKER HOWMEDICA OSTEONICS | TRIDENT ELEVATD RIM X3 INS 32H | 6430032H | Standalone | DE0004484 | As per HSA registered indication(s)
Orthopaedics | Hip replacement - Acetabular component | Acetabular liner | Acetabular liner - Crosslinked polyethylene | STRYKER HOWMEDICA OSTEONICS | TRIDENT ELEVATD RIM X3 INS 32I | 6430032I | Standalone | DE0004484 | As per HSA registered indication(s)
Orthopaedics | Hip replacement - Acetabular component | Acetabular liner | Acetabular liner - Crosslinked polyethylene | STRYKER HOWMEDICA OSTEONICS | TRIDENT ELEVATD RIM X3 INS 36E | 6430036E | Standalone | DE0004484 | As per HSA registered indication(s)
Orthopaedics | Hip replacement - Acetabular component | Acetabular liner | Acetabular liner - Crosslinked polyethylene | STRYKER HOWMEDICA OSTEONICS | TRIDENT ELEVATD RIM X3 INS 36F | 6430036F | Standalone | DE0004484 | As per HSA registered indication(s)
Orthopaedics | Hip replacement - Acetabular component | Acetabular liner | Acetabular liner - Crosslinked polyethylene | STRYKER HOWMEDICA OSTEONICS | TRIDENT ELEVATD RIM X3 INS 36G | 6430036G | Standalone | DE0004484 | As per HSA registered indication(s)
Orthopaedics | Hip replacement - Acetabular component | Acetabular liner | Acetabular liner - Crosslinked polyethylene | STRYKER HOWMEDICA OSTEONICS | TRIDENT ELEVATD RIM X3 INS 36H | 6430036H | Standalone | DE0004484 | As per HSA registered indication(s)
Orthopaedics | Hip replacement - Acetabular component | Acetabular liner | Acetabular liner - Crosslinked polyethylene | STRYKER HOWMEDICA OSTEONICS | TRIDENT ELEVATD RIM X3 INS 36I | 6430036I | Standalone | DE0004484 | As per HSA registered indication(s)
Orthopaedics | Hip replacement - Acetabular component | Acetabular liner | Acetabular liner - Crosslinked polyethylene | STRYKER HOWMEDICA OSTEONICS | TRIDENT X3 0DEG INSERT 40E | 6230040E | Standalone | DE0004484 | As per HSA registered indication(s)
Orthopaedics | Hip replacement - Acetabular component | Acetabular liner | Acetabular liner - Crosslinked polyethylene | STRYKER HOWMEDICA OSTEONICS | TRIDENT X3 0DEG INSERT 40F | 6230040F | Standalone | DE0004484 | As per HSA registered indication(s)
Orthopaedics | Hip replacement - Acetabular component | Acetabular liner | Acetabular liner - Crosslinked polyethylene | STRYKER HOWMEDICA OSTEONICS | TRIDENT X3 0DEG INSERT 40G | 6230040G | Standalone | DE0004484 | As per HSA registered indication(s)
Orthopaedics | Hip replacement - Acetabular component | Acetabular liner | Acetabular liner - Crosslinked polyethylene | STRYKER HOWMEDICA OSTEONICS | TRIDENT X3 0DEG INSERT 40H | 6230040H | Standalone | DE0004484 | As per HSA registered indication(s)
Orthopaedics | Hip replacement - Acetabular component | Acetabular liner | Acetabular liner - Crosslinked polyethylene | STRYKER HOWMEDICA OSTEONICS | TRIDENT X3 0DEG INSERT 40I | 6230040I | Standalone | DE0004484 | As per HSA registered indication(s)
Orthopaedics | Hip replacement - Acetabular component | Acetabular liner | Acetabular liner - Crosslinked polyethylene | STRYKER HOWMEDICA OSTEONICS | TRIDENT X3 0DEG INSERT 40J | 6230040J | Standalone | DE0004484 | As per HSA registered indication(s)
Orthopaedics | Hip replacement - Acetabular component | Acetabular liner | Acetabular liner - Crosslinked polyethylene | STRYKER HOWMEDICA OSTEONICS | TRIDENT X3 0DEG INSERT 44F | 6230044F | Standalone | DE0004484 | As per HSA registered indication(s)
Orthopaedics | Hip replacement - Acetabular component | Acetabular liner | Acetabular liner - Crosslinked polyethylene | STRYKER HOWMEDICA OSTEONICS | TRIDENT X3 0DEG INSERT 44G | 6230044G | Standalone | DE0004484 | As per HSA registered indication(s)
Orthopaedics | Hip replacement - Acetabular component | Acetabular liner | Acetabular liner - Crosslinked polyethylene | STRYKER HOWMEDICA OSTEONICS | TRIDENT X3 0DEG INSERT 44H | 6230044H | Standalone | DE0004484 | As per HSA registered indication(s)
Orthopaedics | Hip replacement - Acetabular component | Acetabular liner | Acetabular liner - Crosslinked polyethylene | STRYKER HOWMEDICA OSTEONICS | TRIDENT X3 0DEG INSERT 44I | 6230044I | Standalone | DE0004484 | As per HSA registered indication(s)
Orthopaedics | Hip replacement - Acetabular component | Acetabular liner | Acetabular liner - Crosslinked polyethylene | STRYKER HOWMEDICA OSTEONICS | TRIDENT X3 0DEG INSERT 44J | 6230044J | Standalone | DE0004484 | As per HSA registered indication(s)
Orthopaedics | Hip replacement - Acetabular component | Acetabular liner | Acetabular liner - Crosslinked polyethylene | STRYKER HOWMEDICA OSTEONICS | Trident X3 Elevated Rim Insert 28mm ID Size C | 6430028C | Standalone | DE0004484 | As per HSA registered indication(s)
Orthopaedics | Hip replacement - Acetabular component | Acetabular liner | Acetabular liner - Crosslinked polyethylene | STRYKER HOWMEDICA OSTEONICS | TRIDENT X3 0DEG POLYETHYLENE INSERT 22J | 6230022J | Standalone | DE0505248 | As per HSA registered indication(s)
Orthopaedics | Hip replacement - Acetabular component | Acetabular liner | Acetabular liner - Crosslinked polyethylene | STRYKER HOWMEDICA OSTEONICS | TRIDENT X3 0DEG POLYETHYLENE INSERT 28A | 6230028A | Standalone | DE0505248 | As per HSA registered indication(s)
Orthopaedics | Hip replacement - Acetabular component | Acetabular liner | Acetabular liner - Crosslinked polyethylene | STRYKER HOWMEDICA OSTEONICS | TRIDENT X3 0DEG POLYETHYLENE INSERT 28B | 6230028B | Standalone | DE0505248 | As per HSA registered indication(s)
Orthopaedics | Hip replacement - Acetabular component | Acetabular liner | Acetabular liner - Crosslinked polyethylene | STRYKER HOWMEDICA OSTEONICS | TRIDENT X3 0DEG POLYETHYLENE INSERT 32B | 6230032B | Standalone | DE0505248 | As per HSA registered indication(s)
Orthopaedics | Hip replacement - Acetabular component | Acetabular liner | Acetabular liner - Crosslinked polyethylene | STRYKER HOWMEDICA OSTEONICS | TRIDENT X3 0DEG POLYETHYLENE INSERT 32C | 6230032C | Standalone | DE0505248 | As per HSA registered indication(s)
Orthopaedics | Hip replacement - Acetabular component | Acetabular liner | Acetabular liner - Crosslinked polyethylene | STRYKER HOWMEDICA OSTEONICS | TRIDENT X3 10DEG POLYETHYLENE INSERT 22I | 6231022I | Standalone | DE0505248 | As per HSA registered indication(s)
Orthopaedics | Hip replacement - Acetabular component | Acetabular liner | Acetabular liner - Crosslinked polyethylene | STRYKER HOWMEDICA OSTEONICS | TRIDENT X3 10DEG POLYETHYLENE INSERT 22J | 6231022J | Standalone | DE0505248 | As per HSA registered indication(s)
Orthopaedics | Hip replacement - Acetabular component | Acetabular liner | Acetabular liner - Crosslinked polyethylene | STRYKER HOWMEDICA OSTEONICS | TRIDENT X3 10DEG POLYETHYLENE INSERT 26C | 6231026C | Standalone | DE0505248 | As per HSA registered indication(s)
Orthopaedics | Hip replacement - Acetabular component | Acetabular liner | Acetabular liner - Crosslinked polyethylene | STRYKER HOWMEDICA OSTEONICS | TRIDENT X3 10DEG POLYETHYLENE INSERT 26D | 6231026D | Standalone | DE0505248 | As per HSA registered indication(s)
Orthopaedics | Hip replacement - Acetabular component | Acetabular liner | Acetabular liner - Crosslinked polyethylene | STRYKER HOWMEDICA OSTEONICS | TRIDENT X3 10DEG POLYETHYLENE INSERT 26E | 6231026E | Standalone | DE0505248 | As per HSA registered indication(s)
Orthopaedics | Hip replacement - Acetabular component | Acetabular liner | Acetabular liner - Crosslinked polyethylene | STRYKER HOWMEDICA OSTEONICS | TRIDENT X3 10DEG POLYETHYLENE INSERT 26F | 6231026F | Standalone | DE0505248 | As per HSA registered indication(s)
Orthopaedics | Hip replacement - Acetabular component | Acetabular liner | Acetabular liner - Crosslinked polyethylene | STRYKER HOWMEDICA OSTEONICS | TRIDENT X3 10DEG POLYETHYLENE INSERT 26G | 6231026G | Standalone | DE0505248 | As per HSA registered indication(s)
Orthopaedics | Hip replacement - Acetabular component | Acetabular liner | Acetabular liner - Crosslinked polyethylene | STRYKER HOWMEDICA OSTEONICS | TRIDENT X3 10DEG POLYETHYLENE INSERT 26H | 6231026H | Standalone | DE0505248 | As per HSA registered indication(s)
Orthopaedics | Hip replacement - Acetabular component | Acetabular liner | Acetabular liner - Crosslinked polyethylene | STRYKER HOWMEDICA OSTEONICS | TRIDENT X3 10DEG POLYETHYLENE INSERT 26I | 6231026I | Standalone | DE0505248 | As per HSA registered indication(s)
Orthopaedics | Hip replacement - Acetabular component | Acetabular liner | Acetabular liner - Crosslinked polyethylene | STRYKER HOWMEDICA OSTEONICS | TRIDENT X3 10DEG POLYETHYLENE INSERT 26J | 6231026J | Standalone | DE0505248 | As per HSA registered indication(s)
Orthopaedics | Hip replacement - Acetabular component | Acetabular liner | Acetabular liner - Crosslinked polyethylene | STRYKER HOWMEDICA OSTEONICS | TRIDENT X3 ELEVATED RIM INSERT 28D | 6430028D | Standalone | DE0505248 | As per HSA registered indication(s)
Orthopaedics | Hip replacement - Acetabular component | Acetabular liner | Acetabular liner - Crosslinked polyethylene | STRYKER HOWMEDICA OSTEONICS | TRIDENT X3 ELEVATED RIM INSERT 28E | 6430028E | Standalone | DE0505248 | As per HSA registered indication(s)
Orthopaedics | Hip replacement - Acetabular component | Acetabular liner | Acetabular liner - Crosslinked polyethylene | STRYKER HOWMEDICA OSTEONICS | TRIDENT X3 ELEVATED RIM INSERT 28F | 6430028F | Standalone | DE0505248 | As per HSA registered indication(s)
Orthopaedics | Hip replacement - Acetabular component | Acetabular liner | Acetabular liner - Crosslinked polyethylene | STRYKER HOWMEDICA OSTEONICS | TRIDENT X3 ELEVATED RIM INSERT 28G | 6430028G | Standalone | DE0505248 | As per HSA registered indication(s)
Orthopaedics | Hip replacement - Acetabular component | Acetabular liner | Acetabular liner - Crosslinked polyethylene | STRYKER HOWMEDICA OSTEONICS | TRIDENT X3 ELEVATED RIM INSERT 28H | 6430028H | Standalone | DE0505248 | As per HSA registered indication(s)
Orthopaedics | Hip replacement - Acetabular component | Acetabular liner | Acetabular liner - Crosslinked polyethylene | STRYKER HOWMEDICA OSTEONICS | TRIDENT X3 ELEVATED RIM INSERT 28I | 6430028I | Standalone | DE0505248 | As per HSA registered indication(s)
Orthopaedics | Hip replacement - Acetabular component | Acetabular liner | Acetabular liner - Crosslinked polyethylene | STRYKER HOWMEDICA OSTEONICS | TRIDENT X3 ELEVATED RIM INSERT 28J | 6430028J | Standalone | DE0505248 | As per HSA registered indication(s)
Orthopaedics | Hip replacement - Acetabular component | Acetabular liner | Acetabular liner - Crosslinked polyethylene | STRYKER HOWMEDICA OSTEONICS | TRIDENT X3 ELEVATED RIM INSERT 32J | 6430032J | Standalone | DE0505248 | As per HSA registered indication(s)
Orthopaedics | Hip replacement - Acetabular component | Acetabular liner | Acetabular liner - Crosslinked polyethylene | STRYKER HOWMEDICA OSTEONICS | TRIDENT X3 ELEVATED RIM INSERT 36J | 6430036J | Standalone | DE0505248 | As per HSA registered indication(s)
Orthopaedics | Hip replacement - Acetabular component | Acetabular liner | Acetabular liner - Crosslinked polyethylene | STRYKER HOWMEDICA OSTEONICS | Trident 0DEG X3 Polyethylene Insert, 22A | 7230022A | Standalone | DE0004484 | As per HSA registered indication(s)
Orthopaedics | Hip replacement - Acetabular component | Acetabular liner | Acetabular liner - Crosslinked polyethylene | STRYKER HOWMEDICA OSTEONICS | Trident 0DEG X3 Polyethylene Insert, 22B | 7230022B | Standalone | DE0004484 | As per HSA registered indication(s)
Orthopaedics | Hip replacement - Acetabular component | Acetabular liner | Acetabular liner - Crosslinked polyethylene | STRYKER HOWMEDICA OSTEONICS | Trident 0DEG X3 Polyethylene Insert, 22C | 7230022C | Standalone | DE0004484 | As per HSA registered indication(s)
Orthopaedics | Hip replacement - Acetabular component | Acetabular liner | Acetabular liner - Crosslinked polyethylene | STRYKER HOWMEDICA OSTEONICS | Trident 0DEG X3 Polyethylene Insert, 22D | 7230022D | Standalone | DE0004484 | As per HSA registered indication(s)
Orthopaedics | Hip replacement - Acetabular component | Acetabular liner | Acetabular liner - Crosslinked polyethylene | STRYKER HOWMEDICA OSTEONICS | Trident 0DEG X3 Polyethylene Insert, 22E | 7230022E | Standalone | DE0004484 | As per HSA registered indication(s)
Orthopaedics | Hip replacement - Acetabular component | Acetabular liner | Acetabular liner - Crosslinked polyethylene | STRYKER HOWMEDICA OSTEONICS | Trident 0DEG X3 Polyethylene Insert, 22F | 7230022F | Standalone | DE0004484 | As per HSA registered indication(s)
Orthopaedics | Hip replacement - Acetabular component | Acetabular liner | Acetabular liner - Crosslinked polyethylene | STRYKER HOWMEDICA OSTEONICS | Trident 0DEG X3 Polyethylene Insert, 22G | 7230022G | Standalone | DE0004484 | As per HSA registered indication(s)
Orthopaedics | Hip replacement - Acetabular component | Acetabular liner | Acetabular liner - Crosslinked polyethylene | STRYKER HOWMEDICA OSTEONICS | Trident 0DEG X3 Polyethylene Insert, 22H | 7230022H | Standalone | DE0004484 | As per HSA registered indication(s)
Orthopaedics | Hip replacement - Acetabular component | Acetabular liner | Acetabular liner - Crosslinked polyethylene | STRYKER HOWMEDICA OSTEONICS | Trident 0DEG X3 Polyethylene Insert, 22I | 7230022I | Standalone | DE0004484 | As per HSA registered indication(s)
Orthopaedics | Hip replacement - Acetabular component | Acetabular liner | Acetabular liner - Crosslinked polyethylene | STRYKER HOWMEDICA OSTEONICS | Trident 0DEG X3 Polyethylene Insert, 22J | 7230022J | Standalone | DE0004484 | As per HSA registered indication(s)
Orthopaedics | Hip replacement - Acetabular component | Acetabular liner | Acetabular liner - Crosslinked polyethylene | STRYKER HOWMEDICA OSTEONICS | Trident 0DEG X3 Polyethylene Insert, 28A | 7230028A | Standalone | DE0004484 | As per HSA registered indication(s)
Orthopaedics | Hip replacement - Acetabular component | Acetabular liner | Acetabular liner - Crosslinked polyethylene | STRYKER HOWMEDICA OSTEONICS | Trident 0DEG X3 Polyethylene Insert, 28B | 7230028B | Standalone | DE0004484 | As per HSA registered indication(s)
Orthopaedics | Hip replacement - Acetabular component | Acetabular liner | Acetabular liner - Crosslinked polyethylene | STRYKER HOWMEDICA OSTEONICS | Trident 0DEG X3 Polyethylene Insert, 28C | 7230028C | Standalone | DE0004484 | As per HSA registered indication(s)
Orthopaedics | Hip replacement - Acetabular component | Acetabular liner | Acetabular liner - Crosslinked polyethylene | STRYKER HOWMEDICA OSTEONICS | Trident 0DEG X3 Polyethylene Insert, 28D | 7230028D | Standalone | DE0004484 | As per HSA registered indication(s)
Orthopaedics | Hip replacement - Acetabular component | Acetabular liner | Acetabular liner - Crosslinked polyethylene | STRYKER HOWMEDICA OSTEONICS | Trident 0DEG X3 Polyethylene Insert, 28E | 7230028E | Standalone | DE0004484 | As per HSA registered indication(s)
Orthopaedics | Hip replacement - Acetabular component | Acetabular liner | Acetabular liner - Crosslinked polyethylene | STRYKER HOWMEDICA OSTEONICS | Trident 0DEG X3 Polyethylene Insert, 28F | 7230028F | Standalone | DE0004484 | As per HSA registered indication(s)
Orthopaedics | Hip replacement - Acetabular component | Acetabular liner | Acetabular liner - Crosslinked polyethylene | STRYKER HOWMEDICA OSTEONICS | Trident 0DEG X3 Polyethylene Insert, 28G | 7230028G | Standalone | DE0004484 | As per HSA registered indication(s)
Orthopaedics | Hip replacement - Acetabular component | Acetabular liner | Acetabular liner - Crosslinked polyethylene | STRYKER HOWMEDICA OSTEONICS | Trident 0DEG X3 Polyethylene Insert, 28H | 7230028H | Standalone | DE0004484 | As per HSA registered indication(s)
Orthopaedics | Hip replacement - Acetabular component | Acetabular liner | Acetabular liner - Crosslinked polyethylene | STRYKER HOWMEDICA OSTEONICS | Trident 0DEG X3 Polyethylene Insert, 28I | 7230028I | Standalone | DE0004484 | As per HSA registered indication(s)
Orthopaedics | Hip replacement - Acetabular component | Acetabular liner | Acetabular liner - Crosslinked polyethylene | STRYKER HOWMEDICA OSTEONICS | Trident 0DEG X3 Polyethylene Insert, 28J | 7230028J | Standalone | DE0004484 | As per HSA registered indication(s)
Orthopaedics | Hip replacement - Acetabular component | Acetabular liner | Acetabular liner - Crosslinked polyethylene | STRYKER HOWMEDICA OSTEONICS | Trident 0DEG X3 Polyethylene Insert, 32B | 7230032B | Standalone | DE0004484 | As per HSA registered indication(s)
Orthopaedics | Hip replacement - Acetabular component | Acetabular liner | Acetabular liner - Crosslinked polyethylene | STRYKER HOWMEDICA OSTEONICS | Trident 0DEG X3 Polyethylene Insert, 32C | 7230032C | Standalone | DE0004484 | As per HSA registered indication(s)
Orthopaedics | Hip replacement - Acetabular component | Acetabular liner | Acetabular liner - Crosslinked polyethylene | STRYKER HOWMEDICA OSTEONICS | Trident 0DEG X3 Polyethylene Insert, 32D | 7230032D | Standalone | DE0004484 | As per HSA registered indication(s)
Orthopaedics | Hip replacement - Acetabular component | Acetabular liner | Acetabular liner - Crosslinked polyethylene | STRYKER HOWMEDICA OSTEONICS | Trident 0DEG X3 Polyethylene Insert, 32E | 7230032E | Standalone | DE0004484 | As per HSA registered indication(s)
Orthopaedics | Hip replacement - Acetabular component | Acetabular liner | Acetabular liner - Crosslinked polyethylene | STRYKER HOWMEDICA OSTEONICS | Trident 0DEG X3 Polyethylene Insert, 32F | 7230032F | Standalone | DE0004484 | As per HSA registered indication(s)
Orthopaedics | Hip replacement - Acetabular component | Acetabular liner | Acetabular liner - Crosslinked polyethylene | STRYKER HOWMEDICA OSTEONICS | Trident 0DEG X3 Polyethylene Insert, 32G | 7230032G | Standalone | DE0004484 | As per HSA registered indication(s)
Orthopaedics | Hip replacement - Acetabular component | Acetabular liner | Acetabular liner - Crosslinked polyethylene | STRYKER HOWMEDICA OSTEONICS | Trident 0DEG X3 Polyethylene Insert, 32H | 7230032H | Standalone | DE0004484 | As per HSA registered indication(s)
Orthopaedics | Hip replacement - Acetabular component | Acetabular liner | Acetabular liner - Crosslinked polyethylene | STRYKER HOWMEDICA OSTEONICS | Trident 0DEG X3 Polyethylene Insert, 32I | 7230032I | Standalone | DE0004484 | As per HSA registered indication(s)
Orthopaedics | Hip replacement - Acetabular component | Acetabular liner | Acetabular liner - Crosslinked polyethylene | STRYKER HOWMEDICA OSTEONICS | Trident 0DEG X3 Polyethylene Insert, 32J | 7230032J | Standalone | DE0004484 | As per HSA registered indication(s)
Orthopaedics | Hip replacement - Acetabular component | Acetabular liner | Acetabular liner - Crosslinked polyethylene | STRYKER HOWMEDICA OSTEONICS | Trident 0DEG X3 Polyethylene Insert, 36D | 7230036D | Standalone | DE0004484 | As per HSA registered indication(s)
Orthopaedics | Hip replacement - Acetabular component | Acetabular liner | Acetabular liner - Crosslinked polyethylene | STRYKER HOWMEDICA OSTEONICS | Trident 0DEG X3 Polyethylene Insert, 36E | 7230036E | Standalone | DE0004484 | As per HSA registered indication(s)
Orthopaedics | Hip replacement - Acetabular component | Acetabular liner | Acetabular liner - Crosslinked polyethylene | STRYKER HOWMEDICA OSTEONICS | Trident 0DEG X3 Polyethylene Insert, 36F | 7230036F | Standalone | DE0004484 | As per HSA registered indication(s)
Orthopaedics | Hip replacement - Acetabular component | Acetabular liner | Acetabular liner - Crosslinked polyethylene | STRYKER HOWMEDICA OSTEONICS | Trident 0DEG X3 Polyethylene Insert, 36G | 7230036G | Standalone | DE0004484 | As per HSA registered indication(s)
Orthopaedics | Hip replacement - Acetabular component | Acetabular liner | Acetabular liner - Crosslinked polyethylene | STRYKER HOWMEDICA OSTEONICS | Trident 0DEG X3 Polyethylene Insert, 36H | 7230036H | Standalone | DE0004484 | As per HSA registered indication(s)
Orthopaedics | Hip replacement - Acetabular component | Acetabular liner | Acetabular liner - Crosslinked polyethylene | STRYKER HOWMEDICA OSTEONICS | Trident 0DEG X3 Polyethylene Insert, 36I | 7230036I | Standalone | DE0004484 | As per HSA registered indication(s)
Orthopaedics | Hip replacement - Acetabular component | Acetabular liner | Acetabular liner - Crosslinked polyethylene | STRYKER HOWMEDICA OSTEONICS | Trident 0DEG X3 Polyethylene Insert, 36J | 7230036J | Standalone | DE0004484 | As per HSA registered indication(s)
Orthopaedics | Hip replacement - Acetabular component | Acetabular liner | Acetabular liner - Crosslinked polyethylene | STRYKER HOWMEDICA OSTEONICS | Trident 0DEG X3 Polyethylene Insert, 40E | 7230040E | Standalone | DE0004484 | As per HSA registered indication(s)
Orthopaedics | Hip replacement - Acetabular component | Acetabular liner | Acetabular liner - Crosslinked polyethylene | STRYKER HOWMEDICA OSTEONICS | Trident 0DEG X3 Polyethylene Insert, 40F | 7230040F | Standalone | DE0004484 | As per HSA registered indication(s)
Orthopaedics | Hip replacement - Acetabular component | Acetabular liner | Acetabular liner - Crosslinked polyethylene | STRYKER HOWMEDICA OSTEONICS | Trident 0DEG X3 Polyethylene Insert, 40G | 7230040G | Standalone | DE0004484 | As per HSA registered indication(s)
Orthopaedics | Hip replacement - Acetabular component | Acetabular liner | Acetabular liner - Crosslinked polyethylene | STRYKER HOWMEDICA OSTEONICS | Trident 0DEG X3 Polyethylene Insert, 40H | 7230040H | Standalone | DE0004484 | As per HSA registered indication(s)
Orthopaedics | Hip replacement - Acetabular component | Acetabular liner | Acetabular liner - Crosslinked polyethylene | STRYKER HOWMEDICA OSTEONICS | Trident 0DEG X3 Polyethylene Insert, 40I | 7230040I | Standalone | DE0004484 | As per HSA registered indication(s)
Orthopaedics | Hip replacement - Acetabular component | Acetabular liner | Acetabular liner - Crosslinked polyethylene | STRYKER HOWMEDICA OSTEONICS | Trident 0DEG X3 Polyethylene Insert, 40J | 7230040J | Standalone | DE0004484 | As per HSA registered indication(s)
Orthopaedics | Hip replacement - Acetabular component | Acetabular liner | Acetabular liner - Crosslinked polyethylene | STRYKER HOWMEDICA OSTEONICS | Trident 0DEG X3 Polyethylene Insert, 44F | 7230044F | Standalone | DE0004484 | As per HSA registered indication(s)
Orthopaedics | Hip replacement - Acetabular component | Acetabular liner | Acetabular liner - Crosslinked polyethylene | STRYKER HOWMEDICA OSTEONICS | Trident 0DEG X3 Polyethylene Insert, 44G | 7230044G | Standalone | DE0004484 | As per HSA registered indication(s)
Orthopaedics | Hip replacement - Acetabular component | Acetabular liner | Acetabular liner - Crosslinked polyethylene | STRYKER HOWMEDICA OSTEONICS | Trident 0DEG X3 Polyethylene Insert, 44H | 7230044H | Standalone | DE0004484 | As per HSA registered indication(s)
Orthopaedics | Hip replacement - Acetabular component | Acetabular liner | Acetabular liner - Crosslinked polyethylene | STRYKER HOWMEDICA OSTEONICS | Trident 0DEG X3 Polyethylene Insert, 44I | 7230044I | Standalone | DE0004484 | As per HSA registered indication(s)
Orthopaedics | Hip replacement - Acetabular component | Acetabular liner | Acetabular liner - Crosslinked polyethylene | STRYKER HOWMEDICA OSTEONICS | Trident 0DEG X3 Polyethylene Insert, 44J | 7230044J | Standalone | DE0004484 | As per HSA registered indication(s)
Orthopaedics | Hip replacement - Acetabular component | Acetabular liner | Acetabular liner - Crosslinked polyethylene | STRYKER HOWMEDICA OSTEONICS | Trident 10DEG X3 Polyethylene Insert, 22A | 7231022A | Standalone | DE0004484 | As per HSA registered indication(s)
Orthopaedics | Hip replacement - Acetabular component | Acetabular liner | Acetabular liner - Crosslinked polyethylene | STRYKER HOWMEDICA OSTEONICS | Trident 10DEG X3 Polyethylene Insert, 22B | 7231022B | Standalone | DE0004484 | As per HSA registered indication(s)
Orthopaedics | Hip replacement - Acetabular component | Acetabular liner | Acetabular liner - Crosslinked polyethylene | STRYKER HOWMEDICA OSTEONICS | Trident 10DEG X3 Polyethylene Insert, 22C | 7231022C | Standalone | DE0004484 | As per HSA registered indication(s)
Orthopaedics | Hip replacement - Acetabular component | Acetabular liner | Acetabular liner - Crosslinked polyethylene | STRYKER HOWMEDICA OSTEONICS | Trident 10DEG X3 Polyethylene Insert, 22D | 7231022D | Standalone | DE0004484 | As per HSA registered indication(s)
Orthopaedics | Hip replacement - Acetabular component | Acetabular liner | Acetabular liner - Crosslinked polyethylene | STRYKER HOWMEDICA OSTEONICS | Trident 10DEG X3 Polyethylene Insert, 22E | 7231022E | Standalone | DE0004484 | As per HSA registered indication(s)
Orthopaedics | Hip replacement - Acetabular component | Acetabular liner | Acetabular liner - Crosslinked polyethylene | STRYKER HOWMEDICA OSTEONICS | Trident 10DEG X3 Polyethylene Insert, 22F | 7231022F | Standalone | DE0004484 | As per HSA registered indication(s)
Orthopaedics | Hip replacement - Acetabular component | Acetabular liner | Acetabular liner - Crosslinked polyethylene | STRYKER HOWMEDICA OSTEONICS | Trident 10DEG X3 Polyethylene Insert, 22G | 7231022G | Standalone | DE0004484 | As per HSA registered indication(s)
Orthopaedics | Hip replacement - Acetabular component | Acetabular liner | Acetabular liner - Crosslinked polyethylene | STRYKER HOWMEDICA OSTEONICS | Trident 10DEG X3 Polyethylene Insert, 22H | 7231022H | Standalone | DE0004484 | As per HSA registered indication(s)
Orthopaedics | Hip replacement - Acetabular component | Acetabular liner | Acetabular liner - Crosslinked polyethylene | STRYKER HOWMEDICA OSTEONICS | Trident 10DEG X3 Polyethylene Insert, 22I | 7231022I | Standalone | DE0004484 | As per HSA registered indication(s)
Orthopaedics | Hip replacement - Acetabular component | Acetabular liner | Acetabular liner - Crosslinked polyethylene | STRYKER HOWMEDICA OSTEONICS | Trident 10DEG X3 Polyethylene Insert, 22J | 7231022J | Standalone | DE0004484 | As per HSA registered indication(s)
Orthopaedics | Hip replacement - Acetabular component | Acetabular liner | Acetabular liner - Crosslinked polyethylene | STRYKER HOWMEDICA OSTEONICS | Trident 10DEG X3 Polyethylene Insert, 26C | 7231026C | Standalone | DE0004484 | As per HSA registered indication(s)
Orthopaedics | Hip replacement - Acetabular component | Acetabular liner | Acetabular liner - Crosslinked polyethylene | STRYKER HOWMEDICA OSTEONICS | Trident 10DEG X3 Polyethylene Insert, 26D | 7231026D | Standalone | DE0004484 | As per HSA registered indication(s)
Orthopaedics | Hip replacement - Acetabular component | Acetabular liner | Acetabular liner - Crosslinked polyethylene | STRYKER HOWMEDICA OSTEONICS | Trident 10DEG X3 Polyethylene Insert, 26E | 7231026E | Standalone | DE0004484 | As per HSA registered indication(s)
Orthopaedics | Hip replacement - Acetabular component | Acetabular liner | Acetabular liner - Crosslinked polyethylene | STRYKER HOWMEDICA OSTEONICS | Trident 10DEG X3 Polyethylene Insert, 26F | 7231026F | Standalone | DE0004484 | As per HSA registered indication(s)
Orthopaedics | Hip replacement - Acetabular component | Acetabular liner | Acetabular liner - Crosslinked polyethylene | STRYKER HOWMEDICA OSTEONICS | Trident 10DEG X3 Polyethylene Insert, 26G | 7231026G | Standalone | DE0004484 | As per HSA registered indication(s)
Orthopaedics | Hip replacement - Acetabular component | Acetabular liner | Acetabular liner - Crosslinked polyethylene | STRYKER HOWMEDICA OSTEONICS | Trident 10DEG X3 Polyethylene Insert, 26H | 7231026H | Standalone | DE0004484 | As per HSA registered indication(s)
Orthopaedics | Hip replacement - Acetabular component | Acetabular liner | Acetabular liner - Crosslinked polyethylene | STRYKER HOWMEDICA OSTEONICS | Trident 10DEG X3 Polyethylene Insert, 26I | 7231026I | Standalone | DE0004484 | As per HSA registered indication(s)
Orthopaedics | Hip replacement - Acetabular component | Acetabular liner | Acetabular liner - Crosslinked polyethylene | STRYKER HOWMEDICA OSTEONICS | Trident 10DEG X3 Polyethylene Insert, 26J | 7231026J | Standalone | DE0004484 | As per HSA registered indication(s)
Orthopaedics | Hip replacement - Acetabular component | Acetabular liner | Acetabular liner - Crosslinked polyethylene | STRYKER HOWMEDICA OSTEONICS | Trident 10DEG X3 Polyethylene Insert, 28C | 7231028C | Standalone | DE0004484 | As per HSA registered indication(s)
Orthopaedics | Hip replacement - Acetabular component | Acetabular liner | Acetabular liner - Crosslinked polyethylene | STRYKER HOWMEDICA OSTEONICS | Trident 10DEG X3 Polyethylene Insert, 28D | 7231028D | Standalone | DE0004484 | As per HSA registered indication(s)
Orthopaedics | Hip replacement - Acetabular component | Acetabular liner | Acetabular liner - Crosslinked polyethylene | STRYKER HOWMEDICA OSTEONICS | Trident 10DEG X3 Polyethylene Insert, 28E | 7231028E | Standalone | DE0004484 | As per HSA registered indication(s)
Orthopaedics | Hip replacement - Acetabular component | Acetabular liner | Acetabular liner - Crosslinked polyethylene | STRYKER HOWMEDICA OSTEONICS | Trident 10DEG X3 Polyethylene Insert, 28F | 7231028F | Standalone | DE0004484 | As per HSA registered indication(s)
Orthopaedics | Hip replacement - Acetabular component | Acetabular liner | Acetabular liner - Crosslinked polyethylene | STRYKER HOWMEDICA OSTEONICS | Trident 10DEG X3 Polyethylene Insert, 28G | 7231028G | Standalone | DE0004484 | As per HSA registered indication(s)
Orthopaedics | Hip replacement - Acetabular component | Acetabular liner | Acetabular liner - Crosslinked polyethylene | STRYKER HOWMEDICA OSTEONICS | Trident 10DEG X3 Polyethylene Insert, 28H | 7231028H | Standalone | DE0004484 | As per HSA registered indication(s)
Orthopaedics | Hip replacement - Acetabular component | Acetabular liner | Acetabular liner - Crosslinked polyethylene | STRYKER HOWMEDICA OSTEONICS | Trident 10DEG X3 Polyethylene Insert, 28I | 7231028I | Standalone | DE0004484 | As per HSA registered indication(s)
Orthopaedics | Hip replacement - Acetabular component | Acetabular liner | Acetabular liner - Crosslinked polyethylene | STRYKER HOWMEDICA OSTEONICS | Trident 10DEG X3 Polyethylene Insert, 28J | 7231028J | Standalone | DE0004484 | As per HSA registered indication(s)
Orthopaedics | Hip replacement - Acetabular component | Acetabular liner | Acetabular liner - Crosslinked polyethylene | STRYKER HOWMEDICA OSTEONICS | Trident 10DEG X3 Polyethylene Insert, 32D | 7231032D | Standalone | DE0004484 | As per HSA registered indication(s)
Orthopaedics | Hip replacement - Acetabular component | Acetabular liner | Acetabular liner - Crosslinked polyethylene | STRYKER HOWMEDICA OSTEONICS | Trident 10DEG X3 Polyethylene Insert, 32E | 7231032E | Standalone | DE0004484 | As per HSA registered indication(s)
Orthopaedics | Hip replacement - Acetabular component | Acetabular liner | Acetabular liner - Crosslinked polyethylene | STRYKER HOWMEDICA OSTEONICS | Trident 10DEG X3 Polyethylene Insert, 32F | 7231032F | Standalone | DE0004484 | As per HSA registered indication(s)
Orthopaedics | Hip replacement - Acetabular component | Acetabular liner | Acetabular liner - Crosslinked polyethylene | STRYKER HOWMEDICA OSTEONICS | Trident 10DEG X3 Polyethylene Insert, 32G | 7231032G | Standalone | DE0004484 | As per HSA registered indication(s)
Orthopaedics | Hip replacement - Acetabular component | Acetabular liner | Acetabular liner - Crosslinked polyethylene | STRYKER HOWMEDICA OSTEONICS | Trident 10DEG X3 Polyethylene Insert, 32H | 7231032H | Standalone | DE0004484 | As per HSA registered indication(s)
Orthopaedics | Hip replacement - Acetabular component | Acetabular liner | Acetabular liner - Crosslinked polyethylene | STRYKER HOWMEDICA OSTEONICS | Trident 10DEG X3 Polyethylene Insert, 32I | 7231032I | Standalone | DE0004484 | As per HSA registered indication(s)
Orthopaedics | Hip replacement - Acetabular component | Acetabular liner | Acetabular liner - Crosslinked polyethylene | STRYKER HOWMEDICA OSTEONICS | Trident 10DEG X3 Polyethylene Insert, 32J | 7231032J | Standalone | DE0004484 | As per HSA registered indication(s)
Orthopaedics | Hip replacement - Acetabular component | Acetabular liner | Acetabular liner - Crosslinked polyethylene | STRYKER HOWMEDICA OSTEONICS | Trident 10DEG X3 Polyethylene Insert, 36E | 7231036E | Standalone | DE0004484 | As per HSA registered indication(s)
Orthopaedics | Hip replacement - Acetabular component | Acetabular liner | Acetabular liner - Crosslinked polyethylene | STRYKER HOWMEDICA OSTEONICS | Trident 10DEG X3 Polyethylene Insert, 36F | 7231036F | Standalone | DE0004484 | As per HSA registered indication(s)
Orthopaedics | Hip replacement - Acetabular component | Acetabular liner | Acetabular liner - Crosslinked polyethylene | STRYKER HOWMEDICA OSTEONICS | Trident 10DEG X3 Polyethylene Insert, 36G | 7231036G | Standalone | DE0004484 | As per HSA registered indication(s)
Orthopaedics | Hip replacement - Acetabular component | Acetabular liner | Acetabular liner - Crosslinked polyethylene | STRYKER HOWMEDICA OSTEONICS | Trident 10DEG X3 Polyethylene Insert, 36H | 7231036H | Standalone | DE0004484 | As per HSA registered indication(s)
Orthopaedics | Hip replacement - Acetabular component | Acetabular liner | Acetabular liner - Crosslinked polyethylene | STRYKER HOWMEDICA OSTEONICS | Trident 10DEG X3 Polyethylene Insert, 36I | 7231036I | Standalone | DE0004484 | As per HSA registered indication(s)
Orthopaedics | Hip replacement - Acetabular component | Acetabular liner | Acetabular liner - Crosslinked polyethylene | STRYKER HOWMEDICA OSTEONICS | Trident 10DEG X3 Polyethylene Insert, 36J | 7231036J | Standalone | DE0004484 | As per HSA registered indication(s)
Orthopaedics | Hip replacement - Acetabular component | Acetabular liner | Acetabular liner - Crosslinked polyethylene | STRYKER HOWMEDICA OSTEONICS | Trident Elevated Rim X3 Polyethylene Insert, 28C | 7430028C | Standalone | DE0004484 | As per HSA registered indication(s)
Orthopaedics | Hip replacement - Acetabular component | Acetabular liner | Acetabular liner - Crosslinked polyethylene | STRYKER HOWMEDICA OSTEONICS | Trident Elevated Rim X3 Polyethylene Insert, 28D | 7430028D | Standalone | DE0004484 | As per HSA registered indication(s)
Orthopaedics | Hip replacement - Acetabular component | Acetabular liner | Acetabular liner - Crosslinked polyethylene | STRYKER HOWMEDICA OSTEONICS | Trident Elevated Rim X3 Polyethylene Insert, 28E | 7430028E | Standalone | DE0004484 | As per HSA registered indication(s)
Orthopaedics | Hip replacement - Acetabular component | Acetabular liner | Acetabular liner - Crosslinked polyethylene | STRYKER HOWMEDICA OSTEONICS | Trident Elevated Rim X3 Polyethylene Insert, 28F | 7430028F | Standalone | DE0004484 | As per HSA registered indication(s)
Orthopaedics | Hip replacement - Acetabular component | Acetabular liner | Acetabular liner - Crosslinked polyethylene | STRYKER HOWMEDICA OSTEONICS | Trident Elevated Rim X3 Polyethylene Insert, 28G | 7430028G | Standalone | DE0004484 | As per HSA registered indication(s)
Orthopaedics | Hip replacement - Acetabular component | Acetabular liner | Acetabular liner - Crosslinked polyethylene | STRYKER HOWMEDICA OSTEONICS | Trident Elevated Rim X3 Polyethylene Insert, 28H | 7430028H | Standalone | DE0004484 | As per HSA registered indication(s)
Orthopaedics | Hip replacement - Acetabular component | Acetabular liner | Acetabular liner - Crosslinked polyethylene | STRYKER HOWMEDICA OSTEONICS | Trident Elevated Rim X3 Polyethylene Insert, 28I | 7430028I | Standalone | DE0004484 | As per HSA registered indication(s)
Orthopaedics | Hip replacement - Acetabular component | Acetabular liner | Acetabular liner - Crosslinked polyethylene | STRYKER HOWMEDICA OSTEONICS | Trident Elevated Rim X3 Polyethylene Insert, 28J | 7430028J | Standalone | DE0004484 | As per HSA registered indication(s)
Orthopaedics | Hip replacement - Acetabular component | Acetabular liner | Acetabular liner - Crosslinked polyethylene | STRYKER HOWMEDICA OSTEONICS | Trident Elevated Rim X3 Polyethylene Insert, 32E | 7430032E | Standalone | DE0004484 | As per HSA registered indication(s)
Orthopaedics | Hip replacement - Acetabular component | Acetabular liner | Acetabular liner - Crosslinked polyethylene | STRYKER HOWMEDICA OSTEONICS | Trident Elevated Rim X3 Polyethylene Insert, 32F | 7430032F | Standalone | DE0004484 | As per HSA registered indication(s)
Orthopaedics | Hip replacement - Acetabular component | Acetabular liner | Acetabular liner - Crosslinked polyethylene | STRYKER HOWMEDICA OSTEONICS | Trident Elevated Rim X3 Polyethylene Insert, 32G | 7430032G | Standalone | DE0004484 | As per HSA registered indication(s)
Orthopaedics | Hip replacement - Acetabular component | Acetabular liner | Acetabular liner - Crosslinked polyethylene | STRYKER HOWMEDICA OSTEONICS | Trident Elevated Rim X3 Polyethylene Insert, 32H | 7430032H | Standalone | DE0004484 | As per HSA registered indication(s)
Orthopaedics | Hip replacement - Acetabular component | Acetabular liner | Acetabular liner - Crosslinked polyethylene | STRYKER HOWMEDICA OSTEONICS | Trident Elevated Rim X3 Polyethylene Insert, 32I | 7430032I | Standalone | DE0004484 | As per HSA registered indication(s)
Orthopaedics | Hip replacement - Acetabular component | Acetabular liner | Acetabular liner - Crosslinked polyethylene | STRYKER HOWMEDICA OSTEONICS | Trident Elevated Rim X3 Polyethylene Insert, 32J | 7430032J | Standalone | DE0004484 | As per HSA registered indication(s)
Orthopaedics | Hip replacement - Acetabular component | Acetabular liner | Acetabular liner - Crosslinked polyethylene | STRYKER HOWMEDICA OSTEONICS | Trident Elevated Rim X3 Polyethylene Insert, 36E | 7430036E | Standalone | DE0004484 | As per HSA registered indication(s)
Orthopaedics | Hip replacement - Acetabular component | Acetabular liner | Acetabular liner - Crosslinked polyethylene | STRYKER HOWMEDICA OSTEONICS | Trident Elevated Rim X3 Polyethylene Insert, 36F | 7430036F | Standalone | DE0004484 | As per HSA registered indication(s)
Orthopaedics | Hip replacement - Acetabular component | Acetabular liner | Acetabular liner - Crosslinked polyethylene | STRYKER HOWMEDICA OSTEONICS | Trident Elevated Rim X3 Polyethylene Insert, 36G | 7430036G | Standalone | DE0004484 | As per HSA registered indication(s)
Orthopaedics | Hip replacement - Acetabular component | Acetabular liner | Acetabular liner - Crosslinked polyethylene | STRYKER HOWMEDICA OSTEONICS | Trident Elevated Rim X3 Polyethylene Insert, 36H | 7430036H | Standalone | DE0004484 | As per HSA registered indication(s)
Orthopaedics | Hip replacement - Acetabular component | Acetabular liner | Acetabular liner - Crosslinked polyethylene | STRYKER HOWMEDICA OSTEONICS | Trident Elevated Rim X3 Polyethylene Insert, 36I | 7430036I | Standalone | DE0004484 | As per HSA registered indication(s)
Orthopaedics | Hip replacement - Acetabular component | Acetabular liner | Acetabular liner - Crosslinked polyethylene | STRYKER HOWMEDICA OSTEONICS | Trident Elevated Rim X3 Polyethylene Insert, 36J | 7430036J | Standalone | DE0004484 | As per HSA registered indication(s)
Orthopaedics | Hip replacement - Acetabular component | Acetabular liner | Acetabular liner - Crosslinked polyethylene | Zimmer Inc | HXPE LINER ELEVATED CC 22 | 00-8752-004-22 | Standalone | DE0006329 | As per HSA registered indication(s)
Orthopaedics | Hip replacement - Acetabular component | Acetabular liner | Acetabular liner - Crosslinked polyethylene | Zimmer Inc | HXPE LINER ELEVATED DD 22 | 00-8752-005-22 | Standalone | DE0006329 | As per HSA registered indication(s)
Orthopaedics | Hip replacement - Acetabular component | Acetabular liner | Acetabular liner - Crosslinked polyethylene | Zimmer Inc | HXPE LINER ELEVATED EE 28 | 00-8752-006-28 | Standalone | DE0006329 | As per HSA registered indication(s)
Orthopaedics | Hip replacement - Acetabular component | Acetabular liner | Acetabular liner - Crosslinked polyethylene | Zimmer Inc | HXPE LINER ELEVATED FF 28 | 00-8752-007-28 | Standalone | DE0006329 | As per HSA registered indication(s)
Orthopaedics | Hip replacement - Acetabular component | Acetabular liner | Acetabular liner - Crosslinked polyethylene | Zimmer Inc | HXPE LINER ELEVATED GG 28 | 00-8752-008-28 | Standalone | DE0006329 | As per HSA registered indication(s)
Orthopaedics | Hip replacement - Acetabular component | Acetabular liner | Acetabular liner - Crosslinked polyethylene | Zimmer Inc | HXPE LINER ELEVATED GG 32 | 00-8752-008-32 | Standalone | DE0006329 | As per HSA registered indication(s)
Orthopaedics | Hip replacement - Acetabular component | Acetabular liner | Acetabular liner - Crosslinked polyethylene | Zimmer Inc | HXPE LINER ELEVATED HH 28 | 00-8752-009-28 | Standalone | DE0006329 | As per HSA registered indication(s)
Orthopaedics | Hip replacement - Acetabular component | Acetabular liner | Acetabular liner - Crosslinked polyethylene | Zimmer Inc | HXPE LINER ELEVATED HH 32 | 00-8752-009-32 | Standalone | DE0006329 | As per HSA registered indication(s)
Orthopaedics | Hip replacement - Acetabular component | Acetabular liner | Acetabular liner - Crosslinked polyethylene | Zimmer Inc | HXPE LINER ELEVATED II 28 | 00-8752-010-28 | Standalone | DE0006329 | As per HSA registered indication(s)
Orthopaedics | Hip replacement - Acetabular component | Acetabular liner | Acetabular liner - Crosslinked polyethylene | Zimmer Inc | HXPE LINER ELEVATED II 32 | 00-8752-010-32 | Standalone | DE0006329 | As per HSA registered indication(s)
Orthopaedics | Hip replacement - Acetabular component | Acetabular liner | Acetabular liner - Crosslinked polyethylene | Zimmer Inc | HXPE LINER ELEVATED II 36 | 00-8752-010-36 | Standalone | DE0006329 | As per HSA registered indication(s)
Orthopaedics | Hip replacement - Acetabular component | Acetabular liner | Acetabular liner - Crosslinked polyethylene | Zimmer Inc | HXPE LINER ELEVATED JJ 28 | 00-8752-011-28 | Standalone | DE0006329 | As per HSA registered indication(s)
Orthopaedics | Hip replacement - Acetabular component | Acetabular liner | Acetabular liner - Crosslinked polyethylene | Zimmer Inc | HXPE LINER ELEVATED JJ 32 | 00-8752-011-32 | Standalone | DE0006329 | As per HSA registered indication(s)
Orthopaedics | Hip replacement - Acetabular component | Acetabular liner | Acetabular liner - Crosslinked polyethylene | Zimmer Inc | HXPE LINER ELEVATED JJ 36 | 00-8752-011-36 | Standalone | DE0006329 | As per HSA registered indication(s)
Orthopaedics | Hip replacement - Acetabular component | Acetabular liner | Acetabular liner - Crosslinked polyethylene | Zimmer Inc | HXPE LINER ELEVATED KK 32 | 00-8752-012-32 | Standalone | DE0006329 | As per HSA registered indication(s)
Orthopaedics | Hip replacement - Acetabular component | Acetabular liner | Acetabular liner - Crosslinked polyethylene | Zimmer Inc | HXPE LINER ELEVATED KK 36 | 00-8752-012-36 | Standalone | DE0006329 | As per HSA registered indication(s)
Orthopaedics | Hip replacement - Acetabular component | Acetabular liner | Acetabular liner - Crosslinked polyethylene | Zimmer Inc | HXPE LINER ELEVATED LL 32 | 00-8752-013-32 | Standalone | DE0006329 | As per HSA registered indication(s)
Orthopaedics | Hip replacement - Acetabular component | Acetabular liner | Acetabular liner - Crosslinked polyethylene | Zimmer Inc | HXPE LINER ELEVATED LL 36 | 00-8752-013-36 | Standalone | DE0006329 | As per HSA registered indication(s)
Orthopaedics | Hip replacement - Acetabular component | Acetabular liner | Acetabular liner - Crosslinked polyethylene | Zimmer Inc | HXPE LINER ELEVATED MM 32 | 00-8752-014-32 | Standalone | DE0006329 | As per HSA registered indication(s)
Orthopaedics | Hip replacement - Acetabular component | Acetabular liner | Acetabular liner - Crosslinked polyethylene | Zimmer Inc | HXPE LINER ELEVATED MM 36 | 00-8752-014-36 | Standalone | DE0006329 | As per HSA registered indication(s)
Orthopaedics | Hip replacement - Acetabular component | Acetabular liner | Acetabular liner - Crosslinked polyethylene | Zimmer Inc | HXPE LINER ELEVATED NN 36 | 00-8752-015-36 | Standalone | DE0006329 | As per HSA registered indication(s)
Orthopaedics | Hip replacement - Acetabular component | Acetabular liner | Acetabular liner - Crosslinked polyethylene | Zimmer Inc | HXPE LINER ELEVATED OO 36 | 00-8752-016-36 | Standalone | DE0006329 | As per HSA registered indication(s)
Orthopaedics | Hip replacement - Acetabular component | Acetabular liner | Acetabular liner - Crosslinked polyethylene | Zimmer Inc | HXPE LINER ELEVATED PP 36 | 00-8752-017-36 | Standalone | DE0006329 | As per HSA registered indication(s)
Orthopaedics | Hip replacement - Acetabular component | Acetabular liner | Acetabular liner - Crosslinked polyethylene | Zimmer Inc | HXPE LINER ELEVATED QU 36 | 00-8752-018-36 | Standalone | DE0006329 | As per HSA registered indication(s)
Orthopaedics | Hip replacement - Acetabular component | Acetabular liner | Acetabular liner - Crosslinked polyethylene | Zimmer Inc | HXPE LINER ELEVATED RR 36 | 00-8752-019-36 | Standalone | DE0006329 | As per HSA registered indication(s)
Orthopaedics | Hip replacement - Acetabular component | Acetabular liner | Acetabular liner - Crosslinked polyethylene | Zimmer Inc | HXPE LINER NEUTRAL MM 36 | 00-8751-014-36 | Standalone | DE0006329 | As per HSA registered indication(s)
Orthopaedics | Hip replacement - Acetabular component | Acetabular liner | Acetabular liner - Crosslinked polyethylene | Zimmer Inc | HXPE LINER NEUTRAL RR 36 | 00-8751-019-36 | Standalone | DE0006329 | As per HSA registered indication(s)
Orthopaedics | Hip replacement - Acetabular component | Acetabular liner | Acetabular liner - Crosslinked polyethylene | Zimmer Inc | HXPE LINER, NEUT, 44 EE X 28 | 00-8751-006-28 | Standalone | DE0006329 | As per HSA registered indication(s)
Orthopaedics | Hip replacement - Acetabular component | Acetabular liner | Acetabular liner - Crosslinked polyethylene | Zimmer Inc | HXPE LINER, NEUT, 46 FF X 28 | 00-8751-007-28 | Standalone | DE0006329 | As per HSA registered indication(s)
Orthopaedics | Hip replacement - Acetabular component | Acetabular liner | Acetabular liner - Crosslinked polyethylene | Zimmer Inc | HXPE LINER, NEUT, 48 GG X 28 | 00-8751-008-28 | Standalone | DE0006329 | As per HSA registered indication(s)
Orthopaedics | Hip replacement - Acetabular component | Acetabular liner | Acetabular liner - Crosslinked polyethylene | Zimmer Inc | HXPE LINER, NEUT, 48 GG X 32 | 00-8751-008-32 | Standalone | DE0006329 | As per HSA registered indication(s)
Orthopaedics | Hip replacement - Acetabular component | Acetabular liner | Acetabular liner - Crosslinked polyethylene | Zimmer Inc | HXPE LINER, NEUT, 50 HH X 28 | 00-8751-009-28 | Standalone | DE0006329 | As per HSA registered indication(s)
Orthopaedics | Hip replacement - Acetabular component | Acetabular liner | Acetabular liner - Crosslinked polyethylene | Zimmer Inc | HXPE LINER, NEUT, 50 HH X 32 | 00-8751-009-32 | Standalone | DE0006329 | As per HSA registered indication(s)
Orthopaedics | Hip replacement - Acetabular component | Acetabular liner | Acetabular liner - Crosslinked polyethylene | Zimmer Inc | HXPE LINER, NEUT, 52 II X 28 | 00-8751-010-28 | Standalone | DE0006329 | As per HSA registered indication(s)
Orthopaedics | Hip replacement - Acetabular component | Acetabular liner | Acetabular liner - Crosslinked polyethylene | Zimmer Inc | HXPE LINER, NEUT, 52 II X 32 | 00-8751-010-32 | Standalone | DE0006329 | As per HSA registered indication(s)
Orthopaedics | Hip replacement - Acetabular component | Acetabular liner | Acetabular liner - Crosslinked polyethylene | Zimmer Inc | HXPE LINER, NEUT, 52 II X 36 | 00-8751-010-36 | Standalone | DE0006329 | As per HSA registered indication(s)
Orthopaedics | Hip replacement - Acetabular component | Acetabular liner | Acetabular liner - Crosslinked polyethylene | Zimmer Inc | HXPE LINER, NEUT, 54 JJ X 28 | 00-8751-011-28 | Standalone | DE0006329 | As per HSA registered indication(s)
Orthopaedics | Hip replacement - Acetabular component | Acetabular liner | Acetabular liner - Crosslinked polyethylene | Zimmer Inc | HXPE LINER, NEUT, 54 JJ X 32 | 00-8751-011-32 | Standalone | DE0006329 | As per HSA registered indication(s)
Orthopaedics | Hip replacement - Acetabular component | Acetabular liner | Acetabular liner - Crosslinked polyethylene | Zimmer Inc | HXPE LINER, NEUT, 54 JJ X 36 | 00-8751-011-36 | Standalone | DE0006329 | As per HSA registered indication(s)
Orthopaedics | Hip replacement - Acetabular component | Acetabular liner | Acetabular liner - Crosslinked polyethylene | Zimmer Inc | HXPE LINER, NEUT, 56 KK X 32 | 00-8751-012-32 | Standalone | DE0006329 | As per HSA registered indication(s)
Orthopaedics | Hip replacement - Acetabular component | Acetabular liner | Acetabular liner - Crosslinked polyethylene | Zimmer Inc | HXPE LINER, NEUT, 56 KK X 36 | 00-8751-012-36 | Standalone | DE0006329 | As per HSA registered indication(s)
Orthopaedics | Hip replacement - Acetabular component | Acetabular liner | Acetabular liner - Crosslinked polyethylene | Zimmer Inc | HXPE LINER, NEUT, 58 LL X 32 | 00-8751-013-32 | Standalone | DE0006329 | As per HSA registered indication(s)
Orthopaedics | Hip replacement - Acetabular component | Acetabular liner | Acetabular liner - Crosslinked polyethylene | Zimmer Inc | HXPE LINER, NEUT, 58 LL X 36 | 00-8751-013-36 | Standalone | DE0006329 | As per HSA registered indication(s)
Orthopaedics | Hip replacement - Acetabular component | Acetabular liner | Acetabular liner - Crosslinked polyethylene | Zimmer Inc | HXPE LINER, NEUT, 60 MM X 32 | 00-8751-014-32 | Standalone | DE0006329 | As per HSA registered indication(s)
Orthopaedics | Hip replacement - Acetabular component | Acetabular liner | Acetabular liner - Crosslinked polyethylene | Zimmer Inc | HXPE LINER, NEUT, 62 NN X 36 | 00-8751-015-36 | Standalone | DE0006329 | As per HSA registered indication(s)
Orthopaedics | Hip replacement - Acetabular component | Acetabular liner | Acetabular liner - Crosslinked polyethylene | Zimmer Inc | HXPE LINER, NEUT, 64 OO X 36 | 00-8751-016-36 | Standalone | DE0006329 | As per HSA registered indication(s)
Orthopaedics | Hip replacement - Acetabular component | Acetabular liner | Acetabular liner - Crosslinked polyethylene | Zimmer Inc | HXPE LINER, NEUT, 66 PP X 36 | 00-8751-017-36 | Standalone | DE0006329 | As per HSA registered indication(s)
Orthopaedics | Hip replacement - Acetabular component | Acetabular liner | Acetabular liner - Crosslinked polyethylene | Zimmer Inc | HXPE LINER, NEUT, 68 QU X 36 | 00-8751-018-36 | Standalone | DE0006329 | As per HSA registered indication(s)
Orthopaedics | Hip replacement - Acetabular component | Acetabular liner | Acetabular liner - Crosslinked polyethylene | DePuy Orthopaedics, Inc. | ALTRX NEUTRAL 36X64 | 122136064 | Standalone | DE0005672 | As per HSA registered indication(s)
Orthopaedics | Hip replacement - Acetabular component | Acetabular liner | Acetabular liner - Crosslinked polyethylene | DePuy Orthopaedics, Inc. | ALTRX NEUTRAL 36X66 | 122136066 | Standalone | DE0005672 | As per HSA registered indication(s)
Orthopaedics | Hip replacement - Acetabular component | Acetabular liner | Acetabular liner - Crosslinked polyethylene | DePuy Orthopaedics, Inc. | ALTRX NEUT 36IDX68OD | 122136068 | Standalone | DE0005672 | As per HSA registered indication(s)
Orthopaedics | Hip replacement - Acetabular component | Acetabular liner | Acetabular liner - Crosslinked polyethylene | DePuy Orthopaedics, Inc. | ALTRX +4 10 DEG 36X64 | 122136164 | Standalone | DE0005672 | As per HSA registered indication(s)
Orthopaedics | Hip replacement - Acetabular component | Acetabular liner | Acetabular liner - Crosslinked polyethylene | DePuy Orthopaedics, Inc. | ALTRX +4 10 DEG 36X66 | 122136166 | Standalone | DE0005672 | As per HSA registered indication(s)
Orthopaedics | Hip replacement - Acetabular component | Acetabular liner | Acetabular liner - Crosslinked polyethylene | DePuy Orthopaedics, Inc. | ALTRX +4 10D 36IDX68OD | 122136168 | Standalone | DE0005672 | As per HSA registered indication(s)
Orthopaedics | Hip replacement - Acetabular component | Acetabular liner | Acetabular liner - Crosslinked polyethylene | DePuy Orthopaedics, Inc. | ALTRX LIP LNR 36IDX62OD | 122136262 | Standalone | DE0005672 | As per HSA registered indication(s)
Orthopaedics | Hip replacement - Acetabular component | Acetabular liner | Acetabular liner - Crosslinked polyethylene | DePuy Orthopaedics, Inc. | ALTRX LIP LNR 36IDX68OD | 122136268 | Standalone | DE0005672 | As per HSA registered indication(s)
Orthopaedics | Hip replacement - Acetabular component | Acetabular liner | Acetabular liner - Crosslinked polyethylene | DePuy Orthopaedics, Inc. | ALTRX +4 36X64 | 122136464 | Standalone | DE0005672 | As per HSA registered indication(s)
Orthopaedics | Hip replacement - Acetabular component | Acetabular liner | Acetabular liner - Crosslinked polyethylene | DePuy Orthopaedics, Inc. | ALTRX +4 36X66 | 122136466 | Standalone | DE0005672 | As per HSA registered indication(s)
Orthopaedics | Hip replacement - Acetabular component | Acetabular liner | Acetabular liner - Crosslinked polyethylene | DePuy Orthopaedics, Inc. | ALTRX +4 NEUT 36IDX68OD | 122136468 | Standalone | DE0005672 | As per HSA registered indication(s)
Orthopaedics | Hip replacement - Acetabular component | Acetabular component - Dual mobility | Dual mobility acetabular component - Internal bearing component | Biomet France | Avantage E1 Insert Size 44 D 22.2 / Material: E1 HXLPE | P0560E44 | Standalone | DE0505361 | Revision THR in cases of iterative dislocations and in patients with a high risk of dislocation. Primary THR, in patients with a high risk of dislocation (severe neurological disorders, neuropsychiatric disorders, addictions and major neuromuscular failures).
Orthopaedics | Hip replacement - Acetabular component | Acetabular component - Dual mobility | Dual mobility acetabular component - Internal bearing component | Biomet France | Avantage E1 Insert Size 44 D 28 / Material: E1 HXLPE | P0561E44 | Standalone | DE0505361 | Revision THR in cases of iterative dislocations and in patients with a high risk of dislocation. Primary THR, in patients with a high risk of dislocation (severe neurological disorders, neuropsychiatric disorders, addictions and major neuromuscular failures).
Orthopaedics | Hip replacement - Acetabular component | Acetabular component - Dual mobility | Dual mobility acetabular component - Internal bearing component | Biomet France | Avantage E1 Insert Size 46 D 22.2 / Material: E1 HXLPE | P0560E46 | Standalone | DE0505361 | Revision THR in cases of iterative dislocations and in patients with a high risk of dislocation. Primary THR, in patients with a high risk of dislocation (severe neurological disorders, neuropsychiatric disorders, addictions and major neuromuscular failures).
Orthopaedics | Hip replacement - Acetabular component | Acetabular component - Dual mobility | Dual mobility acetabular component - Internal bearing component | Biomet France | Avantage E1 Insert Size 46 D 28 / Material: E1 HXLPE | P0561E46 | Standalone | DE0505361 | Revision THR in cases of iterative dislocations and in patients with a high risk of dislocation. Primary THR, in patients with a high risk of dislocation (severe neurological disorders, neuropsychiatric disorders, addictions and major neuromuscular failures).
Orthopaedics | Hip replacement - Acetabular component | Acetabular component - Dual mobility | Dual mobility acetabular component - Internal bearing component | Biomet France | Avantage E1 Insert Size 48 D 22.2 / Material: E1 HXLPE | P0560E48 | Standalone | DE0505361 | Revision THR in cases of iterative dislocations and in patients with a high risk of dislocation. Primary THR, in patients with a high risk of dislocation (severe neurological disorders, neuropsychiatric disorders, addictions and major neuromuscular failures).
Orthopaedics | Hip replacement - Acetabular component | Acetabular component - Dual mobility | Dual mobility acetabular component - Internal bearing component | Biomet France | Avantage E1 Insert Size 48 D 28 / Material: E1 HXLPE | P0561E48 | Standalone | DE0505361 | Revision THR in cases of iterative dislocations and in patients with a high risk of dislocation. Primary THR, in patients with a high risk of dislocation (severe neurological disorders, neuropsychiatric disorders, addictions and major neuromuscular failures).
Orthopaedics | Hip replacement - Acetabular component | Acetabular component - Dual mobility | Dual mobility acetabular component - Internal bearing component | Biomet France | Avantage E1 Insert Size 50 D 28 / Material: E1 HXLPE | P0561E50 | Standalone | DE0505361 | Revision THR in cases of iterative dislocations and in patients with a high risk of dislocation. Primary THR, in patients with a high risk of dislocation (severe neurological disorders, neuropsychiatric disorders, addictions and major neuromuscular failures).
Orthopaedics | Hip replacement - Acetabular component | Acetabular component - Dual mobility | Dual mobility acetabular component - Internal bearing component | Biomet France | Avantage E1 Insert Size 52 D 28 / Material: E1 HXLPE | P0561E52 | Standalone | DE0505361 | Revision THR in cases of iterative dislocations and in patients with a high risk of dislocation. Primary THR, in patients with a high risk of dislocation (severe neurological disorders, neuropsychiatric disorders, addictions and major neuromuscular failures).
Orthopaedics | Hip replacement - Acetabular component | Acetabular component - Dual mobility | Dual mobility acetabular component - Internal bearing component | Biomet France | Avantage E1 Insert Size 54 D 28 / Material: E1 HXLPE | P0561E54 | Standalone | DE0505361 | Revision THR in cases of iterative dislocations and in patients with a high risk of dislocation. Primary THR, in patients with a high risk of dislocation (severe neurological disorders, neuropsychiatric disorders, addictions and major neuromuscular failures).
Orthopaedics | Hip replacement - Acetabular component | Acetabular component - Dual mobility | Dual mobility acetabular component - Internal bearing component | Biomet France | Avantage E1 Insert Size 56 D 28 / Material: E1 HXLPE | P0561E56 | Standalone | DE0505361 | Revision THR in cases of iterative dislocations and in patients with a high risk of dislocation. Primary THR, in patients with a high risk of dislocation (severe neurological disorders, neuropsychiatric disorders, addictions and major neuromuscular failures).
Orthopaedics | Hip replacement - Acetabular component | Acetabular component - Dual mobility | Dual mobility acetabular component - Internal bearing component | Biomet France | Avantage E1 Insert Size 58 D 28 / Material: E1 HXLPE | P0561E58 | Standalone | DE0505361 | Revision THR in cases of iterative dislocations and in patients with a high risk of dislocation. Primary THR, in patients with a high risk of dislocation (severe neurological disorders, neuropsychiatric disorders, addictions and major neuromuscular failures).
Orthopaedics | Hip replacement - Acetabular component | Acetabular component - Dual mobility | Dual mobility acetabular component - Internal bearing component | Biomet France | Avantage E1 Insert Size 60 D 28 / Material: E1 HXLPE | P0561E60 | Standalone | DE0505361 | Revision THR in cases of iterative dislocations and in patients with a high risk of dislocation. Primary THR, in patients with a high risk of dislocation (severe neurological disorders, neuropsychiatric disorders, addictions and major neuromuscular failures).
Orthopaedics | Hip replacement - Acetabular component | Acetabular component - Dual mobility | Dual mobility acetabular component - Internal bearing component | Biomet France | Avantage E1 Insert Size 62 D 28 / Material: E1 HXLPE | P0561E62 | Standalone | DE0505361 | Revision THR in cases of iterative dislocations and in patients with a high risk of dislocation. Primary THR, in patients with a high risk of dislocation (severe neurological disorders, neuropsychiatric disorders, addictions and major neuromuscular failures).
Orthopaedics | Hip replacement - Acetabular component | Acetabular component - Dual mobility | Dual mobility acetabular component - Internal bearing component | Biomet France | Avantage E1 Insert Size 64 D 28 / Material: E1 HXLPE | P0561E64 | Standalone | DE0505361 | Revision THR in cases of iterative dislocations and in patients with a high risk of dislocation. Primary THR, in patients with a high risk of dislocation (severe neurological disorders, neuropsychiatric disorders, addictions and major neuromuscular failures).
Orthopaedics | Hip replacement - Acetabular component | Acetabular component - Dual mobility | Dual mobility acetabular component - Internal bearing component | Biomet Orthopaedics | ACT ARTIC E1 HIP BRG 22X32MM | 010000990 | Standalone | DE0502165 | Revision THR in cases of iterative dislocations and in patients with a high risk of dislocation. Primary THR, in patients with a high risk of dislocation (severe neurological disorders, neuropsychiatric disorders, addictions and major neuromuscular failures).
Orthopaedics | Hip replacement - Acetabular component | Acetabular component - Dual mobility | Dual mobility acetabular component - Internal bearing component | Biomet Orthopaedics | ACT ARTIC E1 HIP BRG 22X36MM | 010000991 | Standalone | DE0502165 | Revision THR in cases of iterative dislocations and in patients with a high risk of dislocation. Primary THR, in patients with a high risk of dislocation (severe neurological disorders, neuropsychiatric disorders, addictions and major neuromuscular failures).
Orthopaedics | Hip replacement - Acetabular component | Acetabular component - Dual mobility | Dual mobility acetabular component - Internal bearing component | Biomet Orthopaedics | ACT ARTIC E1 HIP BRG 28X38MM | EP-200144 | Standalone | DE0502165 | Revision THR in cases of iterative dislocations and in patients with a high risk of dislocation. Primary THR, in patients with a high risk of dislocation (severe neurological disorders, neuropsychiatric disorders, addictions and major neuromuscular failures).
Orthopaedics | Hip replacement - Acetabular component | Acetabular component - Dual mobility | Dual mobility acetabular component - Internal bearing component | Biomet Orthopaedics | ACT ARTIC E1 HIP BRG 28X40MM | EP-200146 | Standalone | DE0502165 | Revision THR in cases of iterative dislocations and in patients with a high risk of dislocation. Primary THR, in patients with a high risk of dislocation (severe neurological disorders, neuropsychiatric disorders, addictions and major neuromuscular failures).
Orthopaedics | Hip replacement - Acetabular component | Acetabular component - Dual mobility | Dual mobility acetabular component - Internal bearing component | Biomet Orthopaedics | ACT ARTIC E1 HIP BRG 28X42MM | EP-200148 | Standalone | DE0502165 | Revision THR in cases of iterative dislocations and in patients with a high risk of dislocation. Primary THR, in patients with a high risk of dislocation (severe neurological disorders, neuropsychiatric disorders, addictions and major neuromuscular failures).
Orthopaedics | Hip replacement - Acetabular component | Acetabular component - Dual mobility | Dual mobility acetabular component - Internal bearing component | Biomet Orthopaedics | ACT ARTIC E1 HIP BRG 28X44MM | EP-200150 | Standalone | DE0502165 | Revision THR in cases of iterative dislocations and in patients with a high risk of dislocation. Primary THR, in patients with a high risk of dislocation (severe neurological disorders, neuropsychiatric disorders, addictions and major neuromuscular failures).
Orthopaedics | Hip replacement - Acetabular component | Acetabular component - Dual mobility | Dual mobility acetabular component - Internal bearing component | Biomet Orthopaedics | ACT ARTIC E1 HIP BRG 28X46MM | EP-200152 | Standalone | DE0502165 | Revision THR in cases of iterative dislocations and in patients with a high risk of dislocation. Primary THR, in patients with a high risk of dislocation (severe neurological disorders, neuropsychiatric disorders, addictions and major neuromuscular failures).
Orthopaedics | Hip replacement - Acetabular component | Acetabular component - Dual mobility | Dual mobility acetabular component - Internal bearing component | Biomet Orthopaedics | ACT ARTIC E1 HIP BRG 28X48MM | EP-200154 | Standalone | DE0502165 | Revision THR in cases of iterative dislocations and in patients with a high risk of dislocation. Primary THR, in patients with a high risk of dislocation (severe neurological disorders, neuropsychiatric disorders, addictions and major neuromuscular failures).
Orthopaedics | Hip replacement - Acetabular component | Acetabular component - Dual mobility | Dual mobility acetabular component - Internal bearing component | Biomet Orthopaedics | ACT ARTIC E1 HIP BRG 28X50MM | EP-200156 | Standalone | DE0502165 | Revision THR in cases of iterative dislocations and in patients with a high risk of dislocation. Primary THR, in patients with a high risk of dislocation (severe neurological disorders, neuropsychiatric disorders, addictions and major neuromuscular failures).
Orthopaedics | Hip replacement - Acetabular component | Acetabular component - Dual mobility | Dual mobility acetabular component - Internal bearing component | Biomet Orthopaedics | ACT ARTIC E1 HIP BRG 28X54MM | EP-200160 | Standalone | DE0502165 | Revision THR in cases of iterative dislocations and in patients with a high risk of dislocation. Primary THR, in patients with a high risk of dislocation (severe neurological disorders, neuropsychiatric disorders, addictions and major neuromuscular failures).
Orthopaedics | Hip replacement - Acetabular component | Acetabular component - Dual mobility | Dual mobility acetabular component - Internal bearing component | Biomet Orthopaedics | ACT ARTIC E1 HIP BRG 28X60MM | EP-200166 | Standalone | DE0502165 | Revision THR in cases of iterative dislocations and in patients with a high risk of dislocation. Primary THR, in patients with a high risk of dislocation (severe neurological disorders, neuropsychiatric disorders, addictions and major neuromuscular failures).
Orthopaedics | Hip replacement - Acetabular component | Acetabular component - Dual mobility | Dual mobility acetabular component - Internal bearing component | STRYKER HOWMEDICA OSTEONICS | MDM X3 INSERT, ID 22.2MM, FOR MDM LINER 36C | 72362242 | Standalone | DE0018443 | Revision THR in cases of iterative dislocations and in patients with a high risk of dislocation. Primary THR, in patients with a high risk of dislocation (severe neurological disorders, neuropsychiatric disorders, addictions and major neuromuscular failures).
Orthopaedics | Hip replacement - Acetabular component | Acetabular component - Dual mobility | Dual mobility acetabular component - Internal bearing component | STRYKER HOWMEDICA OSTEONICS | MDM X3 INSERT, ID 22.2MM, FOR MDM LINER 38D | 72362244 | Standalone | DE0018443 | Revision THR in cases of iterative dislocations and in patients with a high risk of dislocation. Primary THR, in patients with a high risk of dislocation (severe neurological disorders, neuropsychiatric disorders, addictions and major neuromuscular failures).
Orthopaedics | Hip replacement - Acetabular component | Acetabular component - Dual mobility | Dual mobility acetabular component - Internal bearing component | STRYKER HOWMEDICA OSTEONICS | RESTORATION ADM/MDM X3 INSERT, ID 28MM, FOR ADM CUP OD 48MM, FOR MDM LINER 42E | 72362848 | Standalone | DE0018443 | Revision THR in cases of iterative dislocations and in patients with a high risk of dislocation. Primary THR, in patients with a high risk of dislocation (severe neurological disorders, neuropsychiatric disorders, addictions and major neuromuscular failures).
Orthopaedics | Hip replacement - Acetabular component | Acetabular component - Dual mobility | Dual mobility acetabular component - Internal bearing component | STRYKER HOWMEDICA OSTEONICS | RESTORATION ADM/MDM X3 INSERT, ID 28MM, FOR ADM CUP OD 52MM, FOR MDM LINER 46F | 72362852 | Standalone | DE0018443 | Revision THR in cases of iterative dislocations and in patients with a high risk of dislocation. Primary THR, in patients with a high risk of dislocation (severe neurological disorders, neuropsychiatric disorders, addictions and major neuromuscular failures).
Orthopaedics | Hip replacement - Acetabular component | Acetabular component - Dual mobility | Dual mobility acetabular component - Internal bearing component | STRYKER HOWMEDICA OSTEONICS | RESTORATION ADM/MDM X3 INSERT, ID 28MM, FOR ADM CUP OD 54MM, FOR MDM LINER 48G | 72362854 | Standalone | DE0018443 | Revision THR in cases of iterative dislocations and in patients with a high risk of dislocation. Primary THR, in patients with a high risk of dislocation (severe neurological disorders, neuropsychiatric disorders, addictions and major neuromuscular failures).
Orthopaedics | Hip replacement - Acetabular component | Acetabular component - Dual mobility | Dual mobility acetabular component - Internal bearing component | STRYKER HOWMEDICA OSTEONICS | RESTORATION ADM/MDM X3 INSERT, ID 28MM, FOR ADM CUP OD 58MM, FOR MDM LINER 52H | 72362858 | Standalone | DE0018443 | Revision THR in cases of iterative dislocations and in patients with a high risk of dislocation. Primary THR, in patients with a high risk of dislocation (severe neurological disorders, neuropsychiatric disorders, addictions and major neuromuscular failures).
Orthopaedics | Hip replacement - Acetabular component | Acetabular component - Dual mobility | Dual mobility acetabular component - Internal bearing component | STRYKER HOWMEDICA OSTEONICS | RESTORATION ADM/MDM X3 INSERT, ID 28MM, FOR ADM CUP OD 60MM, FOR MDM LINER 54I | 72362860 | Standalone | DE0018443 | Revision THR in cases of iterative dislocations and in patients with a high risk of dislocation. Primary THR, in patients with a high risk of dislocation (severe neurological disorders, neuropsychiatric disorders, addictions and major neuromuscular failures).
Orthopaedics | Hip replacement - Acetabular component | Acetabular component - Dual mobility | Dual mobility acetabular component - Internal bearing component | STRYKER HOWMEDICA OSTEONICS | RESTORATION ADM/MDM X3 INSERT, ID 28MM, FOR ADM CUP OD 64MM, FOR MDM LINER 58J | 72362864 | Standalone | DE0018443 | Revision THR in cases of iterative dislocations and in patients with a high risk of dislocation. Primary THR, in patients with a high risk of dislocation (severe neurological disorders, neuropsychiatric disorders, addictions and major neuromuscular failures).
Orthopaedics | Hip replacement - Acetabular component | Acetabular component - Dual mobility | Dual mobility acetabular component - Internal bearing component | Stryker RHQ NL-SHC Cork | MDM X3 INSERT 22/42MM | 12362242 | Standalone | DE0018443 | Revision THR in cases of iterative dislocations and in patients with a high risk of dislocation. Primary THR, in patients with a high risk of dislocation (severe neurological disorders, neuropsychiatric disorders, addictions and major neuromuscular failures).
Orthopaedics | Hip replacement - Acetabular component | Acetabular component - Dual mobility | Dual mobility acetabular component - Internal bearing component | Stryker RHQ NL-SHC Cork | MDM X3 INSERT 22/44MM | 12362244 | Standalone | DE0018443 | Revision THR in cases of iterative dislocations and in patients with a high risk of dislocation. Primary THR, in patients with a high risk of dislocation (severe neurological disorders, neuropsychiatric disorders, addictions and major neuromuscular failures).
Orthopaedics | Hip replacement - Acetabular component | Acetabular component - Dual mobility | Dual mobility acetabular component - Internal bearing component | Stryker RHQ NL-SHC Cork | RESTORATION ADM/MDM X3 INS 28/48 | 12362848 | Standalone | DE0018443 | Revision THR in cases of iterative dislocations and in patients with a high risk of dislocation. Primary THR, in patients with a high risk of dislocation (severe neurological disorders, neuropsychiatric disorders, addictions and major neuromuscular failures).
Orthopaedics | Hip replacement - Acetabular component | Acetabular component - Dual mobility | Dual mobility acetabular component - Internal bearing component | Stryker RHQ NL-SHC Cork | RESTORATION ADM/MDM X3 INS 28/52 | 12362852 | Standalone | DE0018443 | Revision THR in cases of iterative dislocations and in patients with a high risk of dislocation. Primary THR, in patients with a high risk of dislocation (severe neurological disorders, neuropsychiatric disorders, addictions and major neuromuscular failures).
Orthopaedics | Hip replacement - Acetabular component | Acetabular component - Dual mobility | Dual mobility acetabular component - Internal bearing component | Stryker RHQ NL-SHC Cork | RESTORATION ADM/MDM X3 INS 28/54 | 12362854 | Standalone | DE0018443 | Revision THR in cases of iterative dislocations and in patients with a high risk of dislocation. Primary THR, in patients with a high risk of dislocation (severe neurological disorders, neuropsychiatric disorders, addictions and major neuromuscular failures).
Orthopaedics | Hip replacement - Acetabular component | Acetabular component - Dual mobility | Dual mobility acetabular component - Internal bearing component | Stryker RHQ NL-SHC Cork | RESTORATION ADM/MDM X3 INS 28/58 | 12362858 | Standalone | DE0018443 | Revision THR in cases of iterative dislocations and in patients with a high risk of dislocation. Primary THR, in patients with a high risk of dislocation (severe neurological disorders, neuropsychiatric disorders, addictions and major neuromuscular failures).
Orthopaedics | Hip replacement - Acetabular component | Acetabular component - Dual mobility | Dual mobility acetabular component - Internal bearing component | Stryker RHQ NL-SHC Cork | RESTORATION ADM/MDM X3 INS 28/60 | 12362860 | Standalone | DE0018443 | Revision THR in cases of iterative dislocations and in patients with a high risk of dislocation. Primary THR, in patients with a high risk of dislocation (severe neurological disorders, neuropsychiatric disorders, addictions and major neuromuscular failures).
Orthopaedics | Hip replacement - Acetabular component | Acetabular component - Dual mobility | Dual mobility acetabular component - Internal bearing component | Stryker RHQ NL-SHC Cork | RESTORATION ADM/MDM X3 INS 28/64 | 12362864 | Standalone | DE0018443 | Revision THR in cases of iterative dislocations and in patients with a high risk of dislocation. Primary THR, in patients with a high risk of dislocation (severe neurological disorders, neuropsychiatric disorders, addictions and major neuromuscular failures).
Orthopaedics | Hip replacement - Acetabular component | Acetabular component - Dual mobility | Dual mobility acetabular component - Liner | Biomet Orthopaedics | G7 DUAL MOBILITY LINER 32MM A | 110024459 | Standalone | DE0502165 | Revision THR in cases of iterative dislocations and in patients with a high risk of dislocation. Primary THR, in patients with a high risk of dislocation (severe neurological disorders, neuropsychiatric disorders, addictions and major neuromuscular failures).
Orthopaedics | Hip replacement - Acetabular component | Acetabular component - Dual mobility | Dual mobility acetabular component - Liner | Biomet Orthopaedics | G7 DUAL MOBILITY LINER 36MM B | 110024460 | Standalone | DE0502165 | Revision THR in cases of iterative dislocations and in patients with a high risk of dislocation. Primary THR, in patients with a high risk of dislocation (severe neurological disorders, neuropsychiatric disorders, addictions and major neuromuscular failures).
Orthopaedics | Hip replacement - Acetabular component | Acetabular component - Dual mobility | Dual mobility acetabular component - Liner | Biomet Orthopaedics | G7 DUAL MOBILITY LINER 38MM C | 110024461 | Standalone | DE0502165 | Revision THR in cases of iterative dislocations and in patients with a high risk of dislocation. Primary THR, in patients with a high risk of dislocation (severe neurological disorders, neuropsychiatric disorders, addictions and major neuromuscular failures).
Orthopaedics | Hip replacement - Acetabular component | Acetabular component - Dual mobility | Dual mobility acetabular component - Liner | Biomet Orthopaedics | G7 DUAL MOBILITY LINER 40MM D | 110024462 | Standalone | DE0502165 | Revision THR in cases of iterative dislocations and in patients with a high risk of dislocation. Primary THR, in patients with a high risk of dislocation (severe neurological disorders, neuropsychiatric disorders, addictions and major neuromuscular failures).
Orthopaedics | Hip replacement - Acetabular component | Acetabular component - Dual mobility | Dual mobility acetabular component - Liner | Biomet Orthopaedics | G7 DUAL MOBILITY LINER 42MM E | 110024463 | Standalone | DE0502165 | Revision THR in cases of iterative dislocations and in patients with a high risk of dislocation. Primary THR, in patients with a high risk of dislocation (severe neurological disorders, neuropsychiatric disorders, addictions and major neuromuscular failures).
Orthopaedics | Hip replacement - Acetabular component | Acetabular component - Dual mobility | Dual mobility acetabular component - Liner | Biomet Orthopaedics | G7 DUAL MOBILITY LINER 44MM F | 110024464 | Standalone | DE0502165 | Revision THR in cases of iterative dislocations and in patients with a high risk of dislocation. Primary THR, in patients with a high risk of dislocation (severe neurological disorders, neuropsychiatric disorders, addictions and major neuromuscular failures).
Orthopaedics | Hip replacement - Acetabular component | Acetabular component - Dual mobility | Dual mobility acetabular component - Liner | Biomet Orthopaedics | G7 DUAL MOBILITY LINER 46MM G | 110024465 | Standalone | DE0502165 | Revision THR in cases of iterative dislocations and in patients with a high risk of dislocation. Primary THR, in patients with a high risk of dislocation (severe neurological disorders, neuropsychiatric disorders, addictions and major neuromuscular failures).
Orthopaedics | Hip replacement - Acetabular component | Acetabular component - Dual mobility | Dual mobility acetabular component - Liner | Biomet Orthopaedics | G7 DUAL MOBILITY LINER 50MM H | 110024466 | Standalone | DE0502165 | Revision THR in cases of iterative dislocations and in patients with a high risk of dislocation. Primary THR, in patients with a high risk of dislocation (severe neurological disorders, neuropsychiatric disorders, addictions and major neuromuscular failures).
Orthopaedics | Hip replacement - Acetabular component | Acetabular component - Dual mobility | Dual mobility acetabular component - Liner | Biomet Orthopaedics | G7 DUAL MOBILITY LINER 54MM I | 110024467 | Standalone | DE0502165 | Revision THR in cases of iterative dislocations and in patients with a high risk of dislocation. Primary THR, in patients with a high risk of dislocation (severe neurological disorders, neuropsychiatric disorders, addictions and major neuromuscular failures).
Orthopaedics | Hip replacement - Acetabular component | Acetabular component - Dual mobility | Dual mobility acetabular component - Liner | Biomet Orthopaedics | G7 DUAL MOBILITY LINER 60MM J | 110024468 | Standalone | DE0502165 | Revision THR in cases of iterative dislocations and in patients with a high risk of dislocation. Primary THR, in patients with a high risk of dislocation (severe neurological disorders, neuropsychiatric disorders, addictions and major neuromuscular failures).
Orthopaedics | Hip replacement - Acetabular component | Acetabular component - Dual mobility | Dual mobility acetabular component - Liner | Stryker RHQ NL-SHC Cork | MDM LINER 36C | 6260036C | Standalone | DE0018443 | Revision THR in cases of iterative dislocations and in patients with a high risk of dislocation. Primary THR, in patients with a high risk of dislocation (severe neurological disorders, neuropsychiatric disorders, addictions and major neuromuscular failures).
Orthopaedics | Hip replacement - Acetabular component | Acetabular component - Dual mobility | Dual mobility acetabular component - Liner | Stryker RHQ NL-SHC Cork | MDM LINER 38D | 6260038D | Standalone | DE0018443 | Revision THR in cases of iterative dislocations and in patients with a high risk of dislocation. Primary THR, in patients with a high risk of dislocation (severe neurological disorders, neuropsychiatric disorders, addictions and major neuromuscular failures).
Orthopaedics | Hip replacement - Acetabular component | Acetabular component - Dual mobility | Dual mobility acetabular component - Liner | Stryker RHQ NL-SHC Cork | MDM LINER 42E | 6260042E | Standalone | DE0018443 | Revision THR in cases of iterative dislocations and in patients with a high risk of dislocation. Primary THR, in patients with a high risk of dislocation (severe neurological disorders, neuropsychiatric disorders, addictions and major neuromuscular failures).
Orthopaedics | Hip replacement - Acetabular component | Acetabular component - Dual mobility | Dual mobility acetabular component - Liner | Stryker RHQ NL-SHC Cork | MDM LINER 46F | 6260046F | Standalone | DE0018443 | Revision THR in cases of iterative dislocations and in patients with a high risk of dislocation. Primary THR, in patients with a high risk of dislocation (severe neurological disorders, neuropsychiatric disorders, addictions and major neuromuscular failures).
Orthopaedics | Hip replacement - Acetabular component | Acetabular component - Dual mobility | Dual mobility acetabular component - Liner | Stryker RHQ NL-SHC Cork | MDM LINER 48G | 6260048G | Standalone | DE0018443 | Revision THR in cases of iterative dislocations and in patients with a high risk of dislocation. Primary THR, in patients with a high risk of dislocation (severe neurological disorders, neuropsychiatric disorders, addictions and major neuromuscular failures).
Orthopaedics | Hip replacement - Acetabular component | Acetabular component - Dual mobility | Dual mobility acetabular component - Liner | Stryker RHQ NL-SHC Cork | MDM LINER 52H | 6260052H | Standalone | DE0018443 | Revision THR in cases of iterative dislocations and in patients with a high risk of dislocation. Primary THR, in patients with a high risk of dislocation (severe neurological disorders, neuropsychiatric disorders, addictions and major neuromuscular failures).
Orthopaedics | Hip replacement - Acetabular component | Acetabular component - Dual mobility | Dual mobility acetabular component - Liner | Stryker RHQ NL-SHC Cork | MDM LINER 54I | 6260054I | Standalone | DE0018443 | Revision THR in cases of iterative dislocations and in patients with a high risk of dislocation. Primary THR, in patients with a high risk of dislocation (severe neurological disorders, neuropsychiatric disorders, addictions and major neuromuscular failures).
Orthopaedics | Hip replacement - Acetabular component | Acetabular component - Dual mobility | Dual mobility acetabular component - Liner | Stryker RHQ NL-SHC Cork | MDM LINER 58J | 6260058J | Standalone | DE0018443 | Revision THR in cases of iterative dislocations and in patients with a high risk of dislocation. Primary THR, in patients with a high risk of dislocation (severe neurological disorders, neuropsychiatric disorders, addictions and major neuromuscular failures).
Orthopaedics | Hip replacement - Acetabular component | Acetabular component - Dual mobility | Dual mobility acetabular component - Monoblock cup | Biomet France | Avantage Acetabular Cup Reload Acetabular Shell / Cementless / Size 44 | P0460P44 | Standalone | DE0505362 | Revision THR in cases of iterative dislocations and in patients with a high risk of dislocation. Primary THR, in patients with a high risk of dislocation (severe neurological disorders, neuropsychiatric disorders, addictions and major neuromuscular failures).
Orthopaedics | Hip replacement - Acetabular component | Acetabular component - Dual mobility | Dual mobility acetabular component - Monoblock cup | Biomet France | Avantage Acetabular Cup Reload Acetabular Shell / Cementless / Size 46 | P0460P46 | Standalone | DE0505362 | Revision THR in cases of iterative dislocations and in patients with a high risk of dislocation. Primary THR, in patients with a high risk of dislocation (severe neurological disorders, neuropsychiatric disorders, addictions and major neuromuscular failures).
Orthopaedics | Hip replacement - Acetabular component | Acetabular component - Dual mobility | Dual mobility acetabular component - Monoblock cup | Biomet France | Avantage Acetabular Cup Reload Acetabular Shell / Cementless / Size 48 | P0460P48 | Standalone | DE0505362 | Revision THR in cases of iterative dislocations and in patients with a high risk of dislocation. Primary THR, in patients with a high risk of dislocation (severe neurological disorders, neuropsychiatric disorders, addictions and major neuromuscular failures).
Orthopaedics | Hip replacement - Acetabular component | Acetabular component - Dual mobility | Dual mobility acetabular component - Monoblock cup | Biomet France | Avantage Acetabular Cup Reload Acetabular Shell / Cementless / Size 50 | P0460P50 | Standalone | DE0505362 | Revision THR in cases of iterative dislocations and in patients with a high risk of dislocation. Primary THR, in patients with a high risk of dislocation (severe neurological disorders, neuropsychiatric disorders, addictions and major neuromuscular failures).
Orthopaedics | Hip replacement - Acetabular component | Acetabular component - Dual mobility | Dual mobility acetabular component - Monoblock cup | Biomet France | Avantage Acetabular Cup Reload Acetabular Shell / Cementless / Size 52 | P0460P52 | Standalone | DE0505362 | Revision THR in cases of iterative dislocations and in patients with a high risk of dislocation. Primary THR, in patients with a high risk of dislocation (severe neurological disorders, neuropsychiatric disorders, addictions and major neuromuscular failures).
Orthopaedics | Hip replacement - Acetabular component | Acetabular component - Dual mobility | Dual mobility acetabular component - Monoblock cup | Biomet France | Avantage Acetabular Cup Reload Acetabular Shell / Cementless / Size 54 | P0460P54 | Standalone | DE0505362 | Revision THR in cases of iterative dislocations and in patients with a high risk of dislocation. Primary THR, in patients with a high risk of dislocation (severe neurological disorders, neuropsychiatric disorders, addictions and major neuromuscular failures).
Orthopaedics | Hip replacement - Acetabular component | Acetabular component - Dual mobility | Dual mobility acetabular component - Monoblock cup | Biomet France | Avantage Acetabular Cup Reload Acetabular Shell / Cementless / Size 56 | P0460P56 | Standalone | DE0505362 | Revision THR in cases of iterative dislocations and in patients with a high risk of dislocation. Primary THR, in patients with a high risk of dislocation (severe neurological disorders, neuropsychiatric disorders, addictions and major neuromuscular failures).
Orthopaedics | Hip replacement - Acetabular component | Acetabular component - Dual mobility | Dual mobility acetabular component - Monoblock cup | Biomet France | Avantage Acetabular Cup Reload Acetabular Shell / Cementless / Size 58 | P0460P58 | Standalone | DE0505362 | Revision THR in cases of iterative dislocations and in patients with a high risk of dislocation. Primary THR, in patients with a high risk of dislocation (severe neurological disorders, neuropsychiatric disorders, addictions and major neuromuscular failures).
Orthopaedics | Hip replacement - Acetabular component | Acetabular component - Dual mobility | Dual mobility acetabular component - Monoblock cup | Biomet France | Avantage Acetabular Cup Reload Acetabular Shell / Cementless / Size 60 | P0460P60 | Standalone | DE0505362 | Revision THR in cases of iterative dislocations and in patients with a high risk of dislocation. Primary THR, in patients with a high risk of dislocation (severe neurological disorders, neuropsychiatric disorders, addictions and major neuromuscular failures).
Orthopaedics | Hip replacement - Acetabular component | Acetabular component - Dual mobility | Dual mobility acetabular component - Monoblock cup | Biomet France | Avantage Acetabular Cup Reload Acetabular Shell / Cementless / Size 62 | P0460P62 | Standalone | DE0505362 | Revision THR in cases of iterative dislocations and in patients with a high risk of dislocation. Primary THR, in patients with a high risk of dislocation (severe neurological disorders, neuropsychiatric disorders, addictions and major neuromuscular failures).
Orthopaedics | Hip replacement - Acetabular component | Acetabular component - Dual mobility | Dual mobility acetabular component - Monoblock cup | Biomet France | Avantage Acetabular Cup Reload Acetabular Shell / Cementless / Size 64 | P0460P64 | Standalone | DE0505362 | Revision THR in cases of iterative dislocations and in patients with a high risk of dislocation. Primary THR, in patients with a high risk of dislocation (severe neurological disorders, neuropsychiatric disorders, addictions and major neuromuscular failures).
Orthopaedics | Hip replacement - Acetabular component | Acetabular component - Dual mobility | Dual mobility acetabular component - Monoblock cup | Biomet France | Avantage Cemented Acetabular Cup Cemented / Size 44 | P0463044 | Standalone | DE0505361 | Revision THR in cases of iterative dislocations and in patients with a high risk of dislocation. Primary THR, in patients with a high risk of dislocation (severe neurological disorders, neuropsychiatric disorders, addictions and major neuromuscular failures).
Orthopaedics | Hip replacement - Acetabular component | Acetabular component - Dual mobility | Dual mobility acetabular component - Monoblock cup | Biomet France | Avantage Cemented Acetabular Cup Cemented / Size 46 | P0463046 | Standalone | DE0505361 | Revision THR in cases of iterative dislocations and in patients with a high risk of dislocation. Primary THR, in patients with a high risk of dislocation (severe neurological disorders, neuropsychiatric disorders, addictions and major neuromuscular failures).
Orthopaedics | Hip replacement - Acetabular component | Acetabular component - Dual mobility | Dual mobility acetabular component - Monoblock cup | Biomet France | Avantage Cemented Acetabular Cup Cemented / Size 48 | P0463048 | Standalone | DE0505361 | Revision THR in cases of iterative dislocations and in patients with a high risk of dislocation. Primary THR, in patients with a high risk of dislocation (severe neurological disorders, neuropsychiatric disorders, addictions and major neuromuscular failures).
Orthopaedics | Hip replacement - Acetabular component | Acetabular component - Dual mobility | Dual mobility acetabular component - Monoblock cup | Biomet France | Avantage Cemented Acetabular Cup Cemented / Size 50 | P0463050 | Standalone | DE0505361 | Revision THR in cases of iterative dislocations and in patients with a high risk of dislocation. Primary THR, in patients with a high risk of dislocation (severe neurological disorders, neuropsychiatric disorders, addictions and major neuromuscular failures).
Orthopaedics | Hip replacement - Acetabular component | Acetabular component - Dual mobility | Dual mobility acetabular component - Monoblock cup | Biomet France | Avantage Cemented Acetabular Cup Cemented / Size 52 | P0463052 | Standalone | DE0505361 | Revision THR in cases of iterative dislocations and in patients with a high risk of dislocation. Primary THR, in patients with a high risk of dislocation (severe neurological disorders, neuropsychiatric disorders, addictions and major neuromuscular failures).
Orthopaedics | Hip replacement - Acetabular component | Acetabular component - Dual mobility | Dual mobility acetabular component - Monoblock cup | Biomet France | Avantage Cemented Acetabular Cup Cemented / Size 54 | P0463054 | Standalone | DE0505361 | Revision THR in cases of iterative dislocations and in patients with a high risk of dislocation. Primary THR, in patients with a high risk of dislocation (severe neurological disorders, neuropsychiatric disorders, addictions and major neuromuscular failures).
Orthopaedics | Hip replacement - Acetabular component | Acetabular component - Dual mobility | Dual mobility acetabular component - Monoblock cup | Biomet France | Avantage Cemented Acetabular Cup Cemented / Size 56 | P0463056 | Standalone | DE0505361 | Revision THR in cases of iterative dislocations and in patients with a high risk of dislocation. Primary THR, in patients with a high risk of dislocation (severe neurological disorders, neuropsychiatric disorders, addictions and major neuromuscular failures).
Orthopaedics | Hip replacement - Acetabular component | Acetabular component - Dual mobility | Dual mobility acetabular component - Monoblock cup | Biomet France | Avantage Cemented Acetabular Cup Cemented / Size 58 | P0463058 | Standalone | DE0505361 | Revision THR in cases of iterative dislocations and in patients with a high risk of dislocation. Primary THR, in patients with a high risk of dislocation (severe neurological disorders, neuropsychiatric disorders, addictions and major neuromuscular failures).
Orthopaedics | Hip replacement - Acetabular component | Acetabular component - Dual mobility | Dual mobility acetabular component - Monoblock cup | Biomet France | Avantage Cemented Acetabular Cup Cemented / Size 60 | P0463060 | Standalone | DE0505361 | Revision THR in cases of iterative dislocations and in patients with a high risk of dislocation. Primary THR, in patients with a high risk of dislocation (severe neurological disorders, neuropsychiatric disorders, addictions and major neuromuscular failures).
Orthopaedics | Hip replacement - Acetabular component | Acetabular component - Dual mobility | Dual mobility acetabular component - Monoblock cup | SERF | BI-MENTUMTM Dual Mobility Cup Cemented Acetabular Cup 43 | DS4901043 | Standalone | DE0506293 | Revision THR in cases of iterative dislocations and in patients with a high risk of dislocation. Primary THR, in patients with a high risk of dislocation (severe neurological disorders, neuropsychiatric disorders, addictions and major neuromuscular failures).
Orthopaedics | Hip replacement - Acetabular component | Acetabular component - Dual mobility | Dual mobility acetabular component - Monoblock cup | SERF | BI-MENTUMTM Dual Mobility Cup Cemented Acetabular Cup 45 | DS4901045 | Standalone | DE0506293 | Revision THR in cases of iterative dislocations and in patients with a high risk of dislocation. Primary THR, in patients with a high risk of dislocation (severe neurological disorders, neuropsychiatric disorders, addictions and major neuromuscular failures).
Orthopaedics | Hip replacement - Acetabular component | Acetabular component - Dual mobility | Dual mobility acetabular component - Monoblock cup | SERF | BI-MENTUMTM Dual Mobility Cup Cemented Acetabular Cup 47 | DS4901047 | Standalone | DE0506293 | Revision THR in cases of iterative dislocations and in patients with a high risk of dislocation. Primary THR, in patients with a high risk of dislocation (severe neurological disorders, neuropsychiatric disorders, addictions and major neuromuscular failures).
Orthopaedics | Hip replacement - Acetabular component | Acetabular component - Dual mobility | Dual mobility acetabular component - Monoblock cup | SERF | BI-MENTUMTM Dual Mobility Cup Cemented Acetabular Cup 49 | DS4901049 | Standalone | DE0506293 | Revision THR in cases of iterative dislocations and in patients with a high risk of dislocation. Primary THR, in patients with a high risk of dislocation (severe neurological disorders, neuropsychiatric disorders, addictions and major neuromuscular failures).
Orthopaedics | Hip replacement - Acetabular component | Acetabular component - Dual mobility | Dual mobility acetabular component - Monoblock cup | SERF | BI-MENTUMTM Dual Mobility Cup Cemented Acetabular Cup 51 | DS4901051 | Standalone | DE0506293 | Revision THR in cases of iterative dislocations and in patients with a high risk of dislocation. Primary THR, in patients with a high risk of dislocation (severe neurological disorders, neuropsychiatric disorders, addictions and major neuromuscular failures).
Orthopaedics | Hip replacement - Acetabular component | Acetabular component - Dual mobility | Dual mobility acetabular component - Monoblock cup | SERF | BI-MENTUMTM Dual Mobility Cup Cemented Acetabular Cup 53 | DS4901053 | Standalone | DE0506293 | Revision THR in cases of iterative dislocations and in patients with a high risk of dislocation. Primary THR, in patients with a high risk of dislocation (severe neurological disorders, neuropsychiatric disorders, addictions and major neuromuscular failures).
Orthopaedics | Hip replacement - Acetabular component | Acetabular component - Dual mobility | Dual mobility acetabular component - Monoblock cup | SERF | BI-MENTUMTM Dual Mobility Cup Cemented Acetabular Cup 55 | DS4901055 | Standalone | DE0506293 | Revision THR in cases of iterative dislocations and in patients with a high risk of dislocation. Primary THR, in patients with a high risk of dislocation (severe neurological disorders, neuropsychiatric disorders, addictions and major neuromuscular failures).
Orthopaedics | Hip replacement - Acetabular component | Acetabular component - Dual mobility | Dual mobility acetabular component - Monoblock cup | SERF | BI-MENTUMTM Dual Mobility Cup Cemented Acetabular Cup 57 | DS4901057 | Standalone | DE0506293 | Revision THR in cases of iterative dislocations and in patients with a high risk of dislocation. Primary THR, in patients with a high risk of dislocation (severe neurological disorders, neuropsychiatric disorders, addictions and major neuromuscular failures).
Orthopaedics | Hip replacement - Acetabular component | Acetabular component - Dual mobility | Dual mobility acetabular component - Monoblock cup | SERF | BI-MENTUMTM Dual Mobility Cup Cemented Acetabular Cup 59 | DS4901059 | Standalone | DE0506293 | Revision THR in cases of iterative dislocations and in patients with a high risk of dislocation. Primary THR, in patients with a high risk of dislocation (severe neurological disorders, neuropsychiatric disorders, addictions and major neuromuscular failures).
Orthopaedics | Hip replacement - Acetabular component | Acetabular component - Dual mobility | Dual mobility acetabular component - Monoblock cup | SERF | BI-MENTUMTM Dual Mobility Cup Cemented Acetabular Cup 61 | DS4901061 | Standalone | DE0506293 | Revision THR in cases of iterative dislocations and in patients with a high risk of dislocation. Primary THR, in patients with a high risk of dislocation (severe neurological disorders, neuropsychiatric disorders, addictions and major neuromuscular failures).
Orthopaedics | Hip replacement - Acetabular component | Acetabular component - Dual mobility | Dual mobility acetabular component - Monoblock cup | SERF | BI-MENTUMTM Dual Mobility Cup Cemented Acetabular Cup 63 | DS4901063 | Standalone | DE0506293 | Revision THR in cases of iterative dislocations and in patients with a high risk of dislocation. Primary THR, in patients with a high risk of dislocation (severe neurological disorders, neuropsychiatric disorders, addictions and major neuromuscular failures).
Orthopaedics | Hip replacement - Acetabular component | Acetabular component - Dual mobility | Dual mobility acetabular component - Monoblock cup | Serf | BI-MENTUMTM Pressfit Cup 43 | DS45320043 | Standalone | DE0508081 | Revision THR in cases of iterative dislocations and in patients with a high risk of dislocation. Primary THR, in patients with a high risk of dislocation (severe neurological disorders, neuropsychiatric disorders, addictions and major neuromuscular failures).
Orthopaedics | Hip replacement - Acetabular component | Acetabular component - Dual mobility | Dual mobility acetabular component - Monoblock cup | Serf | BI-MENTUMTM Pressfit Cup 45 | DS45320045 | Standalone | DE0508081 | Revision THR in cases of iterative dislocations and in patients with a high risk of dislocation. Primary THR, in patients with a high risk of dislocation (severe neurological disorders, neuropsychiatric disorders, addictions and major neuromuscular failures).
Orthopaedics | Hip replacement - Acetabular component | Acetabular component - Dual mobility | Dual mobility acetabular component - Monoblock cup | Serf | BI-MENTUMTM Pressfit Cup 47 | DS45320047 | Standalone | DE0508081 | Revision THR in cases of iterative dislocations and in patients with a high risk of dislocation. Primary THR, in patients with a high risk of dislocation (severe neurological disorders, neuropsychiatric disorders, addictions and major neuromuscular failures).
Orthopaedics | Hip replacement - Acetabular component | Acetabular component - Dual mobility | Dual mobility acetabular component - Monoblock cup | Serf | BI-MENTUMTM Pressfit Cup 49 | DS45320049 | Standalone | DE0508081 | Revision THR in cases of iterative dislocations and in patients with a high risk of dislocation. Primary THR, in patients with a high risk of dislocation (severe neurological disorders, neuropsychiatric disorders, addictions and major neuromuscular failures).
Orthopaedics | Hip replacement - Acetabular component | Acetabular component - Dual mobility | Dual mobility acetabular component - Monoblock cup | Serf | BI-MENTUMTM Pressfit Cup 51 | DS45320051 | Standalone | DE0508081 | Revision THR in cases of iterative dislocations and in patients with a high risk of dislocation. Primary THR, in patients with a high risk of dislocation (severe neurological disorders, neuropsychiatric disorders, addictions and major neuromuscular failures).
Orthopaedics | Hip replacement - Acetabular component | Acetabular component - Dual mobility | Dual mobility acetabular component - Monoblock cup | Serf | BI-MENTUMTM Pressfit Cup 53 | DS45320053 | Standalone | DE0508081 | Revision THR in cases of iterative dislocations and in patients with a high risk of dislocation. Primary THR, in patients with a high risk of dislocation (severe neurological disorders, neuropsychiatric disorders, addictions and major neuromuscular failures).
Orthopaedics | Hip replacement - Acetabular component | Acetabular component - Dual mobility | Dual mobility acetabular component - Monoblock cup | Serf | BI-MENTUM+Z711+Q707:S711 | DS45320055 | Standalone | DE0508081 | Revision THR in cases of iterative dislocations and in patients with a high risk of dislocation. Primary THR, in patients with a high risk of dislocation (severe neurological disorders, neuropsychiatric disorders, addictions and major neuromuscular failures).
Orthopaedics | Hip replacement - Acetabular component | Acetabular component - Dual mobility | Dual mobility acetabular component - Monoblock cup | Serf | BI-MENTUMTM Pressfit Cup 57 | DS45320057 | Standalone | DE0508081 | Revision THR in cases of iterative dislocations and in patients with a high risk of dislocation. Primary THR, in patients with a high risk of dislocation (severe neurological disorders, neuropsychiatric disorders, addictions and major neuromuscular failures).
Orthopaedics | Hip replacement - Acetabular component | Acetabular component - Dual mobility | Dual mobility acetabular component - Monoblock cup | Serf | BI-MENTUMTM Pressfit Cup 59 | DS45320059 | Standalone | DE0508081 | Revision THR in cases of iterative dislocations and in patients with a high risk of dislocation. Primary THR, in patients with a high risk of dislocation (severe neurological disorders, neuropsychiatric disorders, addictions and major neuromuscular failures).
Orthopaedics | Hip replacement - Acetabular component | Acetabular component - Dual mobility | Dual mobility acetabular component - Monoblock cup | Serf | BI-MENTUMTM Pressfit Cup 61 | DS45320061 | Standalone | DE0508081 | Revision THR in cases of iterative dislocations and in patients with a high risk of dislocation. Primary THR, in patients with a high risk of dislocation (severe neurological disorders, neuropsychiatric disorders, addictions and major neuromuscular failures).
Orthopaedics | Hip replacement - Acetabular component | Acetabular component - Dual mobility | Dual mobility acetabular component - Monoblock cup | Serf | BI-MENTUMTM Pressfit Cup 63 | DS45320063 | Standalone | DE0508081 | Revision THR in cases of iterative dislocations and in patients with a high risk of dislocation. Primary THR, in patients with a high risk of dislocation (severe neurological disorders, neuropsychiatric disorders, addictions and major neuromuscular failures).
Orthopaedics | Hip replacement - Acetabular component | Acetabular component - Dual mobility | Dual mobility acetabular component - Monoblock cup | Serf | BI-MENTUMTM Pressfit Cup 65 | DS45320065 | Standalone | DE0508081 | Revision THR in cases of iterative dislocations and in patients with a high risk of dislocation. Primary THR, in patients with a high risk of dislocation (severe neurological disorders, neuropsychiatric disorders, addictions and major neuromuscular failures).
Orthopaedics | Hip replacement - Acetabular component | Acetabular component - Dual mobility | Dual mobility acetabular component - Monoblock cup | Serf | BI-MENTUMTM Pressfit Cup 67 | DS45320067 | Standalone | DE0508081 | Revision THR in cases of iterative dislocations and in patients with a high risk of dislocation. Primary THR, in patients with a high risk of dislocation (severe neurological disorders, neuropsychiatric disorders, addictions and major neuromuscular failures).
Orthopaedics | Hip replacement - Acetabular component | Acetabular component - Dual mobility | Dual mobility acetabular component - Monoblock cup | Serf | BI-MENTUMTM Pressfit Cup 69 | DS45320069 | Standalone | DE0508081 | Revision THR in cases of iterative dislocations and in patients with a high risk of dislocation. Primary THR, in patients with a high risk of dislocation (severe neurological disorders, neuropsychiatric disorders, addictions and major neuromuscular failures).
Orthopaedics | Hip replacement - Acetabular component | Acetabular component - Dual mobility | Dual mobility acetabular component - Monoblock cup | Serf | BI-MENTUMTM Plus Cup 41 | DS5050041 | Standalone | DE0508208 | Revision THR in cases of iterative dislocations and in patients with a high risk of dislocation. Primary THR, in patients with a high risk of dislocation (severe neurological disorders, neuropsychiatric disorders, addictions and major neuromuscular failures).
Orthopaedics | Hip replacement - Acetabular component | Acetabular component - Dual mobility | Dual mobility acetabular component - Monoblock cup | Serf | BI-MENTUMTM Plus Cup 43 | DS5050043 | Standalone | DE0508208 | Revision THR in cases of iterative dislocations and in patients with a high risk of dislocation. Primary THR, in patients with a high risk of dislocation (severe neurological disorders, neuropsychiatric disorders, addictions and major neuromuscular failures).
Orthopaedics | Hip replacement - Acetabular component | Acetabular component - Dual mobility | Dual mobility acetabular component - Monoblock cup | Serf | BI-MENTUMTM Plus Cup 45 | DS5050045 | Standalone | DE0508208 | Revision THR in cases of iterative dislocations and in patients with a high risk of dislocation. Primary THR, in patients with a high risk of dislocation (severe neurological disorders, neuropsychiatric disorders, addictions and major neuromuscular failures).
Orthopaedics | Hip replacement - Acetabular component | Acetabular component - Dual mobility | Dual mobility acetabular component - Monoblock cup | Serf | BI-MENTUMTM Plus Cup 47 | DS5050047 | Standalone | DE0508208 | Revision THR in cases of iterative dislocations and in patients with a high risk of dislocation. Primary THR, in patients with a high risk of dislocation (severe neurological disorders, neuropsychiatric disorders, addictions and major neuromuscular failures).
Orthopaedics | Hip replacement - Acetabular component | Acetabular component - Dual mobility | Dual mobility acetabular component - Monoblock cup | Serf | BI-MENTUMTM Plus Cup 49 | DS5050049 | Standalone | DE0508208 | Revision THR in cases of iterative dislocations and in patients with a high risk of dislocation. Primary THR, in patients with a high risk of dislocation (severe neurological disorders, neuropsychiatric disorders, addictions and major neuromuscular failures).
Orthopaedics | Hip replacement - Acetabular component | Acetabular component - Dual mobility | Dual mobility acetabular component - Monoblock cup | Serf | BI-MENTUMTM Plus Cup 51 | DS5050051 | Standalone | DE0508208 | Revision THR in cases of iterative dislocations and in patients with a high risk of dislocation. Primary THR, in patients with a high risk of dislocation (severe neurological disorders, neuropsychiatric disorders, addictions and major neuromuscular failures).
Orthopaedics | Hip replacement - Acetabular component | Acetabular component - Dual mobility | Dual mobility acetabular component - Monoblock cup | Serf | BI-MENTUMTM Plus Cup 53 | DS5050053 | Standalone | DE0508208 | Revision THR in cases of iterative dislocations and in patients with a high risk of dislocation. Primary THR, in patients with a high risk of dislocation (severe neurological disorders, neuropsychiatric disorders, addictions and major neuromuscular failures).
Orthopaedics | Hip replacement - Acetabular component | Acetabular component - Dual mobility | Dual mobility acetabular component - Monoblock cup | Serf | BI-MENTUMTM Plus Cup 55 | DS5050055 | Standalone | DE0508208 | Revision THR in cases of iterative dislocations and in patients with a high risk of dislocation. Primary THR, in patients with a high risk of dislocation (severe neurological disorders, neuropsychiatric disorders, addictions and major neuromuscular failures).
Orthopaedics | Hip replacement - Acetabular component | Acetabular component - Dual mobility | Dual mobility acetabular component - Monoblock cup | Serf | BI-MENTUMTM Plus Cup 57 | DS5050057 | Standalone | DE0508208 | Revision THR in cases of iterative dislocations and in patients with a high risk of dislocation. Primary THR, in patients with a high risk of dislocation (severe neurological disorders, neuropsychiatric disorders, addictions and major neuromuscular failures).
Orthopaedics | Hip replacement - Acetabular component | Acetabular component - Dual mobility | Dual mobility acetabular component - Monoblock cup | Serf | BI-MENTUMTM Plus Cup 59 | DS5050059 | Standalone | DE0508208 | Revision THR in cases of iterative dislocations and in patients with a high risk of dislocation. Primary THR, in patients with a high risk of dislocation (severe neurological disorders, neuropsychiatric disorders, addictions and major neuromuscular failures).
Orthopaedics | Hip replacement - Acetabular component | Acetabular component - Dual mobility | Dual mobility acetabular component - Monoblock cup | Serf | BI-MENTUMTM Plus Cup 61 | DS5050061 | Standalone | DE0508208 | Revision THR in cases of iterative dislocations and in patients with a high risk of dislocation. Primary THR, in patients with a high risk of dislocation (severe neurological disorders, neuropsychiatric disorders, addictions and major neuromuscular failures).
Orthopaedics | Hip replacement - Acetabular component | Acetabular component - Dual mobility | Dual mobility acetabular component - Monoblock cup | Serf | BI-MENTUMTM Plus Cup 63 | DS5050063 | Standalone | DE0508208 | Revision THR in cases of iterative dislocations and in patients with a high risk of dislocation. Primary THR, in patients with a high risk of dislocation (severe neurological disorders, neuropsychiatric disorders, addictions and major neuromuscular failures).
Orthopaedics | Hip replacement - Acetabular component | Acetabular component - Dual mobility | Dual mobility acetabular component - Monoblock cup | Serf | BI-MENTUMTM Plus Cup 65 | DS5050065 | Standalone | DE0508208 | Revision THR in cases of iterative dislocations and in patients with a high risk of dislocation. Primary THR, in patients with a high risk of dislocation (severe neurological disorders, neuropsychiatric disorders, addictions and major neuromuscular failures).
Orthopaedics | Hip replacement - Acetabular component | Acetabular component - Dual mobility | Dual mobility acetabular component - Monoblock cup | Serf | BI-MENTUMTM Plus Cup 67 | DS5050067 | Standalone | DE0508208 | Revision THR in cases of iterative dislocations and in patients with a high risk of dislocation. Primary THR, in patients with a high risk of dislocation (severe neurological disorders, neuropsychiatric disorders, addictions and major neuromuscular failures).
Orthopaedics | Hip replacement - Acetabular component | Acetabular component - Dual mobility | Dual mobility acetabular component - Monoblock cup | Serf | BI-MENTUMTM Plus Cup 69 | DS5050069 | Standalone | DE0508208 | Revision THR in cases of iterative dislocations and in patients with a high risk of dislocation. Primary THR, in patients with a high risk of dislocation (severe neurological disorders, neuropsychiatric disorders, addictions and major neuromuscular failures).
Orthopaedics | Hip replacement - Acetabular component | Acetabular component - Extra stability | Extra stability acetabular component - Cup | Biomet Orthopaedics | G7 OsseoTi acetabular shell 3 Hole OsseoTi, Cementless 44 mm Shell Size, A Liner Size | 110010240 | Standalone | DE0502165 | Revision THR in cases of iterative dislocations and in patients with a high risk of dislocation. Primary THR, in patients with a high risk of dislocation (severe neurological disorders, neuropsychiatric disorders, addictions and major neuromuscular failures).
Orthopaedics | Hip replacement - Acetabular component | Acetabular component - Extra stability | Extra stability acetabular component - Cup | Biomet Orthopaedics | G7 OsseoTi acetabular shell 3 Hole OsseoTi, Cementless 46 mm Shell Size, B Liner Size | 110010241 | Standalone | DE0502165 | Revision THR in cases of iterative dislocations and in patients with a high risk of dislocation. Primary THR, in patients with a high risk of dislocation (severe neurological disorders, neuropsychiatric disorders, addictions and major neuromuscular failures).
Orthopaedics | Hip replacement - Acetabular component | Acetabular component - Extra stability | Extra stability acetabular component - Cup | Biomet Orthopaedics | G7 OsseoTi acetabular shell 3 Hole OsseoTi, Cementless 48 mm Shell Size, C Liner Size | 110010242 | Standalone | DE0502165 | Revision THR in cases of iterative dislocations and in patients with a high risk of dislocation. Primary THR, in patients with a high risk of dislocation (severe neurological disorders, neuropsychiatric disorders, addictions and major neuromuscular failures).
Orthopaedics | Hip replacement - Acetabular component | Acetabular component - Extra stability | Extra stability acetabular component - Cup | Biomet Orthopaedics | G7 OsseoTi acetabular shell 3 Hole OsseoTi, Cementless 50 mm Shell Size, D Liner Size | 110010243 | Standalone | DE0502165 | Revision THR in cases of iterative dislocations and in patients with a high risk of dislocation. Primary THR, in patients with a high risk of dislocation (severe neurological disorders, neuropsychiatric disorders, addictions and major neuromuscular failures).
Orthopaedics | Hip replacement - Acetabular component | Acetabular component - Extra stability | Extra stability acetabular component - Cup | Biomet Orthopaedics | G7 OsseoTi acetabular shell 3 Hole OsseoTi, Cementless 52 mm Shell Size, E Liner Size | 110010244 | Standalone | DE0502165 | Revision THR in cases of iterative dislocations and in patients with a high risk of dislocation. Primary THR, in patients with a high risk of dislocation (severe neurological disorders, neuropsychiatric disorders, addictions and major neuromuscular failures).
Orthopaedics | Hip replacement - Acetabular component | Acetabular component - Extra stability | Extra stability acetabular component - Cup | Biomet Orthopaedics | G7 OsseoTi acetabular shell 4 Hole OsseoTi, Cementless 54 mm Shell Size, F Liner Size | 110010245 | Standalone | DE0502165 | Revision THR in cases of iterative dislocations and in patients with a high risk of dislocation. Primary THR, in patients with a high risk of dislocation (severe neurological disorders, neuropsychiatric disorders, addictions and major neuromuscular failures).
Orthopaedics | Hip replacement - Acetabular component | Acetabular component - Extra stability | Extra stability acetabular component - Cup | Biomet Orthopaedics | G7 OsseoTi acetabular shell 4 Hole OsseoTi, Cementless 56 mm Shell Size, F Liner Size | 110010246 | Standalone | DE0502165 | Revision THR in cases of iterative dislocations and in patients with a high risk of dislocation. Primary THR, in patients with a high risk of dislocation (severe neurological disorders, neuropsychiatric disorders, addictions and major neuromuscular failures).
Orthopaedics | Hip replacement - Acetabular component | Acetabular component - Extra stability | Extra stability acetabular component - Cup | Biomet Orthopaedics | G7 OsseoTi acetabular shell 4 Hole OsseoTi, Cementless 58 mm Shell Size, G Liner Size | 110010247 | Standalone | DE0502165 | Revision THR in cases of iterative dislocations and in patients with a high risk of dislocation. Primary THR, in patients with a high risk of dislocation (severe neurological disorders, neuropsychiatric disorders, addictions and major neuromuscular failures).
Orthopaedics | Hip replacement - Acetabular component | Acetabular component - Extra stability | Extra stability acetabular component - Cup | Biomet Orthopaedics | G7 OsseoTi acetabular shell 4 Hole OsseoTi, Cementless 60 mm Shell Size, G Liner Size | 110010248 | Standalone | DE0502165 | Revision THR in cases of iterative dislocations and in patients with a high risk of dislocation. Primary THR, in patients with a high risk of dislocation (severe neurological disorders, neuropsychiatric disorders, addictions and major neuromuscular failures).
Orthopaedics | Hip replacement - Acetabular component | Acetabular component - Extra stability | Extra stability acetabular component - Cup | Biomet Orthopaedics | G7 OsseoTi acetabular shell 4 Hole OsseoTi, Cementless 62 mm Shell Size, G Liner Size | 110010249 | Standalone | DE0502165 | Revision THR in cases of iterative dislocations and in patients with a high risk of dislocation. Primary THR, in patients with a high risk of dislocation (severe neurological disorders, neuropsychiatric disorders, addictions and major neuromuscular failures).
Orthopaedics | Hip replacement - Acetabular component | Acetabular component - Extra stability | Extra stability acetabular component - Cup | Biomet Orthopaedics | G7 OsseoTi acetabular shell 4 Hole OsseoTi, Cementless 64 mm Shell Size, H Liner Size | 110010250 | Standalone | DE0502165 | Revision THR in cases of iterative dislocations and in patients with a high risk of dislocation. Primary THR, in patients with a high risk of dislocation (severe neurological disorders, neuropsychiatric disorders, addictions and major neuromuscular failures).
Orthopaedics | Hip replacement - Acetabular component | Acetabular component - Extra stability | Extra stability acetabular component - Cup | Biomet Orthopaedics | G7 OsseoTi acetabular shell 4 Hole OsseoTi, Cementless 66 mm Shell Size, I Liner Size | 110010251 | Standalone | DE0502165 | Revision THR in cases of iterative dislocations and in patients with a high risk of dislocation. Primary THR, in patients with a high risk of dislocation (severe neurological disorders, neuropsychiatric disorders, addictions and major neuromuscular failures).
Orthopaedics | Hip replacement - Acetabular component | Acetabular component - Extra stability | Extra stability acetabular component - Cup | Biomet Orthopaedics | G7 OsseoTi acetabular shell 4 Hole OsseoTi, Cementless 68 mm Shell Size, I Liner Size | 110010252 | Standalone | DE0502165 | Revision THR in cases of iterative dislocations and in patients with a high risk of dislocation. Primary THR, in patients with a high risk of dislocation (severe neurological disorders, neuropsychiatric disorders, addictions and major neuromuscular failures).
Orthopaedics | Hip replacement - Acetabular component | Acetabular component - Extra stability | Extra stability acetabular component - Cup | Biomet Orthopaedics | G7 OsseoTi acetabular shell 4 Hole OsseoTi, Cementless 70 mm Shell Size, I Liner Size | 110010253 | Standalone | DE0502165 | Revision THR in cases of iterative dislocations and in patients with a high risk of dislocation. Primary THR, in patients with a high risk of dislocation (severe neurological disorders, neuropsychiatric disorders, addictions and major neuromuscular failures).
Orthopaedics | Hip replacement - Acetabular component | Acetabular component - Extra stability | Extra stability acetabular component - Cup | Biomet Orthopaedics | G7 OsseoTi acetabular shell 4 Hole OsseoTi, Cementless 72 mm Shell Size, I Liner Size | 110010254 | Standalone | DE0502165 | Revision THR in cases of iterative dislocations and in patients with a high risk of dislocation. Primary THR, in patients with a high risk of dislocation (severe neurological disorders, neuropsychiatric disorders, addictions and major neuromuscular failures).
Orthopaedics | Hip replacement - Acetabular component | Acetabular component - Extra stability | Extra stability acetabular component - Cup | Biomet Orthopaedics | G7 OSSEOTI MULTIHOLE 44MM A | 110010260 | Standalone | DE0502165 | Revision THR in cases of iterative dislocations and in patients with a high risk of dislocation. Primary THR, in patients with a high risk of dislocation (severe neurological disorders, neuropsychiatric disorders, addictions and major neuromuscular failures).
Orthopaedics | Hip replacement - Acetabular component | Acetabular component - Extra stability | Extra stability acetabular component - Cup | Biomet Orthopaedics | G7 OSSEOTI MULTIHOLE 46MM B | 110010261 | Standalone | DE0502165 | Revision THR in cases of iterative dislocations and in patients with a high risk of dislocation. Primary THR, in patients with a high risk of dislocation (severe neurological disorders, neuropsychiatric disorders, addictions and major neuromuscular failures).
Orthopaedics | Hip replacement - Acetabular component | Acetabular component - Extra stability | Extra stability acetabular component - Cup | Biomet Orthopaedics | G7 OSSEOTI MULTIHOLE 48MM C | 110010262 | Standalone | DE0502165 | Revision THR in cases of iterative dislocations and in patients with a high risk of dislocation. Primary THR, in patients with a high risk of dislocation (severe neurological disorders, neuropsychiatric disorders, addictions and major neuromuscular failures).
Orthopaedics | Hip replacement - Acetabular component | Acetabular component - Extra stability | Extra stability acetabular component - Cup | Biomet Orthopaedics | G7 OSSEOTI MULTIHOLE 50MM D | 110010263 | Standalone | DE0502165 | Revision THR in cases of iterative dislocations and in patients with a high risk of dislocation. Primary THR, in patients with a high risk of dislocation (severe neurological disorders, neuropsychiatric disorders, addictions and major neuromuscular failures).
Orthopaedics | Hip replacement - Acetabular component | Acetabular component - Extra stability | Extra stability acetabular component - Cup | Biomet Orthopaedics | G7 OSSEOTI MULTIHOLE 52MM E | 110010264 | Standalone | DE0502165 | Revision THR in cases of iterative dislocations and in patients with a high risk of dislocation. Primary THR, in patients with a high risk of dislocation (severe neurological disorders, neuropsychiatric disorders, addictions and major neuromuscular failures).
Orthopaedics | Hip replacement - Acetabular component | Acetabular component - Extra stability | Extra stability acetabular component - Cup | Biomet Orthopaedics | G7 OSSEOTI MULTIHOLE 54MM F | 110010265 | Standalone | DE0502165 | Revision THR in cases of iterative dislocations and in patients with a high risk of dislocation. Primary THR, in patients with a high risk of dislocation (severe neurological disorders, neuropsychiatric disorders, addictions and major neuromuscular failures).
Orthopaedics | Hip replacement - Acetabular component | Acetabular component - Extra stability | Extra stability acetabular component - Cup | Biomet Orthopaedics | G7 OSSEOTI MULTIHOLE 56MM F | 110010266 | Standalone | DE0502165 | Revision THR in cases of iterative dislocations and in patients with a high risk of dislocation. Primary THR, in patients with a high risk of dislocation (severe neurological disorders, neuropsychiatric disorders, addictions and major neuromuscular failures).
Orthopaedics | Hip replacement - Acetabular component | Acetabular component - Extra stability | Extra stability acetabular component - Cup | Biomet Orthopaedics | G7 OSSEOTI MULTIHOLE 58MM G | 110010267 | Standalone | DE0502165 | Revision THR in cases of iterative dislocations and in patients with a high risk of dislocation. Primary THR, in patients with a high risk of dislocation (severe neurological disorders, neuropsychiatric disorders, addictions and major neuromuscular failures).
Orthopaedics | Hip replacement - Acetabular component | Acetabular component - Extra stability | Extra stability acetabular component - Cup | Biomet Orthopaedics | G7 OSSEOTI MULTIHOLE 60MM G | 110010268 | Standalone | DE0502165 | Revision THR in cases of iterative dislocations and in patients with a high risk of dislocation. Primary THR, in patients with a high risk of dislocation (severe neurological disorders, neuropsychiatric disorders, addictions and major neuromuscular failures).
Orthopaedics | Hip replacement - Acetabular component | Acetabular component - Extra stability | Extra stability acetabular component - Cup | Biomet Orthopaedics | G7 OSSEOTI MULTIHOLE 62MM H | 110010269 | Standalone | DE0502165 | Revision THR in cases of iterative dislocations and in patients with a high risk of dislocation. Primary THR, in patients with a high risk of dislocation (severe neurological disorders, neuropsychiatric disorders, addictions and major neuromuscular failures).
Orthopaedics | Hip replacement - Acetabular component | Acetabular component - Extra stability | Extra stability acetabular component - Cup | Biomet Orthopaedics | G7 OSSEOTI MULTIHOLE 64MM H | 110010270 | Standalone | DE0502165 | Revision THR in cases of iterative dislocations and in patients with a high risk of dislocation. Primary THR, in patients with a high risk of dislocation (severe neurological disorders, neuropsychiatric disorders, addictions and major neuromuscular failures).
Orthopaedics | Hip replacement - Acetabular component | Acetabular component - Extra stability | Extra stability acetabular component - Cup | Biomet Orthopaedics | G7 OSSEOTI MULTIHOLE 66MM I | 110010271 | Standalone | DE0502165 | Revision THR in cases of iterative dislocations and in patients with a high risk of dislocation. Primary THR, in patients with a high risk of dislocation (severe neurological disorders, neuropsychiatric disorders, addictions and major neuromuscular failures).
Orthopaedics | Hip replacement - Acetabular component | Acetabular component - Extra stability | Extra stability acetabular component - Cup | Biomet Orthopaedics | G7 OSSEOTI MULTIHOLE 68MM I | 110010272 | Standalone | DE0502165 | Revision THR in cases of iterative dislocations and in patients with a high risk of dislocation. Primary THR, in patients with a high risk of dislocation (severe neurological disorders, neuropsychiatric disorders, addictions and major neuromuscular failures).
Orthopaedics | Hip replacement - Acetabular component | Acetabular component - Extra stability | Extra stability acetabular component - Cup | Biomet Orthopaedics | G7 OSSEOTI MULTIHOLE 70MM I | 110010273 | Standalone | DE0502165 | Revision THR in cases of iterative dislocations and in patients with a high risk of dislocation. Primary THR, in patients with a high risk of dislocation (severe neurological disorders, neuropsychiatric disorders, addictions and major neuromuscular failures).
Orthopaedics | Hip replacement - Acetabular component | Acetabular component - Extra stability | Extra stability acetabular component - Cup | Biomet Orthopaedics | G7 OSSEOTI MULTIHOLE 72MM I | 110010274 | Standalone | DE0502165 | Revision THR in cases of iterative dislocations and in patients with a high risk of dislocation. Primary THR, in patients with a high risk of dislocation (severe neurological disorders, neuropsychiatric disorders, addictions and major neuromuscular failures).
Orthopaedics | Hip replacement - Acetabular component | Acetabular component - Extra stability | Extra stability acetabular component - Cup | DePuy Orthopaedics | Bantam Gription 38mm cup | 121730038 | Standalone | DE0006672 | Revision THR in cases of iterative dislocations and in patients with a high risk of dislocation. Primary THR, in patients with a high risk of dislocation (severe neurological disorders, neuropsychiatric disorders, addictions and major neuromuscular failures).
Orthopaedics | Hip replacement - Acetabular component | Acetabular component - Extra stability | Extra stability acetabular component - Cup | DePuy Orthopaedics | Bantam Gription 40mm cup | 121730040 | Standalone | DE0006672 | Revision THR in cases of iterative dislocations and in patients with a high risk of dislocation. Primary THR, in patients with a high risk of dislocation (severe neurological disorders, neuropsychiatric disorders, addictions and major neuromuscular failures).
Orthopaedics | Hip replacement - Acetabular component | Acetabular component - Extra stability | Extra stability acetabular component - Cup | DePuy Orthopaedics | Bantam Gription 42mm cup | 121730042 | Standalone | DE0006672 | Revision THR in cases of iterative dislocations and in patients with a high risk of dislocation. Primary THR, in patients with a high risk of dislocation (severe neurological disorders, neuropsychiatric disorders, addictions and major neuromuscular failures).
Orthopaedics | Hip replacement - Acetabular component | Acetabular component - Extra stability | Extra stability acetabular component - Cup | DePuy Orthopaedics | PINN 100 W/GRIPTION 44MM | 121731044 | Standalone | DE0006672 | Revision THR in cases of iterative dislocations and in patients with a high risk of dislocation. Primary THR, in patients with a high risk of dislocation (severe neurological disorders, neuropsychiatric disorders, addictions and major neuromuscular failures).
Orthopaedics | Hip replacement - Acetabular component | Acetabular component - Extra stability | Extra stability acetabular component - Cup | DePuy Orthopaedics | PINN 100 W/GRIPTION 46MM | 121731046 | Standalone | DE0006672 | Revision THR in cases of iterative dislocations and in patients with a high risk of dislocation. Primary THR, in patients with a high risk of dislocation (severe neurological disorders, neuropsychiatric disorders, addictions and major neuromuscular failures).
Orthopaedics | Hip replacement - Acetabular component | Acetabular component - Extra stability | Extra stability acetabular component - Cup | DePuy Orthopaedics | PINN 100 W/GRIPTION 48MM | 121731048 | Standalone | DE0006672 | Revision THR in cases of iterative dislocations and in patients with a high risk of dislocation. Primary THR, in patients with a high risk of dislocation (severe neurological disorders, neuropsychiatric disorders, addictions and major neuromuscular failures).
Orthopaedics | Hip replacement - Acetabular component | Acetabular component - Extra stability | Extra stability acetabular component - Cup | DePuy Orthopaedics | PINN 100 W/GRIPTION 50MM | 121731050 | Standalone | DE0006672 | Revision THR in cases of iterative dislocations and in patients with a high risk of dislocation. Primary THR, in patients with a high risk of dislocation (severe neurological disorders, neuropsychiatric disorders, addictions and major neuromuscular failures).
Orthopaedics | Hip replacement - Acetabular component | Acetabular component - Extra stability | Extra stability acetabular component - Cup | DePuy Orthopaedics | PINN 100 W/GRIPTION 52MM | 121731052 | Standalone | DE0006672 | Revision THR in cases of iterative dislocations and in patients with a high risk of dislocation. Primary THR, in patients with a high risk of dislocation (severe neurological disorders, neuropsychiatric disorders, addictions and major neuromuscular failures).
Orthopaedics | Hip replacement - Acetabular component | Acetabular component - Extra stability | Extra stability acetabular component - Cup | DePuy Orthopaedics | PINN 100 W/GRIPTION 54MM | 121731054 | Standalone | DE0006672 | Revision THR in cases of iterative dislocations and in patients with a high risk of dislocation. Primary THR, in patients with a high risk of dislocation (severe neurological disorders, neuropsychiatric disorders, addictions and major neuromuscular failures).
Orthopaedics | Hip replacement - Acetabular component | Acetabular component - Extra stability | Extra stability acetabular component - Cup | DePuy Orthopaedics | PINN 100 W/GRIPTION 56MM | 121731056 | Standalone | DE0006672 | Revision THR in cases of iterative dislocations and in patients with a high risk of dislocation. Primary THR, in patients with a high risk of dislocation (severe neurological disorders, neuropsychiatric disorders, addictions and major neuromuscular failures).
Orthopaedics | Hip replacement - Acetabular component | Acetabular component - Extra stability | Extra stability acetabular component - Cup | DePuy Orthopaedics | PINN 100 W/GRIPTION 58MM | 121731058 | Standalone | DE0006672 | Revision THR in cases of iterative dislocations and in patients with a high risk of dislocation. Primary THR, in patients with a high risk of dislocation (severe neurological disorders, neuropsychiatric disorders, addictions and major neuromuscular failures).
Orthopaedics | Hip replacement - Acetabular component | Acetabular component - Extra stability | Extra stability acetabular component - Cup | DePuy Orthopaedics | PINN 100 W/GRIPTION 60MM | 121731060 | Standalone | DE0006672 | Revision THR in cases of iterative dislocations and in patients with a high risk of dislocation. Primary THR, in patients with a high risk of dislocation (severe neurological disorders, neuropsychiatric disorders, addictions and major neuromuscular failures).
Orthopaedics | Hip replacement - Acetabular component | Acetabular component - Extra stability | Extra stability acetabular component - Cup | DePuy Orthopaedics | PINN 100 W/GRIPTION 62MM | 121731062 | Standalone | DE0006672 | Revision THR in cases of iterative dislocations and in patients with a high risk of dislocation. Primary THR, in patients with a high risk of dislocation (severe neurological disorders, neuropsychiatric disorders, addictions and major neuromuscular failures).
Orthopaedics | Hip replacement - Acetabular component | Acetabular component - Extra stability | Extra stability acetabular component - Cup | DePuy Orthopaedics | PINN 100 W/GRIPTION 64MM | 121731064 | Standalone | DE0006672 | Revision THR in cases of iterative dislocations and in patients with a high risk of dislocation. Primary THR, in patients with a high risk of dislocation (severe neurological disorders, neuropsychiatric disorders, addictions and major neuromuscular failures).
Orthopaedics | Hip replacement - Acetabular component | Acetabular component - Extra stability | Extra stability acetabular component - Cup | DePuy Orthopaedics | PINN 100 W/GRIPTION 66MM | 121731066 | Standalone | DE0006672 | Revision THR in cases of iterative dislocations and in patients with a high risk of dislocation. Primary THR, in patients with a high risk of dislocation (severe neurological disorders, neuropsychiatric disorders, addictions and major neuromuscular failures).
Orthopaedics | Hip replacement - Acetabular component | Acetabular component - Extra stability | Extra stability acetabular component - Cup | DePuy Orthopaedics | PINN BANTAM W/GRIPTION 44MM | 121730044 | Standalone | DE0006672 | Revision THR in cases of iterative dislocations and in patients with a high risk of dislocation. Primary THR, in patients with a high risk of dislocation (severe neurological disorders, neuropsychiatric disorders, addictions and major neuromuscular failures).
Orthopaedics | Hip replacement - Acetabular component | Acetabular component - Extra stability | Extra stability acetabular component - Cup | DePuy Orthopaedics | PINN BANTAM W/GRIPTION 46MM | 121730046 | Standalone | DE0006672 | Revision THR in cases of iterative dislocations and in patients with a high risk of dislocation. Primary THR, in patients with a high risk of dislocation (severe neurological disorders, neuropsychiatric disorders, addictions and major neuromuscular failures).
Orthopaedics | Hip replacement - Acetabular component | Acetabular component - Extra stability | Extra stability acetabular component - Cup | DePuy Orthopaedics | PINN DP REVSN W/GRIPTION 54MM | 121717054 | Standalone | DE0006672 | Revision THR in cases of iterative dislocations and in patients with a high risk of dislocation. Primary THR, in patients with a high risk of dislocation (severe neurological disorders, neuropsychiatric disorders, addictions and major neuromuscular failures).
Orthopaedics | Hip replacement - Acetabular component | Acetabular component - Extra stability | Extra stability acetabular component - Cup | DePuy Orthopaedics | PINN DP REVSN W/GRIPTION 56MM | 121717056 | Standalone | DE0006672 | Revision THR in cases of iterative dislocations and in patients with a high risk of dislocation. Primary THR, in patients with a high risk of dislocation (severe neurological disorders, neuropsychiatric disorders, addictions and major neuromuscular failures).
Orthopaedics | Hip replacement - Acetabular component | Acetabular component - Extra stability | Extra stability acetabular component - Cup | DePuy Orthopaedics | PINN DP REVSN W/GRIPTION 58MM | 121717058 | Standalone | DE0006672 | Revision THR in cases of iterative dislocations and in patients with a high risk of dislocation. Primary THR, in patients with a high risk of dislocation (severe neurological disorders, neuropsychiatric disorders, addictions and major neuromuscular failures).
Orthopaedics | Hip replacement - Acetabular component | Acetabular component - Extra stability | Extra stability acetabular component - Cup | DePuy Orthopaedics | PINN DP REVSN W/GRIPTION 60MM | 121717060 | Standalone | DE0006672 | Revision THR in cases of iterative dislocations and in patients with a high risk of dislocation. Primary THR, in patients with a high risk of dislocation (severe neurological disorders, neuropsychiatric disorders, addictions and major neuromuscular failures).
Orthopaedics | Hip replacement - Acetabular component | Acetabular component - Extra stability | Extra stability acetabular component - Cup | DePuy Orthopaedics | PINN DP REVSN W/GRIPTION 62MM | 121717062 | Standalone | DE0006672 | Revision THR in cases of iterative dislocations and in patients with a high risk of dislocation. Primary THR, in patients with a high risk of dislocation (severe neurological disorders, neuropsychiatric disorders, addictions and major neuromuscular failures).
Orthopaedics | Hip replacement - Acetabular component | Acetabular component - Extra stability | Extra stability acetabular component - Cup | DePuy Orthopaedics | PINN DP REVSN W/GRIPTION 64MM | 121717064 | Standalone | DE0006672 | Revision THR in cases of iterative dislocations and in patients with a high risk of dislocation. Primary THR, in patients with a high risk of dislocation (severe neurological disorders, neuropsychiatric disorders, addictions and major neuromuscular failures).
Orthopaedics | Hip replacement - Acetabular component | Acetabular component - Extra stability | Extra stability acetabular component - Cup | DePuy Orthopaedics | PINN DP REVSN W/GRIPTION 66MM | 121717066 | Standalone | DE0006672 | Revision THR in cases of iterative dislocations and in patients with a high risk of dislocation. Primary THR, in patients with a high risk of dislocation (severe neurological disorders, neuropsychiatric disorders, addictions and major neuromuscular failures).
Orthopaedics | Hip replacement - Acetabular component | Acetabular component - Extra stability | Extra stability acetabular component - Cup | DePuy Orthopaedics | PINN DP REVSN W/GRIPTION 68MM | 121717068 | Standalone | DE0006672 | Revision THR in cases of iterative dislocations and in patients with a high risk of dislocation. Primary THR, in patients with a high risk of dislocation (severe neurological disorders, neuropsychiatric disorders, addictions and major neuromuscular failures).
Orthopaedics | Hip replacement - Acetabular component | Acetabular component - Extra stability | Extra stability acetabular component - Cup | DePuy Orthopaedics | PINN DP REVSN W/GRIPTION 70MM | 121717070 | Standalone | DE0006672 | Revision THR in cases of iterative dislocations and in patients with a high risk of dislocation. Primary THR, in patients with a high risk of dislocation (severe neurological disorders, neuropsychiatric disorders, addictions and major neuromuscular failures).
Orthopaedics | Hip replacement - Acetabular component | Acetabular component - Extra stability | Extra stability acetabular component - Cup | DePuy Orthopaedics | PINN DP REVSN W/GRIPTION 72MM | 121717072 | Standalone | DE0006672 | Revision THR in cases of iterative dislocations and in patients with a high risk of dislocation. Primary THR, in patients with a high risk of dislocation (severe neurological disorders, neuropsychiatric disorders, addictions and major neuromuscular failures).
Orthopaedics | Hip replacement - Acetabular component | Acetabular component - Extra stability | Extra stability acetabular component - Cup | DePuy Orthopaedics | PINN MULTIHOLE W/GRIPTION 48MM | 121730048 | Standalone | DE0006672 | Revision THR in cases of iterative dislocations and in patients with a high risk of dislocation. Primary THR, in patients with a high risk of dislocation (severe neurological disorders, neuropsychiatric disorders, addictions and major neuromuscular failures).
Orthopaedics | Hip replacement - Acetabular component | Acetabular component - Extra stability | Extra stability acetabular component - Cup | DePuy Orthopaedics | PINN MULTIHOLE W/GRIPTION 50MM | 121730050 | Standalone | DE0006672 | Revision THR in cases of iterative dislocations and in patients with a high risk of dislocation. Primary THR, in patients with a high risk of dislocation (severe neurological disorders, neuropsychiatric disorders, addictions and major neuromuscular failures).
Orthopaedics | Hip replacement - Acetabular component | Acetabular component - Extra stability | Extra stability acetabular component - Cup | DePuy Orthopaedics | PINN MULTIHOLE W/GRIPTION 52MM | 121730052 | Standalone | DE0006672 | Revision THR in cases of iterative dislocations and in patients with a high risk of dislocation. Primary THR, in patients with a high risk of dislocation (severe neurological disorders, neuropsychiatric disorders, addictions and major neuromuscular failures).
Orthopaedics | Hip replacement - Acetabular component | Acetabular component - Extra stability | Extra stability acetabular component - Cup | DePuy Orthopaedics | PINN MULTIHOLE W/GRIPTION 54MM | 121730054 | Standalone | DE0006672 | Revision THR in cases of iterative dislocations and in patients with a high risk of dislocation. Primary THR, in patients with a high risk of dislocation (severe neurological disorders, neuropsychiatric disorders, addictions and major neuromuscular failures).
Orthopaedics | Hip replacement - Acetabular component | Acetabular component - Extra stability | Extra stability acetabular component - Cup | DePuy Orthopaedics | PINN MULTIHOLE W/GRIPTION 56MM | 121730056 | Standalone | DE0006672 | Revision THR in cases of iterative dislocations and in patients with a high risk of dislocation. Primary THR, in patients with a high risk of dislocation (severe neurological disorders, neuropsychiatric disorders, addictions and major neuromuscular failures).
Orthopaedics | Hip replacement - Acetabular component | Acetabular component - Extra stability | Extra stability acetabular component - Cup | DePuy Orthopaedics | PINN MULTIHOLE W/GRIPTION 58MM | 121730058 | Standalone | DE0006672 | Revision THR in cases of iterative dislocations and in patients with a high risk of dislocation. Primary THR, in patients with a high risk of dislocation (severe neurological disorders, neuropsychiatric disorders, addictions and major neuromuscular failures).
Orthopaedics | Hip replacement - Acetabular component | Acetabular component - Extra stability | Extra stability acetabular component - Cup | DePuy Orthopaedics | PINN MULTIHOLE W/GRIPTION 60MM | 121730060 | Standalone | DE0006672 | Revision THR in cases of iterative dislocations and in patients with a high risk of dislocation. Primary THR, in patients with a high risk of dislocation (severe neurological disorders, neuropsychiatric disorders, addictions and major neuromuscular failures).
Orthopaedics | Hip replacement - Acetabular component | Acetabular component - Extra stability | Extra stability acetabular component - Cup | DePuy Orthopaedics | PINN MULTIHOLE W/GRIPTION 62MM | 121730062 | Standalone | DE0006672 | Revision THR in cases of iterative dislocations and in patients with a high risk of dislocation. Primary THR, in patients with a high risk of dislocation (severe neurological disorders, neuropsychiatric disorders, addictions and major neuromuscular failures).
Orthopaedics | Hip replacement - Acetabular component | Acetabular component - Extra stability | Extra stability acetabular component - Cup | DePuy Orthopaedics | PINN REVISION W/GRIPTION 54MM | 121716054 | Standalone | DE0006672 | Revision THR in cases of iterative dislocations and in patients with a high risk of dislocation. Primary THR, in patients with a high risk of dislocation (severe neurological disorders, neuropsychiatric disorders, addictions and major neuromuscular failures).
Orthopaedics | Hip replacement - Acetabular component | Acetabular component - Extra stability | Extra stability acetabular component - Cup | DePuy Orthopaedics | PINN REVISION W/GRIPTION 56MM | 121716056 | Standalone | DE0006672 | Revision THR in cases of iterative dislocations and in patients with a high risk of dislocation. Primary THR, in patients with a high risk of dislocation (severe neurological disorders, neuropsychiatric disorders, addictions and major neuromuscular failures).
Orthopaedics | Hip replacement - Acetabular component | Acetabular component - Extra stability | Extra stability acetabular component - Cup | DePuy Orthopaedics | PINN REVISION W/GRIPTION 58MM | 121716058 | Standalone | DE0006672 | Revision THR in cases of iterative dislocations and in patients with a high risk of dislocation. Primary THR, in patients with a high risk of dislocation (severe neurological disorders, neuropsychiatric disorders, addictions and major neuromuscular failures).
Orthopaedics | Hip replacement - Acetabular component | Acetabular component - Extra stability | Extra stability acetabular component - Cup | DePuy Orthopaedics | PINN REVISION W/GRIPTION 60MM | 121716060 | Standalone | DE0006672 | Revision THR in cases of iterative dislocations and in patients with a high risk of dislocation. Primary THR, in patients with a high risk of dislocation (severe neurological disorders, neuropsychiatric disorders, addictions and major neuromuscular failures).
Orthopaedics | Hip replacement - Acetabular component | Acetabular component - Extra stability | Extra stability acetabular component - Cup | DePuy Orthopaedics | PINN REVISION W/GRIPTION 62MM | 121716062 | Standalone | DE0006672 | Revision THR in cases of iterative dislocations and in patients with a high risk of dislocation. Primary THR, in patients with a high risk of dislocation (severe neurological disorders, neuropsychiatric disorders, addictions and major neuromuscular failures).
Orthopaedics | Hip replacement - Acetabular component | Acetabular component - Extra stability | Extra stability acetabular component - Cup | DePuy Orthopaedics | PINN REVISION W/GRIPTION 64MM | 121716064 | Standalone | DE0006672 | Revision THR in cases of iterative dislocations and in patients with a high risk of dislocation. Primary THR, in patients with a high risk of dislocation (severe neurological disorders, neuropsychiatric disorders, addictions and major neuromuscular failures).
Orthopaedics | Hip replacement - Acetabular component | Acetabular component - Extra stability | Extra stability acetabular component - Cup | DePuy Orthopaedics | PINN REVISION W/GRIPTION 66MM | 121716066 | Standalone | DE0006672 | Revision THR in cases of iterative dislocations and in patients with a high risk of dislocation. Primary THR, in patients with a high risk of dislocation (severe neurological disorders, neuropsychiatric disorders, addictions and major neuromuscular failures).
Orthopaedics | Hip replacement - Acetabular component | Acetabular component - Extra stability | Extra stability acetabular component - Cup | DePuy Orthopaedics | PINN REVISION W/GRIPTION 68MM | 121716068 | Standalone | DE0006672 | Revision THR in cases of iterative dislocations and in patients with a high risk of dislocation. Primary THR, in patients with a high risk of dislocation (severe neurological disorders, neuropsychiatric disorders, addictions and major neuromuscular failures).
Orthopaedics | Hip replacement - Acetabular component | Acetabular component - Extra stability | Extra stability acetabular component - Cup | DePuy Orthopaedics | PINN REVISION W/GRIPTION 70MM | 121716070 | Standalone | DE0006672 | Revision THR in cases of iterative dislocations and in patients with a high risk of dislocation. Primary THR, in patients with a high risk of dislocation (severe neurological disorders, neuropsychiatric disorders, addictions and major neuromuscular failures).
Orthopaedics | Hip replacement - Acetabular component | Acetabular component - Extra stability | Extra stability acetabular component - Cup | DePuy Orthopaedics | PINN REVISION W/GRIPTION 72MM | 121716072 | Standalone | DE0006672 | Revision THR in cases of iterative dislocations and in patients with a high risk of dislocation. Primary THR, in patients with a high risk of dislocation (severe neurological disorders, neuropsychiatric disorders, addictions and major neuromuscular failures).
Orthopaedics | Hip replacement - Acetabular component | Acetabular component - Extra stability | Extra stability acetabular component - Cup | DePuy Orthopaedics | PINN REVISION W/GRIPTION 74MM | 121716074 | Standalone | DE0006672 | Revision THR in cases of iterative dislocations and in patients with a high risk of dislocation. Primary THR, in patients with a high risk of dislocation (severe neurological disorders, neuropsychiatric disorders, addictions and major neuromuscular failures).
Orthopaedics | Hip replacement - Acetabular component | Acetabular component - Extra stability | Extra stability acetabular component - Cup | DePuy Orthopaedics | PINN REVISION W/GRIPTION 76MM | 121716076 | Standalone | DE0006672 | Revision THR in cases of iterative dislocations and in patients with a high risk of dislocation. Primary THR, in patients with a high risk of dislocation (severe neurological disorders, neuropsychiatric disorders, addictions and major neuromuscular failures).
Orthopaedics | Hip replacement - Acetabular component | Acetabular component - Extra stability | Extra stability acetabular component - Cup | DePuy Orthopaedics | PINN REVISION W/GRIPTION 78MM | 121716078 | Standalone | DE0006672 | Revision THR in cases of iterative dislocations and in patients with a high risk of dislocation. Primary THR, in patients with a high risk of dislocation (severe neurological disorders, neuropsychiatric disorders, addictions and major neuromuscular failures).
Orthopaedics | Hip replacement - Acetabular component | Acetabular component - Extra stability | Extra stability acetabular component - Cup | DePuy Orthopaedics | PINN REVISION W/GRIPTION 80MM | 121716080 | Standalone | DE0006672 | Revision THR in cases of iterative dislocations and in patients with a high risk of dislocation. Primary THR, in patients with a high risk of dislocation (severe neurological disorders, neuropsychiatric disorders, addictions and major neuromuscular failures).
Orthopaedics | Hip replacement - Acetabular component | Acetabular component - Extra stability | Extra stability acetabular component - Cup | DePuy Orthopaedics | PINN SECTOR W/GRIPTION 48MM | 121732048 | Standalone | DE0006672 | Revision THR in cases of iterative dislocations and in patients with a high risk of dislocation. Primary THR, in patients with a high risk of dislocation (severe neurological disorders, neuropsychiatric disorders, addictions and major neuromuscular failures).
Orthopaedics | Hip replacement - Acetabular component | Acetabular component - Extra stability | Extra stability acetabular component - Cup | DePuy Orthopaedics | PINN SECTOR W/GRIPTION 50MM | 121732050 | Standalone | DE0006672 | Revision THR in cases of iterative dislocations and in patients with a high risk of dislocation. Primary THR, in patients with a high risk of dislocation (severe neurological disorders, neuropsychiatric disorders, addictions and major neuromuscular failures).
Orthopaedics | Hip replacement - Acetabular component | Acetabular component - Extra stability | Extra stability acetabular component - Cup | DePuy Orthopaedics | PINN SECTOR W/GRIPTION 52MM | 121732052 | Standalone | DE0006672 | Revision THR in cases of iterative dislocations and in patients with a high risk of dislocation. Primary THR, in patients with a high risk of dislocation (severe neurological disorders, neuropsychiatric disorders, addictions and major neuromuscular failures).
Orthopaedics | Hip replacement - Acetabular component | Acetabular component - Extra stability | Extra stability acetabular component - Cup | DePuy Orthopaedics | PINN SECTOR W/GRIPTION 54MM | 121732054 | Standalone | DE0006672 | Revision THR in cases of iterative dislocations and in patients with a high risk of dislocation. Primary THR, in patients with a high risk of dislocation (severe neurological disorders, neuropsychiatric disorders, addictions and major neuromuscular failures).
Orthopaedics | Hip replacement - Acetabular component | Acetabular component - Extra stability | Extra stability acetabular component - Cup | DePuy Orthopaedics | PINN SECTOR W/GRIPTION 56MM | 121732056 | Standalone | DE0006672 | Revision THR in cases of iterative dislocations and in patients with a high risk of dislocation. Primary THR, in patients with a high risk of dislocation (severe neurological disorders, neuropsychiatric disorders, addictions and major neuromuscular failures).
Orthopaedics | Hip replacement - Acetabular component | Acetabular component - Extra stability | Extra stability acetabular component - Cup | DePuy Orthopaedics | PINN SECTOR W/GRIPTION 58MM | 121732058 | Standalone | DE0006672 | Revision THR in cases of iterative dislocations and in patients with a high risk of dislocation. Primary THR, in patients with a high risk of dislocation (severe neurological disorders, neuropsychiatric disorders, addictions and major neuromuscular failures).
Orthopaedics | Hip replacement - Acetabular component | Acetabular component - Extra stability | Extra stability acetabular component - Cup | DePuy Orthopaedics | PINN SECTOR W/GRIPTION 60MM | 121732060 | Standalone | DE0006672 | Revision THR in cases of iterative dislocations and in patients with a high risk of dislocation. Primary THR, in patients with a high risk of dislocation (severe neurological disorders, neuropsychiatric disorders, addictions and major neuromuscular failures).
Orthopaedics | Hip replacement - Acetabular component | Acetabular component - Extra stability | Extra stability acetabular component - Cup | DePuy Orthopaedics | PINN SECTOR W/GRIPTION 62MM | 121732062 | Standalone | DE0006672 | Revision THR in cases of iterative dislocations and in patients with a high risk of dislocation. Primary THR, in patients with a high risk of dislocation (severe neurological disorders, neuropsychiatric disorders, addictions and major neuromuscular failures).
Orthopaedics | Hip replacement - Acetabular component | Acetabular component - Extra stability | Extra stability acetabular component - Cup | STRYKER HOWMEDICA OSTEONICS | Trident Tritanium Multihole SZ54mm | 5090254E | Standalone | DE0004484 | Revision THR in cases of iterative dislocations and in patients with a high risk of dislocation. Primary THR, in patients with a high risk of dislocation (severe neurological disorders, neuropsychiatric disorders, addictions and major neuromuscular failures).
Orthopaedics | Hip replacement - Acetabular component | Acetabular component - Extra stability | Extra stability acetabular component - Cup | STRYKER HOWMEDICA OSTEONICS | Trident Tritanium Multihole SZ56mm | 5090256E | Standalone | DE0004484 | Revision THR in cases of iterative dislocations and in patients with a high risk of dislocation. Primary THR, in patients with a high risk of dislocation (severe neurological disorders, neuropsychiatric disorders, addictions and major neuromuscular failures).
Orthopaedics | Hip replacement - Acetabular component | Acetabular component - Extra stability | Extra stability acetabular component - Cup | STRYKER HOWMEDICA OSTEONICS | Trident Tritanium Multihole SZ58mm | 5090258F | Standalone | DE0004484 | Revision THR in cases of iterative dislocations and in patients with a high risk of dislocation. Primary THR, in patients with a high risk of dislocation (severe neurological disorders, neuropsychiatric disorders, addictions and major neuromuscular failures).
Orthopaedics | Hip replacement - Acetabular component | Acetabular component - Extra stability | Extra stability acetabular component - Cup | STRYKER HOWMEDICA OSTEONICS | Trident Tritanium Multihole SZ60mm | 5090260F | Standalone | DE0004484 | Revision THR in cases of iterative dislocations and in patients with a high risk of dislocation. Primary THR, in patients with a high risk of dislocation (severe neurological disorders, neuropsychiatric disorders, addictions and major neuromuscular failures).
Orthopaedics | Hip replacement - Acetabular component | Acetabular component - Extra stability | Extra stability acetabular component - Cup | STRYKER HOWMEDICA OSTEONICS | Trident Tritanium Multihole SZ62mm | 5090262G | Standalone | DE0004484 | Revision THR in cases of iterative dislocations and in patients with a high risk of dislocation. Primary THR, in patients with a high risk of dislocation (severe neurological disorders, neuropsychiatric disorders, addictions and major neuromuscular failures).
Orthopaedics | Hip replacement - Acetabular component | Acetabular component - Extra stability | Extra stability acetabular component - Cup | STRYKER HOWMEDICA OSTEONICS | Trident Tritanium Multihole SZ64mm | 5090264G | Standalone | DE0004484 | Revision THR in cases of iterative dislocations and in patients with a high risk of dislocation. Primary THR, in patients with a high risk of dislocation (severe neurological disorders, neuropsychiatric disorders, addictions and major neuromuscular failures).
Orthopaedics | Hip replacement - Acetabular component | Acetabular component - Extra stability | Extra stability acetabular component - Cup | STRYKER HOWMEDICA OSTEONICS | Trident Tritanium Multihole SZ66mm | 5090266H | Standalone | DE0004484 | Revision THR in cases of iterative dislocations and in patients with a high risk of dislocation. Primary THR, in patients with a high risk of dislocation (severe neurological disorders, neuropsychiatric disorders, addictions and major neuromuscular failures).
Orthopaedics | Hip replacement - Acetabular component | Acetabular component - Extra stability | Extra stability acetabular component - Cup | STRYKER HOWMEDICA OSTEONICS | Trident Tritanium Multihole SZ68mm | 5090268H | Standalone | DE0004484 | Revision THR in cases of iterative dislocations and in patients with a high risk of dislocation. Primary THR, in patients with a high risk of dislocation (severe neurological disorders, neuropsychiatric disorders, addictions and major neuromuscular failures).
Orthopaedics | Hip replacement - Acetabular component | Acetabular component - Extra stability | Extra stability acetabular component - Cup | STRYKER HOWMEDICA OSTEONICS | Trident Tritanium Multihole SZ70mm | 5090270I | Standalone | DE0004484 | Revision THR in cases of iterative dislocations and in patients with a high risk of dislocation. Primary THR, in patients with a high risk of dislocation (severe neurological disorders, neuropsychiatric disorders, addictions and major neuromuscular failures).
Orthopaedics | Hip replacement - Acetabular component | Acetabular component - Extra stability | Extra stability acetabular component - Cup | STRYKER HOWMEDICA OSTEONICS | Trident Tritanium Multihole SZ72mm | 5090272I | Standalone | DE0004484 | Revision THR in cases of iterative dislocations and in patients with a high risk of dislocation. Primary THR, in patients with a high risk of dislocation (severe neurological disorders, neuropsychiatric disorders, addictions and major neuromuscular failures).
Orthopaedics | Hip replacement - Acetabular component | Acetabular component - Extra stability | Extra stability acetabular component - Cup | STRYKER HOWMEDICA OSTEONICS | Trident Tritanium Multihole SZ74mm | 5090274J | Standalone | DE0004484 | Revision THR in cases of iterative dislocations and in patients with a high risk of dislocation. Primary THR, in patients with a high risk of dislocation (severe neurological disorders, neuropsychiatric disorders, addictions and major neuromuscular failures).
Orthopaedics | Hip replacement - Acetabular component | Acetabular component - Extra stability | Extra stability acetabular component - Cup | STRYKER HOWMEDICA OSTEONICS | Trident Tritanium Multihole SZ76mm | 5090276J | Standalone | DE0004484 | Revision THR in cases of iterative dislocations and in patients with a high risk of dislocation. Primary THR, in patients with a high risk of dislocation (severe neurological disorders, neuropsychiatric disorders, addictions and major neuromuscular failures).
Orthopaedics | Hip replacement - Acetabular component | Acetabular component - Extra stability | Extra stability acetabular component - Cup | STRYKER HOWMEDICA OSTEONICS | Trident Tritanium Multihole SZ78mm | 5090278J | Standalone | DE0004484 | Revision THR in cases of iterative dislocations and in patients with a high risk of dislocation. Primary THR, in patients with a high risk of dislocation (severe neurological disorders, neuropsychiatric disorders, addictions and major neuromuscular failures).
Orthopaedics | Hip replacement - Acetabular component | Acetabular component - Extra stability | Extra stability acetabular component - Cup | STRYKER HOWMEDICA OSTEONICS | Trident Tritanium Multihole SZ80mm | 5090280J | Standalone | DE0004484 | Revision THR in cases of iterative dislocations and in patients with a high risk of dislocation. Primary THR, in patients with a high risk of dislocation (severe neurological disorders, neuropsychiatric disorders, addictions and major neuromuscular failures).
Orthopaedics | Hip replacement - Acetabular component | Acetabular component - Extra stability | Extra stability acetabular component - Cup | Stryker RHQ NL-SHC Cork | TRIDENT II TRITANIUM CLUSTERHOLE 42A | 7020442A | Standalone | DE0505248 | Revision THR in cases of iterative dislocations and in patients with a high risk of dislocation. Primary THR, in patients with a high risk of dislocation (severe neurological disorders, neuropsychiatric disorders, addictions and major neuromuscular failures).
Orthopaedics | Hip replacement - Acetabular component | Acetabular component - Extra stability | Extra stability acetabular component - Cup | Stryker RHQ NL-SHC Cork | TRIDENT II TRITANIUM CLUSTERHOLE 44B | 7020444B | Standalone | DE0505248 | Revision THR in cases of iterative dislocations and in patients with a high risk of dislocation. Primary THR, in patients with a high risk of dislocation (severe neurological disorders, neuropsychiatric disorders, addictions and major neuromuscular failures).
Orthopaedics | Hip replacement - Acetabular component | Acetabular component - Extra stability | Extra stability acetabular component - Cup | Stryker RHQ NL-SHC Cork | TRIDENT II TRITANIUM CLUSTERHOLE 46C | 7020446C | Standalone | DE0505248 | Revision THR in cases of iterative dislocations and in patients with a high risk of dislocation. Primary THR, in patients with a high risk of dislocation (severe neurological disorders, neuropsychiatric disorders, addictions and major neuromuscular failures).
Orthopaedics | Hip replacement - Acetabular component | Acetabular component - Extra stability | Extra stability acetabular component - Cup | Stryker RHQ NL-SHC Cork | TRIDENT II TRITANIUM CLUSTERHOLE 48D | 7020448D | Standalone | DE0505248 | Revision THR in cases of iterative dislocations and in patients with a high risk of dislocation. Primary THR, in patients with a high risk of dislocation (severe neurological disorders, neuropsychiatric disorders, addictions and major neuromuscular failures).
Orthopaedics | Hip replacement - Acetabular component | Acetabular component - Extra stability | Extra stability acetabular component - Cup | Stryker RHQ NL-SHC Cork | TRIDENT II TRITANIUM CLUSTERHOLE 50D | 7020450D | Standalone | DE0505248 | Revision THR in cases of iterative dislocations and in patients with a high risk of dislocation. Primary THR, in patients with a high risk of dislocation (severe neurological disorders, neuropsychiatric disorders, addictions and major neuromuscular failures).
Orthopaedics | Hip replacement - Acetabular component | Acetabular component - Extra stability | Extra stability acetabular component - Cup | Stryker RHQ NL-SHC Cork | TRIDENT II TRITANIUM CLUSTERHOLE 52E | 7020452E | Standalone | DE0505248 | Revision THR in cases of iterative dislocations and in patients with a high risk of dislocation. Primary THR, in patients with a high risk of dislocation (severe neurological disorders, neuropsychiatric disorders, addictions and major neuromuscular failures).
Orthopaedics | Hip replacement - Acetabular component | Acetabular component - Extra stability | Extra stability acetabular component - Cup | Stryker RHQ NL-SHC Cork | TRIDENT II TRITANIUM CLUSTERHOLE 54E | 7020454E | Standalone | DE0505248 | Revision THR in cases of iterative dislocations and in patients with a high risk of dislocation. Primary THR, in patients with a high risk of dislocation (severe neurological disorders, neuropsychiatric disorders, addictions and major neuromuscular failures).
Orthopaedics | Hip replacement - Acetabular component | Acetabular component - Extra stability | Extra stability acetabular component - Cup | Stryker RHQ NL-SHC Cork | TRIDENT II TRITANIUM CLUSTERHOLE 56F | 7020456F | Standalone | DE0505248 | Revision THR in cases of iterative dislocations and in patients with a high risk of dislocation. Primary THR, in patients with a high risk of dislocation (severe neurological disorders, neuropsychiatric disorders, addictions and major neuromuscular failures).
Orthopaedics | Hip replacement - Acetabular component | Acetabular component - Extra stability | Extra stability acetabular component - Cup | Stryker RHQ NL-SHC Cork | TRIDENT II TRITANIUM CLUSTERHOLE 58F | 7020458F | Standalone | DE0505248 | Revision THR in cases of iterative dislocations and in patients with a high risk of dislocation. Primary THR, in patients with a high risk of dislocation (severe neurological disorders, neuropsychiatric disorders, addictions and major neuromuscular failures).
Orthopaedics | Hip replacement - Acetabular component | Acetabular component - Extra stability | Extra stability acetabular component - Cup | Stryker RHQ NL-SHC Cork | TRIDENT II TRITANIUM CLUSTERHOLE 60G | 7020460G | Standalone | DE0505248 | Revision THR in cases of iterative dislocations and in patients with a high risk of dislocation. Primary THR, in patients with a high risk of dislocation (severe neurological disorders, neuropsychiatric disorders, addictions and major neuromuscular failures).
Orthopaedics | Hip replacement - Acetabular component | Acetabular component - Extra stability | Extra stability acetabular component - Cup | Stryker RHQ NL-SHC Cork | TRIDENT II TRITANIUM CLUSTERHOLE 62G | 7020462G | Standalone | DE0505248 | Revision THR in cases of iterative dislocations and in patients with a high risk of dislocation. Primary THR, in patients with a high risk of dislocation (severe neurological disorders, neuropsychiatric disorders, addictions and major neuromuscular failures).
Orthopaedics | Hip replacement - Acetabular component | Acetabular component - Extra stability | Extra stability acetabular component - Cup | Stryker RHQ NL-SHC Cork | TRIDENT II TRITANIUM CLUSTERHOLE 64H | 7020464H | Standalone | DE0505248 | Revision THR in cases of iterative dislocations and in patients with a high risk of dislocation. Primary THR, in patients with a high risk of dislocation (severe neurological disorders, neuropsychiatric disorders, addictions and major neuromuscular failures).
Orthopaedics | Hip replacement - Acetabular component | Acetabular component - Extra stability | Extra stability acetabular component - Cup | Stryker RHQ NL-SHC Cork | TRIDENT II TRITANIUM CLUSTERHOLE 66H | 7020466H | Standalone | DE0505248 | Revision THR in cases of iterative dislocations and in patients with a high risk of dislocation. Primary THR, in patients with a high risk of dislocation (severe neurological disorders, neuropsychiatric disorders, addictions and major neuromuscular failures).
Orthopaedics | Hip replacement - Acetabular component | Acetabular component - Extra stability | Extra stability acetabular component - Cup | Stryker RHQ NL-SHC Cork | TRIDENT II TRITANIUM MULTIHOLE 42A | 7090442A | Standalone | DE0505248 | Revision THR in cases of iterative dislocations and in patients with a high risk of dislocation. Primary THR, in patients with a high risk of dislocation (severe neurological disorders, neuropsychiatric disorders, addictions and major neuromuscular failures).
Orthopaedics | Hip replacement - Acetabular component | Acetabular component - Extra stability | Extra stability acetabular component - Cup | Stryker RHQ NL-SHC Cork | TRIDENT II TRITANIUM MULTIHOLE 44B | 7090444B | Standalone | DE0505248 | Revision THR in cases of iterative dislocations and in patients with a high risk of dislocation. Primary THR, in patients with a high risk of dislocation (severe neurological disorders, neuropsychiatric disorders, addictions and major neuromuscular failures).
Orthopaedics | Hip replacement - Acetabular component | Acetabular component - Extra stability | Extra stability acetabular component - Cup | Stryker RHQ NL-SHC Cork | TRIDENT II TRITANIUM MULTIHOLE 46C | 7090446C | Standalone | DE0505248 | Revision THR in cases of iterative dislocations and in patients with a high risk of dislocation. Primary THR, in patients with a high risk of dislocation (severe neurological disorders, neuropsychiatric disorders, addictions and major neuromuscular failures).
Orthopaedics | Hip replacement - Acetabular component | Acetabular component - Extra stability | Extra stability acetabular component - Cup | Stryker RHQ NL-SHC Cork | TRIDENT II TRITANIUM MULTIHOLE 48D | 7090448D | Standalone | DE0505248 | Revision THR in cases of iterative dislocations and in patients with a high risk of dislocation. Primary THR, in patients with a high risk of dislocation (severe neurological disorders, neuropsychiatric disorders, addictions and major neuromuscular failures).
Orthopaedics | Hip replacement - Acetabular component | Acetabular component - Extra stability | Extra stability acetabular component - Cup | Stryker RHQ NL-SHC Cork | TRIDENT II TRITANIUM MULTIHOLE 50D | 7090450D | Standalone | DE0505248 | Revision THR in cases of iterative dislocations and in patients with a high risk of dislocation. Primary THR, in patients with a high risk of dislocation (severe neurological disorders, neuropsychiatric disorders, addictions and major neuromuscular failures).
Orthopaedics | Hip replacement - Acetabular component | Acetabular component - Extra stability | Extra stability acetabular component - Cup | Stryker RHQ NL-SHC Cork | TRIDENT II TRITANIUM MULTIHOLE 52E | 7090452E | Standalone | DE0505248 | Revision THR in cases of iterative dislocations and in patients with a high risk of dislocation. Primary THR, in patients with a high risk of dislocation (severe neurological disorders, neuropsychiatric disorders, addictions and major neuromuscular failures).
Orthopaedics | Hip replacement - Acetabular component | Acetabular component - Extra stability | Extra stability acetabular component - Cup | Stryker RHQ NL-SHC Cork | TRIDENT II TRITANIUM MULTIHOLE 54E | 7090454E | Standalone | DE0505248 | Revision THR in cases of iterative dislocations and in patients with a high risk of dislocation. Primary THR, in patients with a high risk of dislocation (severe neurological disorders, neuropsychiatric disorders, addictions and major neuromuscular failures).
Orthopaedics | Hip replacement - Acetabular component | Acetabular component - Extra stability | Extra stability acetabular component - Cup | Stryker RHQ NL-SHC Cork | TRIDENT II TRITANIUM MULTIHOLE 56F | 7090456F | Standalone | DE0505248 | Revision THR in cases of iterative dislocations and in patients with a high risk of dislocation. Primary THR, in patients with a high risk of dislocation (severe neurological disorders, neuropsychiatric disorders, addictions and major neuromuscular failures).
Orthopaedics | Hip replacement - Acetabular component | Acetabular component - Extra stability | Extra stability acetabular component - Cup | Stryker RHQ NL-SHC Cork | TRIDENT II TRITANIUM MULTIHOLE 58F | 7090458F | Standalone | DE0505248 | Revision THR in cases of iterative dislocations and in patients with a high risk of dislocation. Primary THR, in patients with a high risk of dislocation (severe neurological disorders, neuropsychiatric disorders, addictions and major neuromuscular failures).
Orthopaedics | Hip replacement - Acetabular component | Acetabular component - Extra stability | Extra stability acetabular component - Cup | Stryker RHQ NL-SHC Cork | TRIDENT II TRITANIUM MULTIHOLE 60G | 7090460G | Standalone | DE0505248 | Revision THR in cases of iterative dislocations and in patients with a high risk of dislocation. Primary THR, in patients with a high risk of dislocation (severe neurological disorders, neuropsychiatric disorders, addictions and major neuromuscular failures).
Orthopaedics | Hip replacement - Acetabular component | Acetabular component - Extra stability | Extra stability acetabular component - Cup | Stryker RHQ NL-SHC Cork | TRIDENT II TRITANIUM MULTIHOLE 62G | 7090462G | Standalone | DE0505248 | Revision THR in cases of iterative dislocations and in patients with a high risk of dislocation. Primary THR, in patients with a high risk of dislocation (severe neurological disorders, neuropsychiatric disorders, addictions and major neuromuscular failures).
Orthopaedics | Hip replacement - Acetabular component | Acetabular component - Extra stability | Extra stability acetabular component - Cup | Stryker RHQ NL-SHC Cork | TRIDENT II TRITANIUM MULTIHOLE 64H | 7090464H | Standalone | DE0505248 | Revision THR in cases of iterative dislocations and in patients with a high risk of dislocation. Primary THR, in patients with a high risk of dislocation (severe neurological disorders, neuropsychiatric disorders, addictions and major neuromuscular failures).
Orthopaedics | Hip replacement - Acetabular component | Acetabular component - Extra stability | Extra stability acetabular component - Cup | Stryker RHQ NL-SHC Cork | TRIDENT II TRITANIUM MULTIHOLE 66H | 7090466H | Standalone | DE0505248 | Revision THR in cases of iterative dislocations and in patients with a high risk of dislocation. Primary THR, in patients with a high risk of dislocation (severe neurological disorders, neuropsychiatric disorders, addictions and major neuromuscular failures).
Orthopaedics | Hip replacement - Acetabular component | Acetabular component - Extra stability | Extra stability acetabular component - Cup | Stryker RHQ NL-SHC Cork | TRIDENT II TRITANIUM MULTIHOLE 68I | 7090468I | Standalone | DE0505248 | Revision THR in cases of iterative dislocations and in patients with a high risk of dislocation. Primary THR, in patients with a high risk of dislocation (severe neurological disorders, neuropsychiatric disorders, addictions and major neuromuscular failures).
Orthopaedics | Hip replacement - Acetabular component | Acetabular component - Extra stability | Extra stability acetabular component - Cup | Stryker RHQ NL-SHC Cork | TRIDENT II TRITANIUM MULTIHOLE 70I | 7090470I | Standalone | DE0505248 | Revision THR in cases of iterative dislocations and in patients with a high risk of dislocation. Primary THR, in patients with a high risk of dislocation (severe neurological disorders, neuropsychiatric disorders, addictions and major neuromuscular failures).
Orthopaedics | Hip replacement - Acetabular component | Acetabular component - Extra stability | Extra stability acetabular component - Cup | Stryker RHQ NL-SHC Cork | TRIDENT II TRITANIUM MULTIHOLE 72J | 7090472J | Standalone | DE0505248 | Revision THR in cases of iterative dislocations and in patients with a high risk of dislocation. Primary THR, in patients with a high risk of dislocation (severe neurological disorders, neuropsychiatric disorders, addictions and major neuromuscular failures).
Orthopaedics | Hip replacement - Acetabular component | Acetabular component - Extra stability | Extra stability acetabular component - Cup | Stryker RHQ NL-SHC Cork | TRIDENT II TRITANIUM SOLID BACK 54E | 7000454e | Standalone | DE0505248 | Revision THR in cases of iterative dislocations and in patients with a high risk of dislocation. Primary THR, in patients with a high risk of dislocation (severe neurological disorders, neuropsychiatric disorders, addictions and major neuromuscular failures).
Orthopaedics | Hip replacement - Acetabular component | Acetabular component - Extra stability | Extra stability acetabular component - Cup | Stryker RHQ NL-SHC Cork | TRIDENT II TRITANIUM SOLIDBACK 42A | 7000442A | Standalone | DE0505248 | Revision THR in cases of iterative dislocations and in patients with a high risk of dislocation. Primary THR, in patients with a high risk of dislocation (severe neurological disorders, neuropsychiatric disorders, addictions and major neuromuscular failures).
Orthopaedics | Hip replacement - Acetabular component | Acetabular component - Extra stability | Extra stability acetabular component - Cup | Stryker RHQ NL-SHC Cork | TRIDENT II TRITANIUM SOLIDBACK 44B | 7000444B | Standalone | DE0505248 | Revision THR in cases of iterative dislocations and in patients with a high risk of dislocation. Primary THR, in patients with a high risk of dislocation (severe neurological disorders, neuropsychiatric disorders, addictions and major neuromuscular failures).
Orthopaedics | Hip replacement - Acetabular component | Acetabular component - Extra stability | Extra stability acetabular component - Cup | Stryker RHQ NL-SHC Cork | TRIDENT II TRITANIUM SOLIDBACK 46C | 7000446C | Standalone | DE0505248 | Revision THR in cases of iterative dislocations and in patients with a high risk of dislocation. Primary THR, in patients with a high risk of dislocation (severe neurological disorders, neuropsychiatric disorders, addictions and major neuromuscular failures).
Orthopaedics | Hip replacement - Acetabular component | Acetabular component - Extra stability | Extra stability acetabular component - Cup | Stryker RHQ NL-SHC Cork | TRIDENT II TRITANIUM SOLIDBACK 48D | 7000448D | Standalone | DE0505248 | Revision THR in cases of iterative dislocations and in patients with a high risk of dislocation. Primary THR, in patients with a high risk of dislocation (severe neurological disorders, neuropsychiatric disorders, addictions and major neuromuscular failures).
Orthopaedics | Hip replacement - Acetabular component | Acetabular component - Extra stability | Extra stability acetabular component - Cup | Stryker RHQ NL-SHC Cork | TRIDENT II TRITANIUM SOLIDBACK 50D | 7000450D | Standalone | DE0505248 | Revision THR in cases of iterative dislocations and in patients with a high risk of dislocation. Primary THR, in patients with a high risk of dislocation (severe neurological disorders, neuropsychiatric disorders, addictions and major neuromuscular failures).
Orthopaedics | Hip replacement - Acetabular component | Acetabular component - Extra stability | Extra stability acetabular component - Cup | Stryker RHQ NL-SHC Cork | TRIDENT II TRITANIUM SOLIDBACK 52E | 7000452E | Standalone | DE0505248 | Revision THR in cases of iterative dislocations and in patients with a high risk of dislocation. Primary THR, in patients with a high risk of dislocation (severe neurological disorders, neuropsychiatric disorders, addictions and major neuromuscular failures).
Orthopaedics | Hip replacement - Acetabular component | Acetabular component - Extra stability | Extra stability acetabular component - Cup | Stryker RHQ NL-SHC Cork | TRIDENT II TRITANIUM SOLIDBACK 56F | 7000456F | Standalone | DE0505248 | Revision THR in cases of iterative dislocations and in patients with a high risk of dislocation. Primary THR, in patients with a high risk of dislocation (severe neurological disorders, neuropsychiatric disorders, addictions and major neuromuscular failures).
Orthopaedics | Hip replacement - Acetabular component | Acetabular component - Extra stability | Extra stability acetabular component - Cup | Stryker RHQ NL-SHC Cork | TRIDENT II TRITANIUM SOLIDBACK 58F | 7000458F | Standalone | DE0505248 | Revision THR in cases of iterative dislocations and in patients with a high risk of dislocation. Primary THR, in patients with a high risk of dislocation (severe neurological disorders, neuropsychiatric disorders, addictions and major neuromuscular failures).
Orthopaedics | Hip replacement - Acetabular component | Acetabular component - Extra stability | Extra stability acetabular component - Cup | Stryker RHQ NL-SHC Cork | TRIDENT II TRITANIUM SOLIDBACK 60G | 7000460G | Standalone | DE0505248 | Revision THR in cases of iterative dislocations and in patients with a high risk of dislocation. Primary THR, in patients with a high risk of dislocation (severe neurological disorders, neuropsychiatric disorders, addictions and major neuromuscular failures).
Orthopaedics | Hip replacement - Acetabular component | Acetabular component - Extra stability | Extra stability acetabular component - Cup | Stryker RHQ NL-SHC Cork | TRIDENT II TRITANIUM SOLIDBACK 62G | 7000462G | Standalone | DE0505248 | Revision THR in cases of iterative dislocations and in patients with a high risk of dislocation. Primary THR, in patients with a high risk of dislocation (severe neurological disorders, neuropsychiatric disorders, addictions and major neuromuscular failures).
Orthopaedics | Hip replacement - Acetabular component | Acetabular component - Extra stability | Extra stability acetabular component - Cup | Stryker RHQ NL-SHC Cork | TRIDENT II TRITANIUM SOLIDBACK 64H | 7000464H | Standalone | DE0505248 | Revision THR in cases of iterative dislocations and in patients with a high risk of dislocation. Primary THR, in patients with a high risk of dislocation (severe neurological disorders, neuropsychiatric disorders, addictions and major neuromuscular failures).
Orthopaedics | Hip replacement - Acetabular component | Acetabular component - Extra stability | Extra stability acetabular component - Cup | Stryker RHQ NL-SHC Cork | TRIDENT II TRITANIUM SOLIDBACK 66H | 7000466H | Standalone | DE0505248 | Revision THR in cases of iterative dislocations and in patients with a high risk of dislocation. Primary THR, in patients with a high risk of dislocation (severe neurological disorders, neuropsychiatric disorders, addictions and major neuromuscular failures).
Orthopaedics | Hip replacement - Acetabular component | Acetabular component - Extra stability | Extra stability acetabular component - Cup | DePuy Orthopaedics, Inc. | PINN MULTIHOLE W/GRIPTION 64MM | 121730064 | Standalone | DE0006672 | Revision THR in cases of iterative dislocations and in patients with a high risk of dislocation. Primary THR, in patients with a high risk of dislocation (severe neurological disorders, neuropsychiatric disorders, addictions and major neuromuscular failures).
Orthopaedics | Hip replacement - Acetabular component | Acetabular component - Extra stability | Extra stability acetabular component - Cup | DePuy Orthopaedics, Inc. | PINN MULTIHOLE W/GRIPTION 66MM | 121730066 | Standalone | DE0006672 | Revision THR in cases of iterative dislocations and in patients with a high risk of dislocation. Primary THR, in patients with a high risk of dislocation (severe neurological disorders, neuropsychiatric disorders, addictions and major neuromuscular failures).
Orthopaedics | Hip replacement - Acetabular component | Acetabular component - Extra stability | Extra stability acetabular component - Cup | DePuy Orthopaedics, Inc. | PINN MULTIHOLE W/GRIPTION 68MM | 121730068 | Standalone | DE0006672 | Revision THR in cases of iterative dislocations and in patients with a high risk of dislocation. Primary THR, in patients with a high risk of dislocation (severe neurological disorders, neuropsychiatric disorders, addictions and major neuromuscular failures).
Orthopaedics | Hip replacement - Acetabular component | Acetabular component - Extra stability | Extra stability acetabular component - Cup | DePuy Orthopaedics, Inc. | PINN SECTOR W/GRIPTION 64MM | 121732064 | Standalone | DE0006672 | Revision THR in cases of iterative dislocations and in patients with a high risk of dislocation. Primary THR, in patients with a high risk of dislocation (severe neurological disorders, neuropsychiatric disorders, addictions and major neuromuscular failures).
Orthopaedics | Hip replacement - Acetabular component | Acetabular component - Extra stability | Extra stability acetabular component - Cup | DePuy Orthopaedics, Inc. | PINN SECTOR W/GRIPTION 66MM | 121732066 | Standalone | DE0006672 | Revision THR in cases of iterative dislocations and in patients with a high risk of dislocation. Primary THR, in patients with a high risk of dislocation (severe neurological disorders, neuropsychiatric disorders, addictions and major neuromuscular failures).
Orthopaedics | Hip replacement - Acetabular component | Acetabular component - Extra stability | Extra stability acetabular component - Liner | Biomet Orthopaedics | G7 FREEDOM CONST E1 LNR 32MM B | 010000980 | Standalone | DE0502165 | Revision THR in cases of iterative dislocations and in patients with a high risk of dislocation. Primary THR, in patients with a high risk of dislocation (severe neurological disorders, neuropsychiatric disorders, addictions and major neuromuscular failures).
Orthopaedics | Hip replacement - Acetabular component | Acetabular component - Extra stability | Extra stability acetabular component - Liner | Biomet Orthopaedics | G7 FREEDOM CONST E1 LNR 32MM C | 010000981 | Standalone | DE0502165 | Revision THR in cases of iterative dislocations and in patients with a high risk of dislocation. Primary THR, in patients with a high risk of dislocation (severe neurological disorders, neuropsychiatric disorders, addictions and major neuromuscular failures).
Orthopaedics | Hip replacement - Acetabular component | Acetabular component - Extra stability | Extra stability acetabular component - Liner | Biomet Orthopaedics | G7 FREEDOM CONST E1 LNR 36MM D | 010000982 | Standalone | DE0502165 | Revision THR in cases of iterative dislocations and in patients with a high risk of dislocation. Primary THR, in patients with a high risk of dislocation (severe neurological disorders, neuropsychiatric disorders, addictions and major neuromuscular failures).
Orthopaedics | Hip replacement - Acetabular component | Acetabular component - Extra stability | Extra stability acetabular component - Liner | Biomet Orthopaedics | G7 FREEDOM CONST E1 LNR 36MM E | 010000983 | Standalone | DE0502165 | Revision THR in cases of iterative dislocations and in patients with a high risk of dislocation. Primary THR, in patients with a high risk of dislocation (severe neurological disorders, neuropsychiatric disorders, addictions and major neuromuscular failures).
Orthopaedics | Hip replacement - Acetabular component | Acetabular component - Extra stability | Extra stability acetabular component - Liner | Biomet Orthopaedics | G7 FREEDOM CONST E1 LNR 36MM F | 010000984 | Standalone | DE0502165 | Revision THR in cases of iterative dislocations and in patients with a high risk of dislocation. Primary THR, in patients with a high risk of dislocation (severe neurological disorders, neuropsychiatric disorders, addictions and major neuromuscular failures).
Orthopaedics | Hip replacement - Acetabular component | Acetabular component - Extra stability | Extra stability acetabular component - Liner | Biomet Orthopaedics | G7 FREEDOM CONST E1 LNR 36MM G | 010000985 | Standalone | DE0502165 | Revision THR in cases of iterative dislocations and in patients with a high risk of dislocation. Primary THR, in patients with a high risk of dislocation (severe neurological disorders, neuropsychiatric disorders, addictions and major neuromuscular failures).
Orthopaedics | Hip replacement - Acetabular component | Acetabular component - Extra stability | Extra stability acetabular component - Liner | Biomet Orthopaedics | G7 FREEDOM CONST E1 LNR 36MM H | 010000986 | Standalone | DE0502165 | Revision THR in cases of iterative dislocations and in patients with a high risk of dislocation. Primary THR, in patients with a high risk of dislocation (severe neurological disorders, neuropsychiatric disorders, addictions and major neuromuscular failures).
Orthopaedics | Hip replacement - Acetabular component | Acetabular component - Extra stability | Extra stability acetabular component - Liner | Biomet Orthopaedics | G7 FREEDOM CONST E1 LNR 36MM I | 010000987 | Standalone | DE0502165 | Revision THR in cases of iterative dislocations and in patients with a high risk of dislocation. Primary THR, in patients with a high risk of dislocation (severe neurological disorders, neuropsychiatric disorders, addictions and major neuromuscular failures).
Orthopaedics | Hip replacement - Acetabular component | Acetabular component - Extra stability | Extra stability acetabular component - Liner | DePuy Orthopaedics | PIN CONST +4 50ODX28ID | 121828650 | Standalone | DE0005672 | Revision THR in cases of iterative dislocations and in patients with a high risk of dislocation. Primary THR, in patients with a high risk of dislocation (severe neurological disorders, neuropsychiatric disorders, addictions and major neuromuscular failures).
Orthopaedics | Hip replacement - Acetabular component | Acetabular component - Extra stability | Extra stability acetabular component - Liner | DePuy Orthopaedics | PIN CONST +4 48ODX28ID | 121828648 | Standalone | DE0005672 | Revision THR in cases of iterative dislocations and in patients with a high risk of dislocation. Primary THR, in patients with a high risk of dislocation (severe neurological disorders, neuropsychiatric disorders, addictions and major neuromuscular failures).
Orthopaedics | Hip replacement - Acetabular component | Acetabular component - Extra stability | Extra stability acetabular component - Liner | DePuy Orthopaedics | PIN CONST +4 58ODX36ID | 121836658 | Standalone | DE0005672 | Revision THR in cases of iterative dislocations and in patients with a high risk of dislocation. Primary THR, in patients with a high risk of dislocation (severe neurological disorders, neuropsychiatric disorders, addictions and major neuromuscular failures).
Orthopaedics | Hip replacement - Acetabular component | Acetabular component - Extra stability | Extra stability acetabular component - Liner | DePuy Orthopaedics | PIN CONST +4 52ODX32ID | 121832652 | Standalone | DE0005672 | Revision THR in cases of iterative dislocations and in patients with a high risk of dislocation. Primary THR, in patients with a high risk of dislocation (severe neurological disorders, neuropsychiatric disorders, addictions and major neuromuscular failures).
Orthopaedics | Hip replacement - Acetabular component | Acetabular component - Extra stability | Extra stability acetabular component - Liner | DePuy Orthopaedics | PIN CONST +4 54ODX32ID | 121832654 | Standalone | DE0005672 | Revision THR in cases of iterative dislocations and in patients with a high risk of dislocation. Primary THR, in patients with a high risk of dislocation (severe neurological disorders, neuropsychiatric disorders, addictions and major neuromuscular failures).
Orthopaedics | Hip replacement - Acetabular component | Acetabular component - Extra stability | Extra stability acetabular component - Liner | DePuy Orthopaedics | PIN CONST +4 56ODX36ID | 121836656 | Standalone | DE0005672 | Revision THR in cases of iterative dislocations and in patients with a high risk of dislocation. Primary THR, in patients with a high risk of dislocation (severe neurological disorders, neuropsychiatric disorders, addictions and major neuromuscular failures).
Orthopaedics | Hip replacement - Acetabular component | Acetabular component - Extra stability | Extra stability acetabular component - Liner | DePuy Orthopaedics | PIN CONST +4 60ODX36ID | 121836660 | Standalone | DE0005672 | Revision THR in cases of iterative dislocations and in patients with a high risk of dislocation. Primary THR, in patients with a high risk of dislocation (severe neurological disorders, neuropsychiatric disorders, addictions and major neuromuscular failures).
Orthopaedics | Hip replacement - Acetabular component | Acetabular component - Extra stability | Extra stability acetabular component - Liner | DePuy Orthopaedics | PINN LNR CON +4 NEUT 32IDX56OD | 121832656 | Standalone | DE0006672 | Revision THR in cases of iterative dislocations and in patients with a high risk of dislocation. Primary THR, in patients with a high risk of dislocation (severe neurological disorders, neuropsychiatric disorders, addictions and major neuromuscular failures).
Orthopaedics | Hip replacement - Acetabular component | Acetabular component - Extra stability | Extra stability acetabular component - Liner | DePuy Orthopaedics | PINN LNR CON +4 NEUT 32IDX58OD | 121832658 | Standalone | DE0006672 | Revision THR in cases of iterative dislocations and in patients with a high risk of dislocation. Primary THR, in patients with a high risk of dislocation (severe neurological disorders, neuropsychiatric disorders, addictions and major neuromuscular failures).
Orthopaedics | Hip replacement - Acetabular component | Acetabular component - Extra stability | Extra stability acetabular component - Liner | DePuy Orthopaedics | PINN LNR CON +4 NEUT 32IDX60OD | 121832660 | Standalone | DE0006672 | Revision THR in cases of iterative dislocations and in patients with a high risk of dislocation. Primary THR, in patients with a high risk of dislocation (severe neurological disorders, neuropsychiatric disorders, addictions and major neuromuscular failures).
Orthopaedics | Hip replacement - Acetabular component | Acetabular component - Extra stability | Extra stability acetabular component - Liner | DePuy Orthopaedics | PINN LNR CON +4 NEUT 32IDX62OD | 121832662 | Standalone | DE0006672 | Revision THR in cases of iterative dislocations and in patients with a high risk of dislocation. Primary THR, in patients with a high risk of dislocation (severe neurological disorders, neuropsychiatric disorders, addictions and major neuromuscular failures).
Orthopaedics | Hip replacement - Acetabular component | Acetabular component - Extra stability | Extra stability acetabular component - Liner | DePuy Orthopaedics | PINN LNR CON +4 NEUT 32IDX64OD | 121832664 | Standalone | DE0006672 | Revision THR in cases of iterative dislocations and in patients with a high risk of dislocation. Primary THR, in patients with a high risk of dislocation (severe neurological disorders, neuropsychiatric disorders, addictions and major neuromuscular failures).
Orthopaedics | Hip replacement - Acetabular component | Acetabular component - Extra stability | Extra stability acetabular component - Liner | DePuy Orthopaedics | PINN LNR CON +4 NEUT 32IDX66OD | 121832666 | Standalone | DE0006672 | Revision THR in cases of iterative dislocations and in patients with a high risk of dislocation. Primary THR, in patients with a high risk of dislocation (severe neurological disorders, neuropsychiatric disorders, addictions and major neuromuscular failures).
Orthopaedics | Hip replacement - Acetabular component | Acetabular component - Extra stability | Extra stability acetabular component - Liner | DePuy Orthopaedics | PINN LNR CON +4 NEUT 32IDX68OD | 121832668 | Standalone | DE0006672 | Revision THR in cases of iterative dislocations and in patients with a high risk of dislocation. Primary THR, in patients with a high risk of dislocation (severe neurological disorders, neuropsychiatric disorders, addictions and major neuromuscular failures).
Orthopaedics | Hip replacement - Acetabular component | Acetabular component - Extra stability | Extra stability acetabular component - Liner | DePuy Orthopaedics | PINN LNR CON +4 NEUT 32IDX70OD | 121832670 | Standalone | DE0006672 | Revision THR in cases of iterative dislocations and in patients with a high risk of dislocation. Primary THR, in patients with a high risk of dislocation (severe neurological disorders, neuropsychiatric disorders, addictions and major neuromuscular failures).
Orthopaedics | Hip replacement - Acetabular component | Acetabular component - Extra stability | Extra stability acetabular component - Liner | DePuy Orthopaedics | PINN LNR CON +4 NEUT 32IDX72OD | 121832672 | Standalone | DE0006672 | Revision THR in cases of iterative dislocations and in patients with a high risk of dislocation. Primary THR, in patients with a high risk of dislocation (severe neurological disorders, neuropsychiatric disorders, addictions and major neuromuscular failures).
Orthopaedics | Hip replacement - Acetabular component | Acetabular component - Extra stability | Extra stability acetabular component - Liner | DePuy Orthopaedics | PINN LNR CON +4 NEUT 32IDX74OD | 121832674 | Standalone | DE0006672 | Revision THR in cases of iterative dislocations and in patients with a high risk of dislocation. Primary THR, in patients with a high risk of dislocation (severe neurological disorders, neuropsychiatric disorders, addictions and major neuromuscular failures).
Orthopaedics | Hip replacement - Acetabular component | Acetabular component - Extra stability | Extra stability acetabular component - Liner | DePuy Orthopaedics | PINN LNR CON +4 NEUT 32IDX76OD | 121832676 | Standalone | DE0006672 | Revision THR in cases of iterative dislocations and in patients with a high risk of dislocation. Primary THR, in patients with a high risk of dislocation (severe neurological disorders, neuropsychiatric disorders, addictions and major neuromuscular failures).
Orthopaedics | Hip replacement - Acetabular component | Acetabular component - Extra stability | Extra stability acetabular component - Liner | Smith+Nephew | R3 Constrained Acetabular Liner 52mm | 71339152 | Standalone | DE0505173 | Revision THR in cases of iterative dislocations and in patients with a high risk of dislocation. Primary THR, in patients with a high risk of dislocation (severe neurological disorders, neuropsychiatric disorders, addictions and major neuromuscular failures).
Orthopaedics | Hip replacement - Acetabular component | Acetabular component - Extra stability | Extra stability acetabular component - Liner | Smith+Nephew | R3 Constrained Acetabular Liner 54mm | 71339154 | Standalone | DE0505173 | Revision THR in cases of iterative dislocations and in patients with a high risk of dislocation. Primary THR, in patients with a high risk of dislocation (severe neurological disorders, neuropsychiatric disorders, addictions and major neuromuscular failures).
Orthopaedics | Hip replacement - Acetabular component | Acetabular component - Extra stability | Extra stability acetabular component - Liner | Smith+Nephew | R3 Constrained Acetabular Liner 56mm | 71339156 | Standalone | DE0505173 | Revision THR in cases of iterative dislocations and in patients with a high risk of dislocation. Primary THR, in patients with a high risk of dislocation (severe neurological disorders, neuropsychiatric disorders, addictions and major neuromuscular failures).
Orthopaedics | Hip replacement - Acetabular component | Acetabular component - Extra stability | Extra stability acetabular component - Liner | Smith+Nephew | R3 Constrained Acetabular Liner 58mm | 71339158 | Standalone | DE0505173 | Revision THR in cases of iterative dislocations and in patients with a high risk of dislocation. Primary THR, in patients with a high risk of dislocation (severe neurological disorders, neuropsychiatric disorders, addictions and major neuromuscular failures).
Orthopaedics | Hip replacement - Acetabular component | Acetabular component - Extra stability | Extra stability acetabular component - Liner | Smith+Nephew | R3 Constrained Acetabular Liner 60mm | 71339160 | Standalone | DE0505173 | Revision THR in cases of iterative dislocations and in patients with a high risk of dislocation. Primary THR, in patients with a high risk of dislocation (severe neurological disorders, neuropsychiatric disorders, addictions and major neuromuscular failures).
Orthopaedics | Hip replacement - Acetabular component | Acetabular component - Extra stability | Extra stability acetabular component - Liner | Smith+Nephew | R3 Constrained Acetabular Liner 62mm | 71339162 | Standalone | DE0505173 | Revision THR in cases of iterative dislocations and in patients with a high risk of dislocation. Primary THR, in patients with a high risk of dislocation (severe neurological disorders, neuropsychiatric disorders, addictions and major neuromuscular failures).
Orthopaedics | Hip replacement - Acetabular component | Acetabular component - Extra stability | Extra stability acetabular component - Liner | Smith+Nephew | R3 Constrained Acetabular Liner 64mm | 71339164 | Standalone | DE0505173 | Revision THR in cases of iterative dislocations and in patients with a high risk of dislocation. Primary THR, in patients with a high risk of dislocation (severe neurological disorders, neuropsychiatric disorders, addictions and major neuromuscular failures).
Orthopaedics | Hip replacement - Acetabular component | Acetabular component - Extra stability | Extra stability acetabular component - Liner | Smith+Nephew | R3 Constrained Acetabular Liner 66-70mm | 71339166 | Standalone | DE0505173 | Revision THR in cases of iterative dislocations and in patients with a high risk of dislocation. Primary THR, in patients with a high risk of dislocation (severe neurological disorders, neuropsychiatric disorders, addictions and major neuromuscular failures).
Orthopaedics | Hip replacement - Acetabular component | Acetabular component - Extra stability | Extra stability acetabular component - Liner | STRYKER HOWMEDICA OSTEONICS | Trident 0DEG Constrained Insert 22D | 6900022D | Standalone | DE0004484 | Revision THR in cases of iterative dislocations and in patients with a high risk of dislocation. Primary THR, in patients with a high risk of dislocation (severe neurological disorders, neuropsychiatric disorders, addictions and major neuromuscular failures).
Orthopaedics | Hip replacement - Acetabular component | Acetabular component - Extra stability | Extra stability acetabular component - Liner | STRYKER HOWMEDICA OSTEONICS | Trident 0DEG Constrained Insert 22E | 6900022E | Standalone | DE0004484 | Revision THR in cases of iterative dislocations and in patients with a high risk of dislocation. Primary THR, in patients with a high risk of dislocation (severe neurological disorders, neuropsychiatric disorders, addictions and major neuromuscular failures).
Orthopaedics | Hip replacement - Acetabular component | Acetabular component - Extra stability | Extra stability acetabular component - Liner | STRYKER HOWMEDICA OSTEONICS | Trident 0DEG Constrained Insert 28F | 6900028F | Standalone | DE0004484 | Revision THR in cases of iterative dislocations and in patients with a high risk of dislocation. Primary THR, in patients with a high risk of dislocation (severe neurological disorders, neuropsychiatric disorders, addictions and major neuromuscular failures).
Orthopaedics | Hip replacement - Acetabular component | Acetabular component - Extra stability | Extra stability acetabular component - Liner | STRYKER HOWMEDICA OSTEONICS | Trident 0DEG Constrained Insert 28G | 6900028G | Standalone | DE0004484 | Revision THR in cases of iterative dislocations and in patients with a high risk of dislocation. Primary THR, in patients with a high risk of dislocation (severe neurological disorders, neuropsychiatric disorders, addictions and major neuromuscular failures).
Orthopaedics | Hip replacement - Acetabular component | Acetabular component - Extra stability | Extra stability acetabular component - Liner | STRYKER HOWMEDICA OSTEONICS | Trident 0DEG Constrained Insert 32H | 6900032H | Standalone | DE0004484 | Revision THR in cases of iterative dislocations and in patients with a high risk of dislocation. Primary THR, in patients with a high risk of dislocation (severe neurological disorders, neuropsychiatric disorders, addictions and major neuromuscular failures).
Orthopaedics | Hip replacement - Acetabular component | Acetabular component - Extra stability | Extra stability acetabular component - Liner | STRYKER HOWMEDICA OSTEONICS | Trident 0DEG Constrained Insert 32I | 6900032I | Standalone | DE0004484 | Revision THR in cases of iterative dislocations and in patients with a high risk of dislocation. Primary THR, in patients with a high risk of dislocation (severe neurological disorders, neuropsychiatric disorders, addictions and major neuromuscular failures).
Orthopaedics | Hip replacement - Acetabular component | Acetabular component - Extra stability | Extra stability acetabular component - Liner | STRYKER HOWMEDICA OSTEONICS | Trident 0DEG Constrained Insert 32J | 6900032J | Standalone | DE0004484 | Revision THR in cases of iterative dislocations and in patients with a high risk of dislocation. Primary THR, in patients with a high risk of dislocation (severe neurological disorders, neuropsychiatric disorders, addictions and major neuromuscular failures).
Orthopaedics | Hip replacement - Acetabular component | Acetabular component - Extra stability | Extra stability acetabular component - Liner | STRYKER HOWMEDICA OSTEONICS | TRIDENT CONSTRAINED INSERT 22MM ID 52-54MM OD | 6901022E | Standalone | DE0004484 | Revision THR in cases of iterative dislocations and in patients with a high risk of dislocation. Primary THR, in patients with a high risk of dislocation (severe neurological disorders, neuropsychiatric disorders, addictions and major neuromuscular failures).
Orthopaedics | Hip replacement - Acetabular component | Acetabular component - Extra stability | Extra stability acetabular component - Liner | STRYKER HOWMEDICA OSTEONICS | TRIDENT CONSTRAINED INSERT 22MM ID 56-58MM OD | 6901022F | Standalone | DE0004484 | Revision THR in cases of iterative dislocations and in patients with a high risk of dislocation. Primary THR, in patients with a high risk of dislocation (severe neurological disorders, neuropsychiatric disorders, addictions and major neuromuscular failures).
Orthopaedics | Hip replacement - Acetabular component | Acetabular component - Extra stability | Extra stability acetabular component - Liner | STRYKER HOWMEDICA OSTEONICS | TRIDENT CONSTRAINED INSERT 28MM H | 6901028H | Standalone | DE0004484 | Revision THR in cases of iterative dislocations and in patients with a high risk of dislocation. Primary THR, in patients with a high risk of dislocation (severe neurological disorders, neuropsychiatric disorders, addictions and major neuromuscular failures).
Orthopaedics | Hip replacement - Acetabular component | Acetabular component - Extra stability | Extra stability acetabular component - Liner | STRYKER HOWMEDICA OSTEONICS | TRIDENT CONSTRAINED INSERT 28MM I | 6901028I | Standalone | DE0004484 | Revision THR in cases of iterative dislocations and in patients with a high risk of dislocation. Primary THR, in patients with a high risk of dislocation (severe neurological disorders, neuropsychiatric disorders, addictions and major neuromuscular failures).
Orthopaedics | Hip replacement - Acetabular component | Acetabular component - Extra stability | Extra stability acetabular component - Liner | STRYKER HOWMEDICA OSTEONICS | TRIDENT CONSTRAINED INSERT 28MM ID 60-62MM OD | 6901028G | Standalone | DE0004484 | Revision THR in cases of iterative dislocations and in patients with a high risk of dislocation. Primary THR, in patients with a high risk of dislocation (severe neurological disorders, neuropsychiatric disorders, addictions and major neuromuscular failures).
Orthopaedics | Hip replacement - Acetabular component | Acetabular component - Extra stability | Extra stability acetabular component - Liner | STRYKER HOWMEDICA OSTEONICS | Trident Constrained Acetabular Insert 28mm | 6901028J | Standalone | DE0004484 | Revision THR in cases of iterative dislocations and in patients with a high risk of dislocation. Primary THR, in patients with a high risk of dislocation (severe neurological disorders, neuropsychiatric disorders, addictions and major neuromuscular failures).
Orthopaedics | Hip replacement - Acetabular component | Acetabular component - Extra stability | Extra stability acetabular component - Liner | STRYKER HOWMEDICA OSTEONICS | TRIDENT ALL POLY CONSTRAINED ACETABULAR INSERT 44MM | 692244 | Standalone | DE0505248 | Revision THR in cases of iterative dislocations and in patients with a high risk of dislocation. Primary THR, in patients with a high risk of dislocation (severe neurological disorders, neuropsychiatric disorders, addictions and major neuromuscular failures).
Orthopaedics | Hip replacement - Acetabular component | Acetabular component - Extra stability | Extra stability acetabular component - Liner | STRYKER HOWMEDICA OSTEONICS | TRIDENT ALL POLY CONSTRAINED ACETABULAR INSERT 46MM | 692246 | Standalone | DE0505248 | Revision THR in cases of iterative dislocations and in patients with a high risk of dislocation. Primary THR, in patients with a high risk of dislocation (severe neurological disorders, neuropsychiatric disorders, addictions and major neuromuscular failures).
Orthopaedics | Hip replacement - Acetabular component | Acetabular component - Extra stability | Extra stability acetabular component - Liner | STRYKER HOWMEDICA OSTEONICS | TRIDENT ALL POLY CONSTRAINED ACETABULAR INSERT 48MM | 692248 | Standalone | DE0505248 | Revision THR in cases of iterative dislocations and in patients with a high risk of dislocation. Primary THR, in patients with a high risk of dislocation (severe neurological disorders, neuropsychiatric disorders, addictions and major neuromuscular failures).
Orthopaedics | Hip replacement - Acetabular component | Acetabular component - Extra stability | Extra stability acetabular component - Liner | STRYKER HOWMEDICA OSTEONICS | TRIDENT ALL POLY CONSTRAINED ACETABULAR INSERT 50MM | 692850 | Standalone | DE0505248 | Revision THR in cases of iterative dislocations and in patients with a high risk of dislocation. Primary THR, in patients with a high risk of dislocation (severe neurological disorders, neuropsychiatric disorders, addictions and major neuromuscular failures).
Orthopaedics | Hip replacement - Acetabular component | Acetabular component - Extra stability | Extra stability acetabular component - Liner | STRYKER HOWMEDICA OSTEONICS | TRIDENT ALL POLY CONSTRAINED ACETABULAR INSERT 52MM | 692852 | Standalone | DE0505248 | Revision THR in cases of iterative dislocations and in patients with a high risk of dislocation. Primary THR, in patients with a high risk of dislocation (severe neurological disorders, neuropsychiatric disorders, addictions and major neuromuscular failures).
Orthopaedics | Hip replacement - Acetabular component | Acetabular component - Extra stability | Extra stability acetabular component - Liner | STRYKER HOWMEDICA OSTEONICS | TRIDENT ALL POLY CONSTRAINED ACETABULAR INSERT 54MM | 692854 | Standalone | DE0505248 | Revision THR in cases of iterative dislocations and in patients with a high risk of dislocation. Primary THR, in patients with a high risk of dislocation (severe neurological disorders, neuropsychiatric disorders, addictions and major neuromuscular failures).
Orthopaedics | Hip replacement - Acetabular component | Acetabular component - Extra stability | Extra stability acetabular component - Liner | STRYKER HOWMEDICA OSTEONICS | TRIDENT ALL POLY CONSTRAINED ACETABULAR INSERT 56MM | 693256 | Standalone | DE0505248 | Revision THR in cases of iterative dislocations and in patients with a high risk of dislocation. Primary THR, in patients with a high risk of dislocation (severe neurological disorders, neuropsychiatric disorders, addictions and major neuromuscular failures).
Orthopaedics | Hip replacement - Acetabular component | Acetabular component - Extra stability | Extra stability acetabular component - Liner | STRYKER HOWMEDICA OSTEONICS | TRIDENT ALL POLY CONSTRAINED ACETABULAR INSERT 58MM | 693258 | Standalone | DE0505248 | Revision THR in cases of iterative dislocations and in patients with a high risk of dislocation. Primary THR, in patients with a high risk of dislocation (severe neurological disorders, neuropsychiatric disorders, addictions and major neuromuscular failures).
Orthopaedics | Hip replacement - Acetabular component | Acetabular component - Extra stability | Extra stability acetabular component - Liner | STRYKER HOWMEDICA OSTEONICS | TRIDENT ALL POLY CONSTRAINED ACETABULAR INSERT 60MM | 693260 | Standalone | DE0505248 | Revision THR in cases of iterative dislocations and in patients with a high risk of dislocation. Primary THR, in patients with a high risk of dislocation (severe neurological disorders, neuropsychiatric disorders, addictions and major neuromuscular failures).
Orthopaedics | Hip replacement - Acetabular component | Acetabular component - Extra stability | Extra stability acetabular component - Liner | Zimmer Inc | HXPE LINER CONSTRAINED HH 28 | 00-8758-009-28 | Standalone | DE0006329 | Revision THR in cases of iterative dislocations and in patients with a high risk of dislocation. Primary THR, in patients with a high risk of dislocation (severe neurological disorders, neuropsychiatric disorders, addictions and major neuromuscular failures).
Orthopaedics | Hip replacement - Acetabular component | Acetabular component - Extra stability | Extra stability acetabular component - Liner | Zimmer Inc | HXPE LINER CONSTRAINED JJ 28 | 00-8758-011-28 | Standalone | DE0006329 | Revision THR in cases of iterative dislocations and in patients with a high risk of dislocation. Primary THR, in patients with a high risk of dislocation (severe neurological disorders, neuropsychiatric disorders, addictions and major neuromuscular failures).
Orthopaedics | Hip replacement - Acetabular component | Acetabular component - Extra stability | Extra stability acetabular component - Liner | Zimmer Inc | HXPE LINER CONSTRAINED II 28 | 00-8758-010-28 | Standalone | DE0006329 | Revision THR in cases of iterative dislocations and in patients with a high risk of dislocation. Primary THR, in patients with a high risk of dislocation (severe neurological disorders, neuropsychiatric disorders, addictions and major neuromuscular failures).
Orthopaedics | Hip replacement - Acetabular component | Acetabular component - Extra stability | Extra stability acetabular component - Liner | Zimmer Inc | HXPE LINER CONSTRAINED KK 32 | 00-8758-012-32 | Standalone | DE0006329 | Revision THR in cases of iterative dislocations and in patients with a high risk of dislocation. Primary THR, in patients with a high risk of dislocation (severe neurological disorders, neuropsychiatric disorders, addictions and major neuromuscular failures).
Orthopaedics | Hip replacement - Acetabular component | Acetabular component - Extra stability | Extra stability acetabular component - Liner | Zimmer Inc | HXPE LINER CONSTRAINED LL 32 | 00-8758-013-32 | Standalone | DE0006329 | Revision THR in cases of iterative dislocations and in patients with a high risk of dislocation. Primary THR, in patients with a high risk of dislocation (severe neurological disorders, neuropsychiatric disorders, addictions and major neuromuscular failures).
Orthopaedics | Hip replacement - Acetabular component | Acetabular component - Extra stability | Extra stability acetabular component - Liner | Zimmer Inc | HXPE LINER CONSTRAINED MM 36 | 00-8758-014-36 | Standalone | DE0006329 | Revision THR in cases of iterative dislocations and in patients with a high risk of dislocation. Primary THR, in patients with a high risk of dislocation (severe neurological disorders, neuropsychiatric disorders, addictions and major neuromuscular failures).
Orthopaedics | Hip replacement - Acetabular component | Acetabular component - Extra stability | Extra stability acetabular component - Liner | Zimmer Inc | HXPE LINER CONSTRAINED NN 36 | 00-8758-015-36 | Standalone | DE0006329 | Revision THR in cases of iterative dislocations and in patients with a high risk of dislocation. Primary THR, in patients with a high risk of dislocation (severe neurological disorders, neuropsychiatric disorders, addictions and major neuromuscular failures).
Orthopaedics | Hip replacement - Acetabular component | Acetabular component - Extra stability | Extra stability acetabular component - Liner | Zimmer Inc | REV LNR 10D OB 66/68/70X32MM | 00-7110-066-32 | Standalone | DE0007051 | Revision THR in cases of iterative dislocations and in patients with a high risk of dislocation. Primary THR, in patients with a high risk of dislocation (severe neurological disorders, neuropsychiatric disorders, addictions and major neuromuscular failures).
Orthopaedics | Hip replacement - Acetabular component | Acetabular component - Extra stability | Extra stability acetabular component - Liner | Zimmer Inc | TM REV LNR 10DEG OB 60X32MM | 00-7110-060-32 | Standalone | DE0007051 | Revision THR in cases of iterative dislocations and in patients with a high risk of dislocation. Primary THR, in patients with a high risk of dislocation (severe neurological disorders, neuropsychiatric disorders, addictions and major neuromuscular failures).
Orthopaedics | Hip replacement - Acetabular component | Acetabular component - Extra stability | Extra stability acetabular component - Liner | Zimmer Inc | XLPE REV LNR 10 D 62/64X40 | 00-7110-062-40 | Standalone | DE0007051 | Revision THR in cases of iterative dislocations and in patients with a high risk of dislocation. Primary THR, in patients with a high risk of dislocation (severe neurological disorders, neuropsychiatric disorders, addictions and major neuromuscular failures).
Orthopaedics | Hip replacement - Acetabular component | Acetabular component - Extra stability | Extra stability acetabular component - Liner | Zimmer Inc | XLPE REV LNR 10 D 66/68/70X40 | 00-7110-066-40 | Standalone | DE0007051 | Revision THR in cases of iterative dislocations and in patients with a high risk of dislocation. Primary THR, in patients with a high risk of dislocation (severe neurological disorders, neuropsychiatric disorders, addictions and major neuromuscular failures).
Orthopaedics | Hip replacement - Acetabular component | Acetabular component - Extra stability | Extra stability acetabular component - Liner | Zimmer Inc | XLPE REV LNR 10D 66/68/70X36MM | 00-7110-066-36 | Standalone | DE0007051 | Revision THR in cases of iterative dislocations and in patients with a high risk of dislocation. Primary THR, in patients with a high risk of dislocation (severe neurological disorders, neuropsychiatric disorders, addictions and major neuromuscular failures).
Orthopaedics | Hip replacement - Acetabular component | Acetabular component - Extra stability | Extra stability acetabular component - Liner | Zimmer Inc | XLPE REV LNR 10DEG 48X28MM | 00-7110-048-28 | Standalone | DE0007051 | Revision THR in cases of iterative dislocations and in patients with a high risk of dislocation. Primary THR, in patients with a high risk of dislocation (severe neurological disorders, neuropsychiatric disorders, addictions and major neuromuscular failures).
Orthopaedics | Hip replacement - Acetabular component | Acetabular component - Extra stability | Extra stability acetabular component - Liner | Zimmer Inc | XLPE REV LNR 10DEG 50X28MM | 00-7110-050-28 | Standalone | DE0007051 | Revision THR in cases of iterative dislocations and in patients with a high risk of dislocation. Primary THR, in patients with a high risk of dislocation (severe neurological disorders, neuropsychiatric disorders, addictions and major neuromuscular failures).
Orthopaedics | Hip replacement - Acetabular component | Acetabular component - Extra stability | Extra stability acetabular component - Liner | Zimmer Inc | XLPE REV LNR 10DEG 52X28MM | 00-7110-052-28 | Standalone | DE0007051 | Revision THR in cases of iterative dislocations and in patients with a high risk of dislocation. Primary THR, in patients with a high risk of dislocation (severe neurological disorders, neuropsychiatric disorders, addictions and major neuromuscular failures).
Orthopaedics | Hip replacement - Acetabular component | Acetabular component - Extra stability | Extra stability acetabular component - Liner | Zimmer Inc | XLPE REV LNR 10DEG 54X28 | 00-7110-054-28 | Standalone | DE0007051 | Revision THR in cases of iterative dislocations and in patients with a high risk of dislocation. Primary THR, in patients with a high risk of dislocation (severe neurological disorders, neuropsychiatric disorders, addictions and major neuromuscular failures).
Orthopaedics | Hip replacement - Acetabular component | Acetabular component - Extra stability | Extra stability acetabular component - Liner | Zimmer Inc | XLPE REV LNR 10DEG 54X32 | 00-7110-054-32 | Standalone | DE0007051 | Revision THR in cases of iterative dislocations and in patients with a high risk of dislocation. Primary THR, in patients with a high risk of dislocation (severe neurological disorders, neuropsychiatric disorders, addictions and major neuromuscular failures).
Orthopaedics | Hip replacement - Acetabular component | Acetabular component - Extra stability | Extra stability acetabular component - Liner | Zimmer Inc | XLPE REV LNR 10DEG 56X28M | 00-7110-056-28 | Standalone | DE0007051 | Revision THR in cases of iterative dislocations and in patients with a high risk of dislocation. Primary THR, in patients with a high risk of dislocation (severe neurological disorders, neuropsychiatric disorders, addictions and major neuromuscular failures).
Orthopaedics | Hip replacement - Acetabular component | Acetabular component - Extra stability | Extra stability acetabular component - Liner | Zimmer Inc | XLPE REV LNR 10DEG 56X32 | 00-7110-056-32 | Standalone | DE0007051 | Revision THR in cases of iterative dislocations and in patients with a high risk of dislocation. Primary THR, in patients with a high risk of dislocation (severe neurological disorders, neuropsychiatric disorders, addictions and major neuromuscular failures).
Orthopaedics | Hip replacement - Acetabular component | Acetabular component - Extra stability | Extra stability acetabular component - Liner | Zimmer Inc | XLPE REV LNR 10DEG 58X28M | 00-7110-058-28 | Standalone | DE0007051 | Revision THR in cases of iterative dislocations and in patients with a high risk of dislocation. Primary THR, in patients with a high risk of dislocation (severe neurological disorders, neuropsychiatric disorders, addictions and major neuromuscular failures).
Orthopaedics | Hip replacement - Acetabular component | Acetabular component - Extra stability | Extra stability acetabular component - Liner | Zimmer Inc | XLPE REV LNR 10DEG 58X32 | 00-7110-058-32 | Standalone | DE0007051 | Revision THR in cases of iterative dislocations and in patients with a high risk of dislocation. Primary THR, in patients with a high risk of dislocation (severe neurological disorders, neuropsychiatric disorders, addictions and major neuromuscular failures).
Orthopaedics | Hip replacement - Acetabular component | Acetabular component - Extra stability | Extra stability acetabular component - Liner | Zimmer Inc | XLPE REV LNR 10DEG 58X36M | 00-7110-058-36 | Standalone | DE0007051 | Revision THR in cases of iterative dislocations and in patients with a high risk of dislocation. Primary THR, in patients with a high risk of dislocation (severe neurological disorders, neuropsychiatric disorders, addictions and major neuromuscular failures).
Orthopaedics | Hip replacement - Acetabular component | Acetabular component - Extra stability | Extra stability acetabular component - Liner | Zimmer Inc | XLPE REV LNR 10DEG 60X28M | 00-7110-060-28 | Standalone | DE0007051 | Revision THR in cases of iterative dislocations and in patients with a high risk of dislocation. Primary THR, in patients with a high risk of dislocation (severe neurological disorders, neuropsychiatric disorders, addictions and major neuromuscular failures).
Orthopaedics | Hip replacement - Acetabular component | Acetabular component - Extra stability | Extra stability acetabular component - Liner | Zimmer Inc | XLPE REV LNR 10DEG 60X36M | 00-7110-060-36 | Standalone | DE0007051 | Revision THR in cases of iterative dislocations and in patients with a high risk of dislocation. Primary THR, in patients with a high risk of dislocation (severe neurological disorders, neuropsychiatric disorders, addictions and major neuromuscular failures).
Orthopaedics | Hip replacement - Acetabular component | Acetabular component - Extra stability | Extra stability acetabular component - Liner | Zimmer Inc | XLPE REV LNR 10DEG 62/64X32MM | 00-7110-062-32 | Standalone | DE0007051 | Revision THR in cases of iterative dislocations and in patients with a high risk of dislocation. Primary THR, in patients with a high risk of dislocation (severe neurological disorders, neuropsychiatric disorders, addictions and major neuromuscular failures).
Orthopaedics | Hip replacement - Acetabular component | Acetabular component - Extra stability | Extra stability acetabular component - Liner | Zimmer Inc | XLPE REV LNR 10DEG 62/64X36MM | 00-7110-062-36 | Standalone | DE0007051 | Revision THR in cases of iterative dislocations and in patients with a high risk of dislocation. Primary THR, in patients with a high risk of dislocation (severe neurological disorders, neuropsychiatric disorders, addictions and major neuromuscular failures).
Orthopaedics | Hip replacement - Acetabular component | Acetabular component - Extra stability | Extra stability acetabular component - Liner | Zimmer Inc | XLPE REV LNR 10DEG 62X28M | 00-7110-062-28 | Standalone | DE0007051 | Revision THR in cases of iterative dislocations and in patients with a high risk of dislocation. Primary THR, in patients with a high risk of dislocation (severe neurological disorders, neuropsychiatric disorders, addictions and major neuromuscular failures).
Orthopaedics | Hip replacement - Acetabular component | Acetabular component - Extra stability | Extra stability acetabular component - Liner | Zimmer Inc | XLPE REV LNR 10DEG 66/68/70x28 | 00-7110-066-28 | Standalone | DE0007051 | Revision THR in cases of iterative dislocations and in patients with a high risk of dislocation. Primary THR, in patients with a high risk of dislocation (severe neurological disorders, neuropsychiatric disorders, addictions and major neuromuscular failures).
Orthopaedics | Hip replacement accessories | Hip replacement screws and nails | Hip replacement - Acetabular screw | Biomet Orthopaedics | G7 SCREW 6.5MM X 30MM | 010000999 | Standalone | DE0502165 | As per HSA registered indication(s)
Orthopaedics | Hip replacement accessories | Hip replacement screws and nails | Hip replacement - Acetabular screw | Biomet Orthopaedics | G7 SCREW 6.5MM X 25MM | 010000998 | Standalone | DE0502165 | As per HSA registered indication(s)
Orthopaedics | Hip replacement accessories | Hip replacement screws and nails | Hip replacement - Acetabular screw | Biomet Orthopaedics | G7 SCREW 6.5MM X 35MM | 010001000 | Standalone | DE0502165 | As per HSA registered indication(s)
Orthopaedics | Hip replacement accessories | Hip replacement screws and nails | Hip replacement - Acetabular screw | Biomet Orthopaedics | G7 SCREW 6.5MM X 20MM | 010000997 | Standalone | DE0502165 | As per HSA registered indication(s)
Orthopaedics | Hip replacement accessories | Hip replacement screws and nails | Hip replacement - Acetabular screw | Biomet Orthopaedics | G7 SCREW 6.5MM X 40MM | 010001001 | Standalone | DE0502165 | As per HSA registered indication(s)
Orthopaedics | Hip replacement accessories | Hip replacement screws and nails | Hip replacement - Acetabular screw | Biomet Orthopaedics | G7 SCREW 6.5MM X 15MM | 010000996 | Standalone | DE0502165 | As per HSA registered indication(s)
Orthopaedics | Hip replacement accessories | Hip replacement screws and nails | Hip replacement - Acetabular screw | Biomet Orthopaedics | G7 SCREW 6.5MM X 50MM | 010001003 | Standalone | DE0502165 | As per HSA registered indication(s)
Orthopaedics | Hip replacement accessories | Hip replacement screws and nails | Hip replacement - Acetabular screw | Biomet Orthopaedics | G7 SCREW 6.5MM X 45MM | 010001002 | Standalone | DE0502165 | As per HSA registered indication(s)
Orthopaedics | Hip replacement accessories | Hip replacement screws and nails | Hip replacement - Acetabular screw | Biomet Orthopaedics | G7 SCREW 6.5MM X 60MM | 010001004 | Standalone | DE0502165 | As per HSA registered indication(s)
Orthopaedics | Hip replacement accessories | Hip replacement screws and nails | Hip replacement - Acetabular screw | Biomet Orthopaedics | G7 SCREW 6.5MM X 70MM | 010001005 | Standalone | DE0502165 | As per HSA registered indication(s)
Orthopaedics | Hip replacement accessories | Hip replacement screws and nails | Hip replacement - Acetabular screw | DePuy (Ireland) | 5.0 mm DIA TPRD HD PER SCRW 40 | 125740000 | Standalone | DE0013309 | As per HSA registered indication(s)
Orthopaedics | Hip replacement accessories | Hip replacement screws and nails | Hip replacement - Acetabular screw | DePuy (Ireland) | 5.0 mm DIA TPRD HD PER SCRW 50 | 125750000 | Standalone | DE0013309 | As per HSA registered indication(s)
Orthopaedics | Hip replacement accessories | Hip replacement screws and nails | Hip replacement - Acetabular screw | DePuy (Ireland) | 5.0 mm DIA TPRD HD PER SCRW 25 | 125725000 | Standalone | DE0013309 | As per HSA registered indication(s)
Orthopaedics | Hip replacement accessories | Hip replacement screws and nails | Hip replacement - Acetabular screw | DePuy (Ireland) | 5.0 mm DIA TPRD HD PER SCRW 30 | 125730000 | Standalone | DE0013309 | As per HSA registered indication(s)
Orthopaedics | Hip replacement accessories | Hip replacement screws and nails | Hip replacement - Acetabular screw | DePuy (Ireland) | 5.0 mm DIA TPRD HD PER SCRW 35 | 125735000 | Standalone | DE0013309 | As per HSA registered indication(s)
Orthopaedics | Hip replacement accessories | Hip replacement screws and nails | Hip replacement - Acetabular screw | DePuy (Ireland) | 5.0 mm DIA TPRD HD PER SCRW 45 | 125745000 | Standalone | DE0013309 | As per HSA registered indication(s)
Orthopaedics | Hip replacement accessories | Hip replacement screws and nails | Hip replacement - Acetabular screw | DePuy (Ireland) | 5.0 mm DIA TPRD HD PER SCRW 55 | 125755000 | Standalone | DE0013309 | As per HSA registered indication(s)
Orthopaedics | Hip replacement accessories | Hip replacement screws and nails | Hip replacement - Acetabular screw | DePuy (Ireland) | 5.0 mm DIA TPRD HD PER SCRW 60 | 125760000 | Standalone | DE0013309 | As per HSA registered indication(s)
Orthopaedics | Hip replacement accessories | Hip replacement screws and nails | Hip replacement - Acetabular screw | DePuy (Ireland) | 5.0 mm DIA TPRD HD PER SCRW 65 | 125765000 | Standalone | DE0013309 | As per HSA registered indication(s)
Orthopaedics | Hip replacement accessories | Hip replacement screws and nails | Hip replacement - Acetabular screw | DePuy (Ireland) | GRIPTION TF 5.5X14MM SCREW STE | 121714800 | Standalone | DE0013309 | As per HSA registered indication(s)
Orthopaedics | Hip replacement accessories | Hip replacement screws and nails | Hip replacement - Acetabular screw | DePuy (Ireland) | GRIPTION TF 5.5X16MM SCREW STE | 121716800 | Standalone | DE0013309 | As per HSA registered indication(s)
Orthopaedics | Hip replacement accessories | Hip replacement screws and nails | Hip replacement - Acetabular screw | DePuy (Ireland) | GRIPTION TF 5.5X18MM SCREW STE | 121718800 | Standalone | DE0013309 | As per HSA registered indication(s)
Orthopaedics | Hip replacement accessories | Hip replacement screws and nails | Hip replacement - Acetabular screw | DePuy (Ireland) | GRIPTION TF 5.5X20MM SCREW STE | 121720800 | Standalone | DE0013309 | As per HSA registered indication(s)
Orthopaedics | Hip replacement accessories | Hip replacement screws and nails | Hip replacement - Acetabular screw | DePuy (Ireland) | GRIPTION TF 5.5X22MM SCREW STE | 121722800 | Standalone | DE0013309 | As per HSA registered indication(s)
Orthopaedics | Hip replacement accessories | Hip replacement screws and nails | Hip replacement - Acetabular screw | DePuy (Ireland) | GRIPTION TF 5.5X24MM SCREW STE | 121724800 | Standalone | DE0013309 | As per HSA registered indication(s)
Orthopaedics | Hip replacement accessories | Hip replacement screws and nails | Hip replacement - Acetabular screw | DePuy (Ireland) | GRIPTION TF 5.5X25MM SCREW STE | 121725800 | Standalone | DE0013309 | As per HSA registered indication(s)
Orthopaedics | Hip replacement accessories | Hip replacement screws and nails | Hip replacement - Acetabular screw | DePuy (Ireland) | GRIPTION TF 5.5X30MM SCREW STE | 121730800 | Standalone | DE0013309 | As per HSA registered indication(s)
Orthopaedics | Hip replacement accessories | Hip replacement screws and nails | Hip replacement - Acetabular screw | DePuy (Ireland) | GRIPTION TF 5.5X35MM SCREW STE | 121735800 | Standalone | DE0013309 | As per HSA registered indication(s)
Orthopaedics | Hip replacement accessories | Hip replacement screws and nails | Hip replacement - Acetabular screw | DePuy (Ireland) | GRIPTION TF 5.5X40MM SCREW STE | 121740800 | Standalone | DE0013309 | As per HSA registered indication(s)
Orthopaedics | Hip replacement accessories | Hip replacement screws and nails | Hip replacement - Acetabular screw | DePuy (Ireland) | GRIPTION TF 5.5X45MM SCREW STE | 121745800 | Standalone | DE0013309 | As per HSA registered indication(s)
Orthopaedics | Hip replacement accessories | Hip replacement screws and nails | Hip replacement - Acetabular screw | DePuy (Ireland) | GRIPTION TF 5.5X50MM SCREW STE | 121750800 | Standalone | DE0013309 | As per HSA registered indication(s)
Orthopaedics | Hip replacement accessories | Hip replacement screws and nails | Hip replacement - Acetabular screw | DePuy (Ireland) | GRIPTION TF 5.5X55MM SCREW STE | 121755800 | Standalone | DE0013309 | As per HSA registered indication(s)
Orthopaedics | Hip replacement accessories | Hip replacement screws and nails | Hip replacement - Acetabular screw | DePuy (Ireland) | GRIPTION TF 5.5X60MM SCREW STE | 121760800 | Standalone | DE0013309 | As per HSA registered indication(s)
Orthopaedics | Hip replacement accessories | Hip replacement screws and nails | Hip replacement - Acetabular screw | DePuy (Ireland) | GRIPTION TF 5.5X65MM SCREW STE | 121765800 | Standalone | DE0013309 | As per HSA registered indication(s)
Orthopaedics | Hip replacement accessories | Hip replacement screws and nails | Hip replacement - Acetabular screw | DePuy (Ireland) | GRIPTION TF 5.5X70MM SCREW STE | 121770800 | Standalone | DE0013309 | As per HSA registered indication(s)
Orthopaedics | Hip replacement accessories | Hip replacement screws and nails | Hip replacement - Acetabular screw | DePuy Orthopaedics | PINN CAN BONE SCREW 6.5MMX30MM | 121730500 | Standalone | DE0005672 | As per HSA registered indication(s)
Orthopaedics | Hip replacement accessories | Hip replacement screws and nails | Hip replacement - Acetabular screw | DePuy Orthopaedics | PINN CAN BONE SCREW 6.5MMX20MM | 121720500 | Standalone | DE0005672 | As per HSA registered indication(s)
Orthopaedics | Hip replacement accessories | Hip replacement screws and nails | Hip replacement - Acetabular screw | DePuy Orthopaedics | PINN CAN BONE SCREW 6.5MMX25MM | 121725500 | Standalone | DE0005672 | As per HSA registered indication(s)
Orthopaedics | Hip replacement accessories | Hip replacement screws and nails | Hip replacement - Acetabular screw | DePuy Orthopaedics | PINN CAN BONE SCREW 6.5MMX15MM | 121715500 | Standalone | DE0005672 | As per HSA registered indication(s)
Orthopaedics | Hip replacement accessories | Hip replacement screws and nails | Hip replacement - Acetabular screw | DePuy Orthopaedics | PINN CAN BONE SCREW 6.5MMX35MM | 121735500 | Standalone | DE0005672 | As per HSA registered indication(s)
Orthopaedics | Hip replacement accessories | Hip replacement screws and nails | Hip replacement - Acetabular screw | DePuy Orthopaedics | PINN CAN BONE SCREW 6.5MMX40MM | 121740500 | Standalone | DE0005672 | As per HSA registered indication(s)
Orthopaedics | Hip replacement accessories | Hip replacement screws and nails | Hip replacement - Acetabular screw | DePuy Orthopaedics | PINN CAN BONE SCREW 6.5MMX45MM | 121745500 | Standalone | DE0005672 | As per HSA registered indication(s)
Orthopaedics | Hip replacement accessories | Hip replacement screws and nails | Hip replacement - Acetabular screw | DePuy Orthopaedics | PINN CAN BONE SCREW 6.5MMX50MM | 121750500 | Standalone | DE0005672 | As per HSA registered indication(s)
Orthopaedics | Hip replacement accessories | Hip replacement screws and nails | Hip replacement - Acetabular screw | DePuy Orthopaedics | PINN CAN BONE SCREW 6.5MMX55MM | 121755500 | Standalone | DE0005672 | As per HSA registered indication(s)
Orthopaedics | Hip replacement accessories | Hip replacement screws and nails | Hip replacement - Acetabular screw | DePuy Orthopaedics | PINN CAN BONE SCREW 6.5MMX60MM | 121760500 | Standalone | DE0005672 | As per HSA registered indication(s)
Orthopaedics | Hip replacement accessories | Hip replacement screws and nails | Hip replacement - Acetabular screw | DePuy Orthopaedics | PINN CAN BONE SCREW 6.5MMX65MM | 121765500 | Standalone | DE0005672 | As per HSA registered indication(s)
Orthopaedics | Hip replacement accessories | Hip replacement screws and nails | Hip replacement - Acetabular screw | DePuy Orthopaedics | PINN CAN BONE SCREW 6.5MMX70MM | 121770500 | Standalone | DE0005672 | As per HSA registered indication(s)
Orthopaedics | Hip replacement accessories | Hip replacement screws and nails | Hip replacement - Acetabular screw | Smith+Nephew | REFLECTION Spherical Head Screw 20mm | 71332520 | Standalone | DE0000662 | As per HSA registered indication(s)
Orthopaedics | Hip replacement accessories | Hip replacement screws and nails | Hip replacement - Acetabular screw | Smith+Nephew | REFLECTION Spherical Head Screw 25mm | 71332525 | Standalone | DE0000662 | As per HSA registered indication(s)
Orthopaedics | Hip replacement accessories | Hip replacement screws and nails | Hip replacement - Acetabular screw | Smith+Nephew | REFLECTION Spherical Head Screw 30mm | 71332530 | Standalone | DE0000662 | As per HSA registered indication(s)
Orthopaedics | Hip replacement accessories | Hip replacement screws and nails | Hip replacement - Acetabular screw | Smith+Nephew | REFLECTION Spherical Head Screw 35mm | 71332535 | Standalone | DE0000662 | As per HSA registered indication(s)
Orthopaedics | Hip replacement accessories | Hip replacement screws and nails | Hip replacement - Acetabular screw | Smith+Nephew | REFLECTION Spherical Head Screw 15mm | 71332515 | Standalone | DE0000662 | As per HSA registered indication(s)
Orthopaedics | Hip replacement accessories | Hip replacement screws and nails | Hip replacement - Acetabular screw | Smith+Nephew | UNIV CAN ACET SCREW 15MM | 71336515 | Standalone | DE0000276 | As per HSA registered indication(s)
Orthopaedics | Hip replacement accessories | Hip replacement screws and nails | Hip replacement - Acetabular screw | Smith+Nephew | UNIV CAN ACET SCREW 20MM | 71336520 | Standalone | DE0000276 | As per HSA registered indication(s)
Orthopaedics | Hip replacement accessories | Hip replacement screws and nails | Hip replacement - Acetabular screw | Smith+Nephew | UNIV CAN ACET SCREW 25MM | 71336525 | Standalone | DE0000276 | As per HSA registered indication(s)
Orthopaedics | Hip replacement accessories | Hip replacement screws and nails | Hip replacement - Acetabular screw | Smith+Nephew | UNIV CAN ACET SCREW 30MM | 71336530 | Standalone | DE0000276 | As per HSA registered indication(s)
Orthopaedics | Hip replacement accessories | Hip replacement screws and nails | Hip replacement - Acetabular screw | Smith+Nephew | UNIV CAN ACET SCREW 35MM | 71336535 | Standalone | DE0000276 | As per HSA registered indication(s)
Orthopaedics | Hip replacement accessories | Hip replacement screws and nails | Hip replacement - Acetabular screw | Smith+Nephew | UNIV CAN ACET SCREW 40MM | 71336540 | Standalone | DE0000276 | As per HSA registered indication(s)
Orthopaedics | Hip replacement accessories | Hip replacement screws and nails | Hip replacement - Acetabular screw | Smith+Nephew | UNIV CAN ACET SCREW 50MM | 71336550 | Standalone | DE0000276 | As per HSA registered indication(s)
Orthopaedics | Hip replacement accessories | Hip replacement screws and nails | Hip replacement - Acetabular screw | Smith+Nephew | REFLECTION Spherical Head Screw 40mm | 71332540 | Standalone | DE0000662 | As per HSA registered indication(s)
Orthopaedics | Hip replacement accessories | Hip replacement screws and nails | Hip replacement - Acetabular screw | Smith+Nephew | REFLECTION Spherical Head Screw 45mm | 71332545 | Standalone | DE0000662 | As per HSA registered indication(s)
Orthopaedics | Hip replacement accessories | Hip replacement screws and nails | Hip replacement - Acetabular screw | Smith+Nephew | REFLECTION Spherical Head Screw 50mm | 71332550 | Standalone | DE0000662 | As per HSA registered indication(s)
Orthopaedics | Hip replacement accessories | Hip replacement screws and nails | Hip replacement - Acetabular screw | Smith+Nephew | REDAPT LOCKING SCREW 15MM | 71354502 | Standalone | DE0505131 | As per HSA registered indication(s)
Orthopaedics | Hip replacement accessories | Hip replacement screws and nails | Hip replacement - Acetabular screw | Smith+Nephew | REDAPT LOCKING SCREW 20MM | 71354503 | Standalone | DE0505131 | As per HSA registered indication(s)
Orthopaedics | Hip replacement accessories | Hip replacement screws and nails | Hip replacement - Acetabular screw | Smith+Nephew | REDAPT LOCKING SCREW 25MM | 71354504 | Standalone | DE0505131 | As per HSA registered indication(s)
Orthopaedics | Hip replacement accessories | Hip replacement screws and nails | Hip replacement - Acetabular screw | Smith+Nephew | REDAPT LOCKING SCREW 30MM | 71354505 | Standalone | DE0505131 | As per HSA registered indication(s)
Orthopaedics | Hip replacement accessories | Hip replacement screws and nails | Hip replacement - Acetabular screw | Smith+Nephew | REDAPT LOCKING SCREW 35MM | 71354506 | Standalone | DE0505131 | As per HSA registered indication(s)
Orthopaedics | Hip replacement accessories | Hip replacement screws and nails | Hip replacement - Acetabular screw | Smith+Nephew | REDAPT LOCKING SCREW 40MM | 71354507 | Standalone | DE0505131 | As per HSA registered indication(s)
Orthopaedics | Hip replacement accessories | Hip replacement screws and nails | Hip replacement - Acetabular screw | Smith+Nephew | REDAPT LOCKING SCREW 45MM | 71354508 | Standalone | DE0505131 | As per HSA registered indication(s)
Orthopaedics | Hip replacement accessories | Hip replacement screws and nails | Hip replacement - Acetabular screw | Smith+Nephew | REDAPT LOCKING SCREW 50MM | 71354509 | Standalone | DE0505131 | As per HSA registered indication(s)
Orthopaedics | Hip replacement accessories | Hip replacement screws and nails | Hip replacement - Acetabular screw | STRYKER HOWMEDICA OSTEONICS | SELF-TAPPING CANCELLOUS SCREW 30MM | 203065301 | Standalone | DE0004484 | As per HSA registered indication(s)
Orthopaedics | Hip replacement accessories | Hip replacement screws and nails | Hip replacement - Acetabular screw | STRYKER HOWMEDICA OSTEONICS | SELF-TAPPING CANCELLOUS SCREW 25MM | 203065251 | Standalone | DE0004484 | As per HSA registered indication(s)
Orthopaedics | Hip replacement accessories | Hip replacement screws and nails | Hip replacement - Acetabular screw | STRYKER HOWMEDICA OSTEONICS | SELF-TAPPING CANCELLOUS SCREW 20MM | 203065201 | Standalone | DE0004484 | As per HSA registered indication(s)
Orthopaedics | Hip replacement accessories | Hip replacement screws and nails | Hip replacement - Acetabular screw | STRYKER HOWMEDICA OSTEONICS | SELF-TAPPING CANCELLOUS SCREW 35MM | 203065351 | Standalone | DE0004484 | As per HSA registered indication(s)
Orthopaedics | Hip replacement accessories | Hip replacement screws and nails | Hip replacement - Acetabular screw | STRYKER HOWMEDICA OSTEONICS | SELF-TAPPING CANCELLOUS SCREW 40MM | 203065401 | Standalone | DE0004484 | As per HSA registered indication(s)
Orthopaedics | Hip replacement accessories | Hip replacement screws and nails | Hip replacement - Acetabular screw | STRYKER HOWMEDICA OSTEONICS | SELF-TAPPING CANCELLOUS SCREW 16MM | 203065161 | Standalone | DE0004484 | As per HSA registered indication(s)
Orthopaedics | Hip replacement accessories | Hip replacement screws and nails | Hip replacement - Acetabular screw | STRYKER HOWMEDICA OSTEONICS | SELF-TAPPING CANCELLOUS SCREW 50MM | 203065501 | Standalone | DE0004484 | As per HSA registered indication(s)
Orthopaedics | Hip replacement accessories | Hip replacement screws and nails | Hip replacement - Acetabular screw | STRYKER HOWMEDICA OSTEONICS | RESTORATION GAP CUP 40MM SCREW | 20800040 | Standalone | DE0005719 | As per HSA registered indication(s)
Orthopaedics | Hip replacement accessories | Hip replacement screws and nails | Hip replacement - Acetabular screw | STRYKER HOWMEDICA OSTEONICS | RESTORATION GAP CUP 30MM SCREW | 20800030 | Standalone | DE0005719 | As per HSA registered indication(s)
Orthopaedics | Hip replacement accessories | Hip replacement screws and nails | Hip replacement - Acetabular screw | STRYKER HOWMEDICA OSTEONICS | RESTORATION GAP CUP 35MM SCREW | 20800035 | Standalone | DE0005719 | As per HSA registered indication(s)
Orthopaedics | Hip replacement accessories | Hip replacement screws and nails | Hip replacement - Acetabular screw | STRYKER HOWMEDICA OSTEONICS | SELF-TAPPING CANCELLOUS SCREW 45MM | 203065451 | Standalone | DE0004484 | As per HSA registered indication(s)
Orthopaedics | Hip replacement accessories | Hip replacement screws and nails | Hip replacement - Acetabular screw | STRYKER HOWMEDICA OSTEONICS | RESTORATION GAP CUP 45MM SCREW | 20800045 | Standalone | DE0005719 | As per HSA registered indication(s)
Orthopaedics | Hip replacement accessories | Hip replacement screws and nails | Hip replacement - Acetabular screw | STRYKER HOWMEDICA OSTEONICS | RESTORATION GAP CUP 15MM SCREW | 20800015 | Standalone | DE0005719 | As per HSA registered indication(s)
Orthopaedics | Hip replacement accessories | Hip replacement screws and nails | Hip replacement - Acetabular screw | STRYKER HOWMEDICA OSTEONICS | RESTORATION GAP CUP 20MM SCREW | 20800020 | Standalone | DE0005719 | As per HSA registered indication(s)
Orthopaedics | Hip replacement accessories | Hip replacement screws and nails | Hip replacement - Acetabular screw | STRYKER HOWMEDICA OSTEONICS | RESTORATION GAP CUP 25MM SCREW | 20800025 | Standalone | DE0005719 | As per HSA registered indication(s)
Orthopaedics | Hip replacement accessories | Hip replacement screws and nails | Hip replacement - Acetabular screw | STRYKER HOWMEDICA OSTEONICS | SELF-TAPPING CANCELLOUS SCREW 55MM | 203065551 | Standalone | DE0004484 | As per HSA registered indication(s)
Orthopaedics | Hip replacement accessories | Hip replacement screws and nails | Hip replacement - Acetabular screw | STRYKER HOWMEDICA OSTEONICS | SELF-TAPPING CANCELLOUS SCREW 60MM | 203065601 | Standalone | DE0004484 | As per HSA registered indication(s)
Orthopaedics | Hip replacement accessories | Hip replacement screws and nails | Hip replacement - Acetabular screw | STRYKER HOWMEDICA OSTEONICS | RESTORATION GAP CUP 50MM SCREW | 20800050 | Standalone | DE0005719 | As per HSA registered indication(s)
Orthopaedics | Hip replacement accessories | Hip replacement screws and nails | Hip replacement - Acetabular screw | STRYKER HOWMEDICA OSTEONICS | RESTORATION GAP CUP 55MM SCREW | 20800055 | Standalone | DE0005719 | As per HSA registered indication(s)
Orthopaedics | Hip replacement accessories | Hip replacement screws and nails | Hip replacement - Acetabular screw | STRYKER HOWMEDICA OSTEONICS | RESTORATION GAP CUP 60MM SCREW | 20800060 | Standalone | DE0005719 | As per HSA registered indication(s)
Orthopaedics | Hip replacement accessories | Hip replacement screws and nails | Hip replacement - Acetabular screw | Stryker RHQ NL-SEL Trauma Selzach | Cortex Screw S.T. D4.5x18mm | 340618 | Standalone | DE0016534 | As per HSA registered indication(s)
Orthopaedics | Hip replacement accessories | Hip replacement screws and nails | Hip replacement - Acetabular screw | Stryker RHQ NL-SEL Trauma Selzach | Cortex Screw S.T. D4.5x20mm | 340620 | Standalone | DE0016534 | As per HSA registered indication(s)
Orthopaedics | Hip replacement accessories | Hip replacement screws and nails | Hip replacement - Acetabular screw | Stryker RHQ NL-SEL Trauma Selzach | Cortex Screw S.T. D4.5x22mm | 340622 | Standalone | DE0016534 | As per HSA registered indication(s)
Orthopaedics | Hip replacement accessories | Hip replacement screws and nails | Hip replacement - Acetabular screw | Stryker RHQ NL-SEL Trauma Selzach | Cortex Screw S.T. D4.5x24mm | 340624 | Standalone | DE0016534 | As per HSA registered indication(s)
Orthopaedics | Hip replacement accessories | Hip replacement screws and nails | Hip replacement - Acetabular screw | Stryker RHQ NL-SEL Trauma Selzach | Cortex Screw S.T. D4.5x26mm | 340626 | Standalone | DE0016534 | As per HSA registered indication(s)
Orthopaedics | Hip replacement accessories | Hip replacement screws and nails | Hip replacement - Acetabular screw | Stryker RHQ NL-SEL Trauma Selzach | Cortex Screw S.T. D4.5x28mm | 340628 | Standalone | DE0016534 | As per HSA registered indication(s)
Orthopaedics | Hip replacement accessories | Hip replacement screws and nails | Hip replacement - Acetabular screw | Stryker RHQ NL-SEL Trauma Selzach | Cortex Screw S.T. D4.5x30mm | 340630 | Standalone | DE0016534 | As per HSA registered indication(s)
Orthopaedics | Hip replacement accessories | Hip replacement screws and nails | Hip replacement - Acetabular screw | Stryker RHQ NL-SEL Trauma Selzach | Cortex Screw S.T. D4.5x32mm | 340632 | Standalone | DE0016534 | As per HSA registered indication(s)
Orthopaedics | Hip replacement accessories | Hip replacement screws and nails | Hip replacement - Acetabular screw | Stryker RHQ NL-SEL Trauma Selzach | Cortex Screw S.T. D4.5x34mm | 340634 | Standalone | DE0016534 | As per HSA registered indication(s)
Orthopaedics | Hip replacement accessories | Hip replacement screws and nails | Hip replacement - Acetabular screw | Stryker RHQ NL-SEL Trauma Selzach | Cortex Screw S.T. D4.5x36mm | 340636 | Standalone | DE0016534 | As per HSA registered indication(s)
Orthopaedics | Hip replacement accessories | Hip replacement screws and nails | Hip replacement - Acetabular screw | Stryker RHQ NL-SEL Trauma Selzach | Cortex Screw S.T. D4.5x38mm | 340638 | Standalone | DE0016534 | As per HSA registered indication(s)
Orthopaedics | Hip replacement accessories | Hip replacement screws and nails | Hip replacement - Acetabular screw | Stryker RHQ NL-SEL Trauma Selzach | Cortex Screw S.T. D4.5x40mm | 340640 | Standalone | DE0016534 | As per HSA registered indication(s)
Orthopaedics | Hip replacement accessories | Hip replacement screws and nails | Hip replacement - Acetabular screw | Stryker RHQ NL-SEL Trauma Selzach | Cortex Screw S.T. D4.5x42mm | 340642 | Standalone | DE0016534 | As per HSA registered indication(s)
Orthopaedics | Hip replacement accessories | Hip replacement screws and nails | Hip replacement - Acetabular screw | Stryker RHQ NL-SEL Trauma Selzach | Cortex Screw S.T. D4.5x44mm | 340644 | Standalone | DE0016534 | As per HSA registered indication(s)
Orthopaedics | Hip replacement accessories | Hip replacement screws and nails | Hip replacement - Acetabular screw | Stryker RHQ NL-SEL Trauma Selzach | Cortex Screw S.T. D4.5x46mm | 340646 | Standalone | DE0016534 | As per HSA registered indication(s)
Orthopaedics | Hip replacement accessories | Hip replacement screws and nails | Hip replacement - Acetabular screw | Stryker RHQ NL-SEL Trauma Selzach | Cortex Screw S.T. D4.5x48mm | 340648 | Standalone | DE0016534 | As per HSA registered indication(s)
Orthopaedics | Hip replacement accessories | Hip replacement screws and nails | Hip replacement - Acetabular screw | Stryker RHQ NL-SEL Trauma Selzach | Cortex Screw S.T. D4.5x50mm | 340650 | Standalone | DE0016534 | As per HSA registered indication(s)
Orthopaedics | Hip replacement accessories | Hip replacement screws and nails | Hip replacement - Acetabular screw | Stryker RHQ NL-SEL Trauma Selzach | Cortex Screw S.T. D4.5x52mm | 340652 | Standalone | DE0016534 | As per HSA registered indication(s)
Orthopaedics | Hip replacement accessories | Hip replacement screws and nails | Hip replacement - Acetabular screw | Stryker RHQ NL-SEL Trauma Selzach | Cortex Screw S.T. D4.5x54mm | 340654 | Standalone | DE0016534 | As per HSA registered indication(s)
Orthopaedics | Hip replacement accessories | Hip replacement screws and nails | Hip replacement - Acetabular screw | Stryker RHQ NL-SEL Trauma Selzach | Cortex Screw S.T. D4.5x56mm | 340656 | Standalone | DE0016534 | As per HSA registered indication(s)
Orthopaedics | Hip replacement accessories | Hip replacement screws and nails | Hip replacement - Acetabular screw | Stryker RHQ NL-SEL Trauma Selzach | Cortex Screw S.T. D4.5x58mm | 340658 | Standalone | DE0016534 | As per HSA registered indication(s)
Orthopaedics | Hip replacement accessories | Hip replacement screws and nails | Hip replacement - Acetabular screw | Stryker RHQ NL-SEL Trauma Selzach | Cortex Screw S.T. D4.5x60mm | 340660 | Standalone | DE0016534 | As per HSA registered indication(s)
Orthopaedics | Hip replacement accessories | Hip replacement screws and nails | Hip replacement - Acetabular screw | Stryker RHQ NL-SEL Trauma Selzach | Cortex Screw S.T. D4.5x62mm | 340662 | Standalone | DE0016534 | As per HSA registered indication(s)
Orthopaedics | Hip replacement accessories | Hip replacement screws and nails | Hip replacement - Acetabular screw | Stryker RHQ NL-SEL Trauma Selzach | Cortex Screw S.T. D4.5x64mm | 340664 | Standalone | DE0016534 | As per HSA registered indication(s)
Orthopaedics | Hip replacement accessories | Hip replacement screws and nails | Hip replacement - Acetabular screw | Stryker RHQ NL-SEL Trauma Selzach | Cortex Screw S.T. D4.5x66mm | 340666 | Standalone | DE0016534 | As per HSA registered indication(s)
Orthopaedics | Hip replacement accessories | Hip replacement screws and nails | Hip replacement - Acetabular screw | Stryker RHQ NL-SEL Trauma Selzach | Cortex Screw S.T. D4.5x68mm | 340668 | Standalone | DE0016534 | As per HSA registered indication(s)
Orthopaedics | Hip replacement accessories | Hip replacement screws and nails | Hip replacement - Acetabular screw | Stryker RHQ NL-SEL Trauma Selzach | Cortex Screw S.T. D4.5x70mm | 340670 | Standalone | DE0016534 | As per HSA registered indication(s)
Orthopaedics | Hip replacement accessories | Hip replacement screws and nails | Hip replacement - Acetabular screw | Stryker RHQ NL-SEL Trauma Selzach | Cortex Screw S.T. D4.5x14mm | 601014 | Standalone | DE0003365 | As per HSA registered indication(s)
Orthopaedics | Hip replacement accessories | Hip replacement screws and nails | Hip replacement - Acetabular screw | Stryker RHQ NL-SEL Trauma Selzach | Cortex Screw S.T. D4.5x16mm | 601016 | Standalone | DE0003365 | As per HSA registered indication(s)
Orthopaedics | Hip replacement accessories | Hip replacement screws and nails | Hip replacement - Acetabular screw | Stryker RHQ NL-SEL Trauma Selzach | Cortex Screw S.T. D4.5x18mm | 601018 | Standalone | DE0003365 | As per HSA registered indication(s)
Orthopaedics | Hip replacement accessories | Hip replacement screws and nails | Hip replacement - Acetabular screw | Stryker RHQ NL-SEL Trauma Selzach | Cortex Screw S.T. D4.5x20mm | 601020 | Standalone | DE0003365 | As per HSA registered indication(s)
Orthopaedics | Hip replacement accessories | Hip replacement screws and nails | Hip replacement - Acetabular screw | Stryker RHQ NL-SEL Trauma Selzach | Cortex Screw S.T. D4.5x22mm | 601022 | Standalone | DE0003365 | As per HSA registered indication(s)
Orthopaedics | Hip replacement accessories | Hip replacement screws and nails | Hip replacement - Acetabular screw | Stryker RHQ NL-SEL Trauma Selzach | Cortex Screw S.T. D4.5x24mm | 601024 | Standalone | DE0003365 | As per HSA registered indication(s)
Orthopaedics | Hip replacement accessories | Hip replacement screws and nails | Hip replacement - Acetabular screw | Stryker RHQ NL-SEL Trauma Selzach | Cortex Screw S.T. D4.5x26mm | 601026 | Standalone | DE0003365 | As per HSA registered indication(s)
Orthopaedics | Hip replacement accessories | Hip replacement screws and nails | Hip replacement - Acetabular screw | Stryker RHQ NL-SEL Trauma Selzach | Cortex Screw S.T. D4.5x28mm | 601028 | Standalone | DE0003365 | As per HSA registered indication(s)
Orthopaedics | Hip replacement accessories | Hip replacement screws and nails | Hip replacement - Acetabular screw | Stryker RHQ NL-SEL Trauma Selzach | Cortex Screw S.T. D4.5x30mm | 601030 | Standalone | DE0003365 | As per HSA registered indication(s)
Orthopaedics | Hip replacement accessories | Hip replacement screws and nails | Hip replacement - Acetabular screw | Stryker RHQ NL-SEL Trauma Selzach | Cortex Screw S.T. D4.5x32mm | 601032 | Standalone | DE0003365 | As per HSA registered indication(s)
Orthopaedics | Hip replacement accessories | Hip replacement screws and nails | Hip replacement - Acetabular screw | Stryker RHQ NL-SEL Trauma Selzach | Cortex Screw S.T. D4.5x34mm | 601034 | Standalone | DE0003365 | As per HSA registered indication(s)
Orthopaedics | Hip replacement accessories | Hip replacement screws and nails | Hip replacement - Acetabular screw | Stryker RHQ NL-SEL Trauma Selzach | Cortex Screw S.T. D4.5x36mm | 601036 | Standalone | DE0003365 | As per HSA registered indication(s)
Orthopaedics | Hip replacement accessories | Hip replacement screws and nails | Hip replacement - Acetabular screw | Stryker RHQ NL-SEL Trauma Selzach | Cortex Screw S.T. D4.5x38mm | 601038 | Standalone | DE0003365 | As per HSA registered indication(s)
Orthopaedics | Hip replacement accessories | Hip replacement screws and nails | Hip replacement - Acetabular screw | Stryker RHQ NL-SEL Trauma Selzach | Cortex Screw S.T. D4.5x40mm | 601040 | Standalone | DE0003365 | As per HSA registered indication(s)
Orthopaedics | Hip replacement accessories | Hip replacement screws and nails | Hip replacement - Acetabular screw | Stryker RHQ NL-SEL Trauma Selzach | Cortex Screw S.T. D4.5x42mm | 601042 | Standalone | DE0003365 | As per HSA registered indication(s)
Orthopaedics | Hip replacement accessories | Hip replacement screws and nails | Hip replacement - Acetabular screw | Stryker RHQ NL-SEL Trauma Selzach | Cortex Screw S.T. D4.5x44mm | 601044 | Standalone | DE0003365 | As per HSA registered indication(s)
Orthopaedics | Hip replacement accessories | Hip replacement screws and nails | Hip replacement - Acetabular screw | Stryker RHQ NL-SEL Trauma Selzach | Cortex Screw S.T. D4.5x46mm | 601046 | Standalone | DE0003365 | As per HSA registered indication(s)
Orthopaedics | Hip replacement accessories | Hip replacement screws and nails | Hip replacement - Acetabular screw | Stryker RHQ NL-SEL Trauma Selzach | Cortex Screw S.T. D4.5x48mm | 601048 | Standalone | DE0003365 | As per HSA registered indication(s)
Orthopaedics | Hip replacement accessories | Hip replacement screws and nails | Hip replacement - Acetabular screw | Stryker RHQ NL-SEL Trauma Selzach | Cortex Screw S.T. D4.5x50mm | 601050 | Standalone | DE0003365 | As per HSA registered indication(s)
Orthopaedics | Hip replacement accessories | Hip replacement screws and nails | Hip replacement - Acetabular screw | Stryker RHQ NL-SEL Trauma Selzach | Cortex Screw S.T. D4.5x52mm | 601052 | Standalone | DE0003365 | As per HSA registered indication(s)
Orthopaedics | Hip replacement accessories | Hip replacement screws and nails | Hip replacement - Acetabular screw | Stryker RHQ NL-SEL Trauma Selzach | Cortex Screw S.T. D4.5x54mm | 601054 | Standalone | DE0003365 | As per HSA registered indication(s)
Orthopaedics | Hip replacement accessories | Hip replacement screws and nails | Hip replacement - Acetabular screw | Stryker RHQ NL-SEL Trauma Selzach | Cortex Screw S.T. D4.5x56mm | 601056 | Standalone | DE0003365 | As per HSA registered indication(s)
Orthopaedics | Hip replacement accessories | Hip replacement screws and nails | Hip replacement - Acetabular screw | Stryker RHQ NL-SEL Trauma Selzach | Cortex Screw S.T. D4.5x58mm | 601058 | Standalone | DE0003365 | As per HSA registered indication(s)
Orthopaedics | Hip replacement accessories | Hip replacement screws and nails | Hip replacement - Acetabular screw | Stryker RHQ NL-SEL Trauma Selzach | Cortex Screw S.T. D4.5x60mm | 601060 | Standalone | DE0003365 | As per HSA registered indication(s)
Orthopaedics | Hip replacement accessories | Hip replacement screws and nails | Hip replacement - Acetabular screw | Stryker RHQ NL-SEL Trauma Selzach | Cortex Screw S.T. D4.5x62mm | 601062 | Standalone | DE0003365 | As per HSA registered indication(s)
Orthopaedics | Hip replacement accessories | Hip replacement screws and nails | Hip replacement - Acetabular screw | Stryker RHQ NL-SEL Trauma Selzach | Cortex Screw S.T. D4.5x64mm | 601064 | Standalone | DE0003365 | As per HSA registered indication(s)
Orthopaedics | Hip replacement accessories | Hip replacement screws and nails | Hip replacement - Acetabular screw | Stryker RHQ NL-SEL Trauma Selzach | Cortex Screw S.T. D4.5x66mm | 601066 | Standalone | DE0003365 | As per HSA registered indication(s)
Orthopaedics | Hip replacement accessories | Hip replacement screws and nails | Hip replacement - Acetabular screw | Stryker RHQ NL-SEL Trauma Selzach | Cortex Screw S.T. D4.5x68mm | 601068 | Standalone | DE0003365 | As per HSA registered indication(s)
Orthopaedics | Hip replacement accessories | Hip replacement screws and nails | Hip replacement - Acetabular screw | Stryker RHQ NL-SEL Trauma Selzach | Cortex Screw S.T. D4.5x70mm | 601070 | Standalone | DE0003365 | As per HSA registered indication(s)
Orthopaedics | Hip replacement accessories | Hip replacement screws and nails | Hip replacement - Acetabular screw | Stryker RHQ NL-SEL Trauma Selzach | CORTEX SELF-TAP SCREW 4.5X14 | 340614 | Standalone | DE0016534 | As per HSA registered indication(s)
Orthopaedics | Hip replacement accessories | Hip replacement screws and nails | Hip replacement - Acetabular screw | Stryker RHQ NL-SEL Trauma Selzach | CORTEX SELF-TAP SCREW 4.5X16 | 340616 | Standalone | DE0016534 | As per HSA registered indication(s)
Orthopaedics | Hip replacement accessories | Hip replacement screws and nails | Hip replacement - Acetabular screw | Stryker RHQ NL-SHC Cork | 6.5mm Low Profile Hex Screw 15mm | 70306515 | Standalone | DE0505248 | As per HSA registered indication(s)
Orthopaedics | Hip replacement accessories | Hip replacement screws and nails | Hip replacement - Acetabular screw | Stryker RHQ NL-SHC Cork | 6.5mm Low Profile Hex Screw 20mm | 70306520 | Standalone | DE0505248 | As per HSA registered indication(s)
Orthopaedics | Hip replacement accessories | Hip replacement screws and nails | Hip replacement - Acetabular screw | Stryker RHQ NL-SHC Cork | 6.5mm Low Profile Hex Screw 25mm | 70306525 | Standalone | DE0505248 | As per HSA registered indication(s)
Orthopaedics | Hip replacement accessories | Hip replacement screws and nails | Hip replacement - Acetabular screw | Stryker RHQ NL-SHC Cork | 6.5mm Low Profile Hex Screw 30mm | 70306530 | Standalone | DE0505248 | As per HSA registered indication(s)
Orthopaedics | Hip replacement accessories | Hip replacement screws and nails | Hip replacement - Acetabular screw | Stryker RHQ NL-SHC Cork | 6.5mm Low Profile Hex Screw 35mm | 70306535 | Standalone | DE0505248 | As per HSA registered indication(s)
Orthopaedics | Hip replacement accessories | Hip replacement screws and nails | Hip replacement - Acetabular screw | Stryker RHQ NL-SHC Cork | 6.5mm Low Profile Hex Screw 40mm | 70306540 | Standalone | DE0505248 | As per HSA registered indication(s)
Orthopaedics | Hip replacement accessories | Hip replacement screws and nails | Hip replacement - Acetabular screw | Stryker RHQ NL-SHC Cork | 6.5mm Low Profile Hex Screw 45mm | 70306545 | Standalone | DE0505248 | As per HSA registered indication(s)
Orthopaedics | Hip replacement accessories | Hip replacement screws and nails | Hip replacement - Acetabular screw | Stryker RHQ NL-SHC Cork | 6.5mm Low Profile Hex Screw 50mm | 70306550 | Standalone | DE0505248 | As per HSA registered indication(s)
Orthopaedics | Hip replacement accessories | Hip replacement screws and nails | Hip replacement - Acetabular screw | Stryker RHQ NL-SHC Cork | 6.5mm Low Profile Hex Screw 55mm | 70306555 | Standalone | DE0505248 | As per HSA registered indication(s)
Orthopaedics | Hip replacement accessories | Hip replacement screws and nails | Hip replacement - Acetabular screw | Stryker RHQ NL-SHC Cork | 6.5mm Low Profile Hex Screw 60mm | 70306560 | Standalone | DE0505248 | As per HSA registered indication(s)
Orthopaedics | Hip replacement accessories | Hip replacement screws and nails | Hip replacement - Acetabular screw | Zimmer Inc | BONE SCR 6.5X30 SELF-TAP | 00-6250-065-30 | Standalone | DE0003844 | As per HSA registered indication(s)
Orthopaedics | Hip replacement accessories | Hip replacement screws and nails | Hip replacement - Acetabular screw | Zimmer Inc | BONE SCR 6.5X25 SELF-TAP | 00-6250-065-25 | Standalone | DE0003844 | As per HSA registered indication(s)
Orthopaedics | Hip replacement accessories | Hip replacement screws and nails | Hip replacement - Acetabular screw | Zimmer Inc | BONE SCR 6.5X20 SELF-TAP | 00-6250-065-20 | Standalone | DE0003844 | As per HSA registered indication(s)
Orthopaedics | Hip replacement accessories | Hip replacement screws and nails | Hip replacement - Acetabular screw | Zimmer Inc | BONE SCR 6.5X35 SELF-TAP | 00-6250-065-35 | Standalone | DE0003844 | As per HSA registered indication(s)
Orthopaedics | Hip replacement accessories | Hip replacement screws and nails | Hip replacement - Acetabular screw | Zimmer Inc | BONE SCR 6.5X40 SELF-TAP | 00-6250-065-40 | Standalone | DE0003844 | As per HSA registered indication(s)
Orthopaedics | Hip replacement accessories | Hip replacement screws and nails | Hip replacement - Acetabular screw | Zimmer Inc | BONE SCR 6.5X15 SELF-TAP | 00-6250-065-15 | Standalone | DE0003844 | As per HSA registered indication(s)
Orthopaedics | Hip replacement accessories | Hip replacement screws and nails | Hip replacement - Acetabular screw | Zimmer Inc | TRILOGY 4.5X30 CORT BONE SCREW | 00-6250-045-30 | Standalone | DE0003844 | As per HSA registered indication(s)
Orthopaedics | Hip replacement accessories | Hip replacement screws and nails | Hip replacement - Acetabular screw | Zimmer Inc | BONE SCR 6.5X50 SELF-TAP | 00-6250-065-50 | Standalone | DE0003844 | As per HSA registered indication(s)
Orthopaedics | Hip replacement accessories | Hip replacement screws and nails | Hip replacement - Acetabular screw | Zimmer Inc | TRILOGY 4.5X25 CORT BONE SCREW | 00-6250-045-25 | Standalone | DE0003844 | As per HSA registered indication(s)
Orthopaedics | Hip replacement accessories | Hip replacement screws and nails | Hip replacement - Acetabular screw | Zimmer Inc | TRILOGY 4.5X35 CORT BONE SCREW | 00-6250-045-35 | Standalone | DE0003844 | As per HSA registered indication(s)
Orthopaedics | Hip replacement accessories | Hip replacement screws and nails | Hip replacement - Acetabular screw | Zimmer Inc | TRILOGY 4.5X15 CORT BONE SCREW | 00-6250-045-15 | Standalone | DE0003844 | As per HSA registered indication(s)
Orthopaedics | Hip replacement accessories | Hip replacement screws and nails | Hip replacement - Acetabular screw | Zimmer Inc | TRILOGY 4.5X20 CORT BONE SCREW | 00-6250-045-20 | Standalone | DE0003844 | As per HSA registered indication(s)
Orthopaedics | Hip replacement accessories | Hip replacement screws and nails | Hip replacement - Acetabular screw | Zimmer Inc | TRILOGY 4.5X40 CORT BONE SCREW | 00-6250-045-40 | Standalone | DE0003844 | As per HSA registered indication(s)
Orthopaedics | Hip replacement accessories | Hip replacement screws and nails | Hip replacement - Acetabular screw | Zimmer Inc | BONE SCR 6.5X20 SELF-TAP | 00-6624-065-20 | Standalone | DE0004009 | As per HSA registered indication(s)
Orthopaedics | Hip replacement accessories | Hip replacement screws and nails | Hip replacement - Acetabular screw | Zimmer Inc | BONE SCR 6.5X25 SELF-TAP | 00-6624-065-25 | Standalone | DE0004009 | As per HSA registered indication(s)
Orthopaedics | Hip replacement accessories | Hip replacement screws and nails | Hip replacement - Acetabular screw | Zimmer Inc | BONE SCR 6.5X30 SELF-TAP | 00-6624-065-30 | Standalone | DE0004009 | As per HSA registered indication(s)
Orthopaedics | Hip replacement accessories | Hip replacement screws and nails | Hip replacement - Acetabular screw | Zimmer Inc | BONE SCR 6.5X15 SELF-TAP | 00-6624-065-15 | Standalone | DE0004009 | As per HSA registered indication(s)
Orthopaedics | Hip replacement accessories | Hip replacement screws and nails | Hip replacement - Acetabular screw | Zimmer Inc | BONE SCR 6.5X35 SELF-TAP | 00-6624-065-35 | Standalone | DE0004009 | As per HSA registered indication(s)
Orthopaedics | Hip replacement accessories | Hip replacement screws and nails | Hip replacement - Acetabular screw | Zimmer Inc | BONE SCR 6.5X40 SELF-TAP | 00-6624-065-40 | Standalone | DE0004009 | As per HSA registered indication(s)
Orthopaedics | Hip replacement accessories | Hip replacement screws and nails | Hip replacement - Acetabular screw | Zimmer Inc | BONE SCR 6.5X50 SELF-TAP | 00-6624-065-50 | Standalone | DE0004009 | As per HSA registered indication(s)
Orthopaedics | Hip replacement accessories | Hip replacement screws and nails | Hip replacement - Dome hole plug | STRYKER HOWMEDICA OSTEONICS | ACETABULAR DOME HOLE PLUG | 206000001 | Standalone | DE0004484 | As per HSA registered indication(s)
Orthopaedics | Hip replacement accessories | Hip replacement augment, restrictor, cage | Hip replacement - Surgical mesh | Stryker RHQ NL-SHC Cork | XCHANGE FEMORAL ANATOMICAL MESH | 09428070 | Standalone | DE0505735 | As per HSA registered indication(s)
Orthopaedics | Hip replacement accessories | Hip replacement augment, restrictor, cage | Hip replacement - Surgical mesh | Stryker RHQ NL-SHC Cork | XCHANGE FEMORAL MESH (REVISION) | 09428010 | Standalone | DE0505735 | As per HSA registered indication(s)
Orthopaedics | Hip replacement accessories | Hip replacement augment, restrictor, cage | Hip replacement - Surgical mesh | Stryker RHQ NL-SHC Cork | XCHANGE FLAT MESH | 09428030 | Standalone | DE0505735 | As per HSA registered indication(s)
Orthopaedics | Hip replacement accessories | Hip replacement augment, restrictor, cage | Hip replacement - Surgical mesh | Stryker RHQ NL-SHC Cork | X-Change Medial Wall Mesh (6 petals) SZE: Large | 09428020 | Standalone | DE0505735 | As per HSA registered indication(s)
Orthopaedics | Hip replacement accessories | Hip replacement augment, restrictor, cage | Hip replacement - Surgical mesh | Stryker RHQ NL-SHC Cork | X-Change Medial Wall Mesh (6 petals) SZE: Small | 09428025 | Standalone | DE0505735 | As per HSA registered indication(s)
Orthopaedics | Hip replacement accessories | Hip replacement augment, restrictor, cage | Hip replacement - Surgical mesh | Stryker RHQ NL-SHC Cork | XCHANGE RIM MESH LARGE | 09428060 | Standalone | DE0505735 | As per HSA registered indication(s)
Orthopaedics | Hip replacement accessories | Hip replacement augment, restrictor, cage | Hip replacement - Surgical mesh | Stryker RHQ NL-SHC Cork | XCHANGE RIM MESH MEDIUM | 09428050 | Standalone | DE0505735 | As per HSA registered indication(s)
Orthopaedics | Hip replacement accessories | Hip replacement augment, restrictor, cage | Hip replacement - Surgical mesh | Stryker RHQ NL-SHC Cork | XCHANGE RIM MESH SMALL | 09428040 | Standalone | DE0505735 | As per HSA registered indication(s)
Orthopaedics | Hip replacement accessories | Hip replacement augment, restrictor, cage | Hip replacement - Void centraliser | DePuy International Ltd. | C STEM End Cap (PMMA) | 961226000 | Standalone | DE0018890 | As per HSA registered indication(s)
Orthopaedics | Hip replacement accessories | Hip replacement augment, restrictor, cage | Hip replacement - Void centraliser | DePuy International Ltd. | C STEM Void Centraliser Size 10 | 961210500 | Standalone | DE0018890 | As per HSA registered indication(s)
Orthopaedics | Hip replacement accessories | Hip replacement augment, restrictor, cage | Hip replacement - Void centraliser | DePuy International Ltd. | C STEM Void Centraliser Size 12 | 961212500 | Standalone | DE0018890 | As per HSA registered indication(s)
Orthopaedics | Hip replacement accessories | Hip replacement augment, restrictor, cage | Hip replacement - Void centraliser | DePuy International Ltd. | C STEM Void Centraliser Size 14 | 961214500 | Standalone | DE0018890 | As per HSA registered indication(s)
Orthopaedics | Hip replacement accessories | Hip replacement augment, restrictor, cage | Hip replacement - Void centraliser | DePuy International Ltd. | C STEM Void Centraliser Size 16 | 961216500 | Standalone | DE0018890 | As per HSA registered indication(s)
Orthopaedics | Hip replacement accessories | Hip replacement augment, restrictor, cage | Hip replacement - Void centraliser | DePuy International Ltd. | C STEM Void Centraliser Size 18 | 961218500 | Standalone | DE0018890 | As per HSA registered indication(s)
Orthopaedics | Hip replacement accessories | Hip replacement augment, restrictor, cage | Hip replacement - Void centraliser | DePuy International Ltd. | C STEM Void Centraliser Size 20 | 961220500 | Standalone | DE0018890 | As per HSA registered indication(s)
Orthopaedics | Hip replacement accessories | Hip replacement augment, restrictor, cage | Hip replacement - Void centraliser | DePuy Orthopaedics | CEMENTRALIZER 10.5 | 137638000 | Standalone | DE0003258 | As per HSA registered indication(s)
Orthopaedics | Hip replacement accessories | Hip replacement augment, restrictor, cage | Hip replacement - Void centraliser | DePuy Orthopaedics | CEMENTRALIZER 11.0 | 137620000 | Standalone | DE0003258 | As per HSA registered indication(s)
Orthopaedics | Hip replacement accessories | Hip replacement augment, restrictor, cage | Hip replacement - Void centraliser | DePuy Orthopaedics | CEMENTRALIZER 12.0 | 137621000 | Standalone | DE0003258 | As per HSA registered indication(s)
Orthopaedics | Hip replacement accessories | Hip replacement augment, restrictor, cage | Hip replacement - Void centraliser | DePuy Orthopaedics | CEMENTRALIZER 13.0 | 137622000 | Standalone | DE0003258 | As per HSA registered indication(s)
Orthopaedics | Hip replacement accessories | Hip replacement augment, restrictor, cage | Hip replacement - Void centraliser | DePuy Orthopaedics | CEMENTRALIZER 8.5 | 137646000 | Standalone | DE0003258 | As per HSA registered indication(s)
Orthopaedics | Hip replacement accessories | Hip replacement augment, restrictor, cage | Hip replacement - Void centraliser | DePuy Orthopaedics | CEMENTRALIZER 9.25 | 137647000 | Standalone | DE0003258 | As per HSA registered indication(s)
Orthopaedics | Hip replacement accessories | Hip replacement augment, restrictor, cage | Hip replacement - Void centraliser | Smith+Nephew | INVIS DIST CENT SZ 10MM | 71313210 | Standalone | DE0000273 | As per HSA registered indication(s)
Orthopaedics | Hip replacement accessories | Hip replacement augment, restrictor, cage | Hip replacement - Void centraliser | Smith+Nephew | INVIS DIST CENT SZ 11MM | 71313211 | Standalone | DE0000273 | As per HSA registered indication(s)
Orthopaedics | Hip replacement accessories | Hip replacement augment, restrictor, cage | Hip replacement - Void centraliser | Smith+Nephew | INVIS DIST CENT SZ | 71313212 | Standalone | DE0000273 | As per HSA registered indication(s)
Orthopaedics | Hip replacement accessories | Hip replacement augment, restrictor, cage | Hip replacement - Void centraliser | Smith+Nephew | INVIS DIST CENT SZ 13MM | 71313213 | Standalone | DE0000273 | As per HSA registered indication(s)
Orthopaedics | Hip replacement accessories | Hip replacement augment, restrictor, cage | Hip replacement - Void centraliser | Smith+Nephew | INVIS DIST CENT SZ 14MM | 71313214 | Standalone | DE0000273 | As per HSA registered indication(s)
Orthopaedics | Hip replacement accessories | Hip replacement augment, restrictor, cage | Hip replacement - Void centraliser | Smith+Nephew | INVIS DIST CENT SZ 15MM | 71313215 | Standalone | DE0000273 | As per HSA registered indication(s)
Orthopaedics | Hip replacement accessories | Hip replacement augment, restrictor, cage | Hip replacement - Void centraliser | Smith+Nephew | INVIS DIST CENT SZ 16MM | 71313216 | Standalone | DE0000273 | As per HSA registered indication(s)
Orthopaedics | Hip replacement accessories | Hip replacement augment, restrictor, cage | Hip replacement - Void centraliser | Smith+Nephew | INVIS DIST CENT SZ 8MM | 71313208 | Standalone | DE0000273 | As per HSA registered indication(s)
Orthopaedics | Hip replacement accessories | Hip replacement augment, restrictor, cage | Hip replacement - Void centraliser | Smith+Nephew | INVIS DIST CENT SZ 9MM | 71313209 | Standalone | DE0000273 | As per HSA registered indication(s)
Orthopaedics | Hip replacement accessories | Hip replacement augment, restrictor, cage | Hip replacement - Void centraliser | Smith+Nephew | CPCS Distal Centralizer 0mm | 71312400 | Standalone | DE0506016 | As per HSA registered indication(s)
Orthopaedics | Hip replacement accessories | Hip replacement augment, restrictor, cage | Hip replacement - Void centraliser | Smith+Nephew | CPCS Distal Centralizer 8mm | 71312408 | Standalone | DE0506016 | As per HSA registered indication(s)
Orthopaedics | Hip replacement accessories | Hip replacement augment, restrictor, cage | Hip replacement - Void centraliser | Smith+Nephew | CPCS Distal Centralizer 1mm | 71312410 | Standalone | DE0506016 | As per HSA registered indication(s)
Orthopaedics | Hip replacement accessories | Hip replacement augment, restrictor, cage | Hip replacement - Void centraliser | Smith+Nephew | CPCS Distal Centralizer 12mm | 71312412 | Standalone | DE0506016 | As per HSA registered indication(s)
Orthopaedics | Hip replacement accessories | Hip replacement augment, restrictor, cage | Hip replacement - Void centraliser | Smith+Nephew | CPCS Distal Centralizer 14mm | 71312414 | Standalone | DE0506016 | As per HSA registered indication(s)
Orthopaedics | Hip replacement accessories | Hip replacement augment, restrictor, cage | Hip replacement - Void centraliser | Zimmer Inc | CPT PMMA CENTRALIZER | 32-8333-055-00 | Standalone | DE0018497 | As per HSA registered indication(s)
Orthopaedics | Hip replacement accessories | Hip replacement augment, restrictor, cage | Hip replacement - Void centraliser | Zimmer Inc | VERSYS DISTAL CENTRALIZER 10MM | 00-7859-010-00 | Standalone | DE0005670 | As per HSA registered indication(s)
Orthopaedics | Hip replacement accessories | Hip replacement augment, restrictor, cage | Hip replacement - Void centraliser | Zimmer Inc | VERSYS DISTAL CENTRALIZER 11MM | 00-7859-011-00 | Standalone | DE0005670 | As per HSA registered indication(s)
Orthopaedics | Hip replacement accessories | Hip replacement augment, restrictor, cage | Hip replacement - Void centraliser | Zimmer Inc | VERSYS DISTAL CENTRALIZER 12MM | 00-7859-012-00 | Standalone | DE0005670 | As per HSA registered indication(s)
Orthopaedics | Hip replacement accessories | Hip replacement augment, restrictor, cage | Hip replacement - Void centraliser | Zimmer Inc | VERSYS DISTAL CENTRALIZER 13MM | 00-7859-013-00 | Standalone | DE0005670 | As per HSA registered indication(s)
Orthopaedics | Hip replacement accessories | Hip replacement augment, restrictor, cage | Hip replacement - Void centraliser | Zimmer Inc | VERSYS DISTAL CENTRALIZER 14MM | 00-7859-014-00 | Standalone | DE0005670 | As per HSA registered indication(s)
Orthopaedics | Hip replacement accessories | Hip replacement augment, restrictor, cage | Hip replacement - Void centraliser | Zimmer Inc | VERSYS DISTAL CENTRALIZER 15MM | 00-7859-015-00 | Standalone | DE0005670 | As per HSA registered indication(s)
Orthopaedics | Hip replacement accessories | Hip replacement augment, restrictor, cage | Hip replacement - Void centraliser | Zimmer Inc | VERSYS DISTAL CENTRALIZER 16MM | 00-7859-016-00 | Standalone | DE0005670 | As per HSA registered indication(s)
Orthopaedics | Hip replacement accessories | Hip replacement augment, restrictor, cage | Hip replacement - Void centraliser | Zimmer Inc | VERSYS DISTAL CENTRALIZER 17MM | 00-7859-017-00 | Standalone | DE0005670 | As per HSA registered indication(s)
Orthopaedics | Hip replacement accessories | Hip replacement augment, restrictor, cage | Hip replacement - Void centraliser | Zimmer Inc | VERSYS DISTAL CENTRALIZER 9MM | 00-7859-009-00 | Standalone | DE0005670 | As per HSA registered indication(s)
Orthopaedics | Hip replacement accessories | Hip replacement augment, restrictor, cage | Hip replacement - Void centraliser | Zimmer Inc | ALLEN PLUG, 12MM FLANGE | 00-8011-020-12 | Standalone | DE0005789 | As per HSA registered indication(s)
Orthopaedics | Hip replacement accessories | Hip replacement augment, restrictor, cage | Hip replacement - Void centraliser | Zimmer Inc | ALLEN PLUG, 16MM FLANGE | 00-8011-020-16 | Standalone | DE0005789 | As per HSA registered indication(s)
Orthopaedics | Hip replacement accessories | Hip replacement augment, restrictor, cage | Hip replacement - Void centraliser | Zimmer Inc | ALLEN PLUG, 20MM FLANGE | 00-8011-020-20 | Standalone | DE0005789 | As per HSA registered indication(s)
Orthopaedics | Hip replacement accessories | Hip replacement augment, restrictor, cage | Hip replacement - Void centraliser | Zimmer Inc | ALLEN PLUG, 24MM FLANGE | 00-8011-020-24 | Standalone | DE0005789 | As per HSA registered indication(s)
Orthopaedics | Hip replacement accessories | Hip replacement augment, restrictor, cage | Hip replacement - Void centraliser | Zimmer Inc | ALLEN PLUG, 28MM FLANGE | 00-8011-020-28 | Standalone | DE0005789 | As per HSA registered indication(s)
Orthopaedics | Hip replacement accessories | Hip replacement augment, restrictor, cage | Hip replacement - Acetabular cage | SERF | BI-MENTUMTM Dual Mobility Cup Reinforcement Plate Right 50 43 | DS30005043 | Standalone | DE0506293 | As per HSA registered indication(s)
Orthopaedics | Hip replacement accessories | Hip replacement augment, restrictor, cage | Hip replacement - Acetabular cage | SERF | BI-MENTUMTM Dual Mobility Cup Reinforcement Plate Right 52 45 | DS30005245 | Standalone | DE0506293 | As per HSA registered indication(s)
Orthopaedics | Hip replacement accessories | Hip replacement augment, restrictor, cage | Hip replacement - Acetabular cage | SERF | BI-MENTUMTM Dual Mobility Cup Reinforcement Plate Right 54 47 | DS30005447 | Standalone | DE0506293 | As per HSA registered indication(s)
Orthopaedics | Hip replacement accessories | Hip replacement augment, restrictor, cage | Hip replacement - Acetabular cage | SERF | BI-MENTUMTM Dual Mobility Cup Reinforcement Plate Right 56 49 | DS30005649 | Standalone | DE0506293 | As per HSA registered indication(s)
Orthopaedics | Hip replacement accessories | Hip replacement augment, restrictor, cage | Hip replacement - Acetabular cage | SERF | BI-MENTUMTM Dual Mobility Cup Reinforcement Plate Right 58 51 | DS30005851 | Standalone | DE0506293 | As per HSA registered indication(s)
Orthopaedics | Hip replacement accessories | Hip replacement augment, restrictor, cage | Hip replacement - Acetabular cage | SERF | BI-MENTUMTM Dual Mobility Cup Reinforcement Plate Right 60 53 | DS30006053 | Standalone | DE0506293 | As per HSA registered indication(s)
Orthopaedics | Hip replacement accessories | Hip replacement augment, restrictor, cage | Hip replacement - Acetabular cage | SERF | BI-MENTUMTM Dual Mobility Cup Reinforcement Plate Left 50 43 | DS40005043 | Standalone | DE0506293 | As per HSA registered indication(s)
Orthopaedics | Hip replacement accessories | Hip replacement augment, restrictor, cage | Hip replacement - Acetabular cage | SERF | BI-MENTUMTM Dual Mobility Cup Reinforcement Plate Left 52 45 | DS40005245 | Standalone | DE0506293 | As per HSA registered indication(s)
Orthopaedics | Hip replacement accessories | Hip replacement augment, restrictor, cage | Hip replacement - Acetabular cage | SERF | BI-MENTUMTM Dual Mobility Cup Reinforcement Plate Left 54 47 | DS40005447 | Standalone | DE0506293 | As per HSA registered indication(s)
Orthopaedics | Hip replacement accessories | Hip replacement augment, restrictor, cage | Hip replacement - Acetabular cage | SERF | BI-MENTUMTM Dual Mobility Cup Reinforcement Plate Left 56 49 | DS40005649 | Standalone | DE0506293 | As per HSA registered indication(s)
Orthopaedics | Hip replacement accessories | Hip replacement augment, restrictor, cage | Hip replacement - Acetabular cage | SERF | BI-MENTUMTM Dual Mobility Cup Reinforcement Plate Left 58 51 | DS40005851 | Standalone | DE0506293 | As per HSA registered indication(s)
Orthopaedics | Hip replacement accessories | Hip replacement augment, restrictor, cage | Hip replacement - Acetabular cage | SERF | BI-MENTUMTM Dual Mobility Cup Reinforcement Plate Left 60 53 | DS40006053 | Standalone | DE0506293 | As per HSA registered indication(s)
Orthopaedics | Hip replacement accessories | Hip replacement augment, restrictor, cage | Hip replacement - Acetabular cage | STRYKER HOWMEDICA OSTEONICS | RESTORATION GAP CUP II 48 LEFT | 20820048L | Standalone | DE0005719 | As per HSA registered indication(s)
Orthopaedics | Hip replacement accessories | Hip replacement augment, restrictor, cage | Hip replacement - Acetabular cage | STRYKER HOWMEDICA OSTEONICS | RESTORATION GAP CUP II 48 RGHT | 20820048R | Standalone | DE0005719 | As per HSA registered indication(s)
Orthopaedics | Hip replacement accessories | Hip replacement augment, restrictor, cage | Hip replacement - Acetabular cage | STRYKER HOWMEDICA OSTEONICS | RESTORATION GAP CUP II 52 LEFT | 20820052L | Standalone | DE0005719 | As per HSA registered indication(s)
Orthopaedics | Hip replacement accessories | Hip replacement augment, restrictor, cage | Hip replacement - Acetabular cage | STRYKER HOWMEDICA OSTEONICS | RESTORATION GAP CUP II 52 RGHT | 20820052R | Standalone | DE0005719 | As per HSA registered indication(s)
Orthopaedics | Hip replacement accessories | Hip replacement augment, restrictor, cage | Hip replacement - Acetabular cage | STRYKER HOWMEDICA OSTEONICS | RESTORATION GAP CUP II 56 LEFT | 20820056L | Standalone | DE0005719 | As per HSA registered indication(s)
Orthopaedics | Hip replacement accessories | Hip replacement augment, restrictor, cage | Hip replacement - Acetabular cage | STRYKER HOWMEDICA OSTEONICS | RESTORATION GAP CUP II 56 RGHT | 20820056R | Standalone | DE0005719 | As per HSA registered indication(s)
Orthopaedics | Hip replacement accessories | Hip replacement augment, restrictor, cage | Hip replacement - Acetabular cage | STRYKER HOWMEDICA OSTEONICS | RESTORATION GAP CUP II 60 LEFT | 20820060L | Standalone | DE0005719 | As per HSA registered indication(s)
Orthopaedics | Hip replacement accessories | Hip replacement augment, restrictor, cage | Hip replacement - Acetabular cage | STRYKER HOWMEDICA OSTEONICS | RESTORATION GAP CUP II 60 RGHT | 20820060R | Standalone | DE0005719 | As per HSA registered indication(s)
Orthopaedics | Hip replacement accessories | Hip replacement augment, restrictor, cage | Hip replacement - Acetabular cage | STRYKER HOWMEDICA OSTEONICS | RESTORATION GAP CUP II 64 LEFT | 20820064L | Standalone | DE0005719 | As per HSA registered indication(s)
Orthopaedics | Hip replacement accessories | Hip replacement augment, restrictor, cage | Hip replacement - Acetabular cage | STRYKER HOWMEDICA OSTEONICS | RESTORATION GAP CUP II 64 RGHT | 20820064R | Standalone | DE0005719 | As per HSA registered indication(s)
Orthopaedics | Hip replacement accessories | Hip replacement augment, restrictor, cage | Hip replacement - Acetabular cage | STRYKER HOWMEDICA OSTEONICS | RESTORATION GAP CUP II 68 LEFT | 20820068L | Standalone | DE0005719 | As per HSA registered indication(s)
Orthopaedics | Hip replacement accessories | Hip replacement augment, restrictor, cage | Hip replacement - Acetabular cage | STRYKER HOWMEDICA OSTEONICS | RESTORATION GAP CUP II 68 RGHT | 20820068R | Standalone | DE0005719 | As per HSA registered indication(s)
Orthopaedics | Hip replacement accessories | Hip replacement augment, restrictor, cage | Hip replacement - Acetabular cage | STRYKER HOWMEDICA OSTEONICS | RESTORATION GAP CUP II 72 LEFT | 20820072L | Standalone | DE0005719 | As per HSA registered indication(s)
Orthopaedics | Hip replacement accessories | Hip replacement augment, restrictor, cage | Hip replacement - Acetabular cage | STRYKER HOWMEDICA OSTEONICS | RESTORATION GAP CUP II 72 RGHT | 20820072R | Standalone | DE0005719 | As per HSA registered indication(s)
Orthopaedics | Hip replacement accessories | Hip replacement augment, restrictor, cage | Hip replacement - Acetabular cage | Zimmer Inc | SHORT CAGE PROV LT 56/58/60x48 | 00-7134-056-48 | Standalone | DE0502553 | As per HSA registered indication(s)
Orthopaedics | Hip replacement accessories | Hip replacement augment, restrictor, cage | Hip replacement - Acetabular cage | Zimmer Inc | SHORT CAGE PROV LT 66/68/70x58 | 00-7134-066-58 | Standalone | DE0502553 | As per HSA registered indication(s)
Orthopaedics | Hip replacement accessories | Hip replacement augment, restrictor, cage | Hip replacement - Acetabular cage | Zimmer Inc | SHORT CAGE PROV RT 56/58/60x48 | 00-7133-056-48 | Standalone | DE0502553 | As per HSA registered indication(s)
Orthopaedics | Hip replacement accessories | Hip replacement augment, restrictor, cage | Hip replacement - Acetabular cage | Zimmer Inc | SHORT CAGE PROV RT 62/64x54 | 00-7133-062-54 | Standalone | DE0502553 | As per HSA registered indication(s)
Orthopaedics | Hip replacement accessories | Hip replacement augment, restrictor, cage | Hip replacement - Acetabular cage | Zimmer Inc | SHORT CAGE PROV RT 66/68/70x58 | 00-7133-066-58 | Standalone | DE0502553 | As per HSA registered indication(s)
Orthopaedics | Hip replacement accessories | Hip replacement augment, restrictor, cage | Hip replacement - Acetabular cage | Zimmer Inc | SHT FL CAGE PROV LEFT 62/64x54 | 00-7134-062-54 | Standalone | DE0502553 | As per HSA registered indication(s)
Orthopaedics | Hip replacement accessories | Hip replacement augment, restrictor, cage | Hip replacement - Acetabular cage | Zimmer Inc | TMARS LONG FL. CAGE PROV 56/58/60-48 LT | 00-7136-056-48 | Standalone | DE0502553 | As per HSA registered indication(s)
Orthopaedics | Hip replacement accessories | Hip replacement augment, restrictor, cage | Hip replacement - Acetabular cage | Zimmer Inc | TMARS LONG FL. CAGE PROV 56/58/60-48 RT | 00-7135-056-48 | Standalone | DE0502553 | As per HSA registered indication(s)
Orthopaedics | Hip replacement accessories | Hip replacement augment, restrictor, cage | Hip replacement - Acetabular cage | Zimmer Inc | TMARS LONG FL. CAGE PROV 62/64-54 LT | 00-7136-062-54 | Standalone | DE0502553 | As per HSA registered indication(s)
Orthopaedics | Hip replacement accessories | Hip replacement augment, restrictor, cage | Hip replacement - Acetabular cage | Zimmer Inc | TMARS LONG FL. CAGE PROV 62/64-54 RT | 00-7135-062-54 | Standalone | DE0502553 | As per HSA registered indication(s)
Orthopaedics | Hip replacement accessories | Hip replacement augment, restrictor, cage | Hip replacement - Acetabular cage | Zimmer Inc | TMARS LONG FL. CAGE PROV 66/68/70-58 LT | 00-7136-066-58 | Standalone | DE0502553 | As per HSA registered indication(s)
Orthopaedics | Hip replacement accessories | Hip replacement augment, restrictor, cage | Hip replacement - Acetabular cage | Zimmer Inc | TMARS LONG FL. CAGE PROV 66/68/70-58 RT | 00-7135-066-58 | Standalone | DE0502553 | As per HSA registered indication(s)
Orthopaedics | Hip replacement accessories | Hip replacement augment, restrictor, cage | Hip replacement - Augment | DePuy (Ireland) | PINN GRIP TF REV AUGM 10X50/52 | 121710150 | Standalone | DE0013309 | As per HSA registered indication(s)
Orthopaedics | Hip replacement accessories | Hip replacement augment, restrictor, cage | Hip replacement - Augment | DePuy (Ireland) | PINN GRIP TF REV AUGM 10X54/56 | 121710154 | Standalone | DE0013309 | As per HSA registered indication(s)
Orthopaedics | Hip replacement accessories | Hip replacement augment, restrictor, cage | Hip replacement - Augment | DePuy (Ireland) | PINN GRIP TF REV AUGM 10X58/60 | 121710158 | Standalone | DE0013309 | As per HSA registered indication(s)
Orthopaedics | Hip replacement accessories | Hip replacement augment, restrictor, cage | Hip replacement - Augment | DePuy (Ireland) | PINN GRIP TF REV AUGM 10X62/64 | 121710162 | Standalone | DE0013309 | As per HSA registered indication(s)
Orthopaedics | Hip replacement accessories | Hip replacement augment, restrictor, cage | Hip replacement - Augment | DePuy (Ireland) | PINN GRIP TF REV AUGM 10X66/68 | 121710166 | Standalone | DE0013309 | As per HSA registered indication(s)
Orthopaedics | Hip replacement accessories | Hip replacement augment, restrictor, cage | Hip replacement - Augment | DePuy (Ireland) | PINN GRIP TF REV AUGM 10X70/72 | 121710170 | Standalone | DE0013309 | As per HSA registered indication(s)
Orthopaedics | Hip replacement accessories | Hip replacement augment, restrictor, cage | Hip replacement - Augment | DePuy (Ireland) | PINN GRIP TF REV AUGM 15X50/52 | 121715250 | Standalone | DE0013309 | As per HSA registered indication(s)
Orthopaedics | Hip replacement accessories | Hip replacement augment, restrictor, cage | Hip replacement - Augment | DePuy (Ireland) | PINN GRIP TF REV AUGM 15X54/56 | 121715254 | Standalone | DE0013309 | As per HSA registered indication(s)
Orthopaedics | Hip replacement accessories | Hip replacement augment, restrictor, cage | Hip replacement - Augment | DePuy (Ireland) | PINN GRIP TF REV AUGM 15X58/60 | 121715258 | Standalone | DE0013309 | As per HSA registered indication(s)
Orthopaedics | Hip replacement accessories | Hip replacement augment, restrictor, cage | Hip replacement - Augment | DePuy (Ireland) | PINN GRIP TF REV AUGM 15X62/64 | 121715262 | Standalone | DE0013309 | As per HSA registered indication(s)
Orthopaedics | Hip replacement accessories | Hip replacement augment, restrictor, cage | Hip replacement - Augment | DePuy (Ireland) | PINN GRIP TF REV AUGM 15X66/68 | 121715266 | Standalone | DE0013309 | As per HSA registered indication(s)
Orthopaedics | Hip replacement accessories | Hip replacement augment, restrictor, cage | Hip replacement - Augment | DePuy (Ireland) | PINN GRIP TF REV AUGM 15X70/72 | 121715270 | Standalone | DE0013309 | As per HSA registered indication(s)
Orthopaedics | Hip replacement accessories | Hip replacement augment, restrictor, cage | Hip replacement - Augment | DePuy (Ireland) | PINN GRIP TF REV AUGM 20X50/52 | 121720350 | Standalone | DE0013309 | As per HSA registered indication(s)
Orthopaedics | Hip replacement accessories | Hip replacement augment, restrictor, cage | Hip replacement - Augment | DePuy (Ireland) | PINN GRIP TF REV AUGM 20X54/56 | 121720354 | Standalone | DE0013309 | As per HSA registered indication(s)
Orthopaedics | Hip replacement accessories | Hip replacement augment, restrictor, cage | Hip replacement - Augment | DePuy (Ireland) | PINN GRIP TF REV AUGM 20X58/60 | 121720358 | Standalone | DE0013309 | As per HSA registered indication(s)
Orthopaedics | Hip replacement accessories | Hip replacement augment, restrictor, cage | Hip replacement - Augment | DePuy (Ireland) | PINN GRIP TF REV AUGM 20X62/64 | 121720362 | Standalone | DE0013309 | As per HSA registered indication(s)
Orthopaedics | Hip replacement accessories | Hip replacement augment, restrictor, cage | Hip replacement - Augment | DePuy (Ireland) | PINN GRIP TF REV AUGM 20X66/68 | 121720366 | Standalone | DE0013309 | As per HSA registered indication(s)
Orthopaedics | Hip replacement accessories | Hip replacement augment, restrictor, cage | Hip replacement - Augment | DePuy (Ireland) | PINN GRIP TF REV AUGM 20X70/72 | 121720370 | Standalone | DE0013309 | As per HSA registered indication(s)
Orthopaedics | Hip replacement accessories | Hip replacement augment, restrictor, cage | Hip replacement - Augment | DePuy (Ireland) | PINN GRIP TF REV AUGM 30X50/52 | 121730450 | Standalone | DE0013309 | As per HSA registered indication(s)
Orthopaedics | Hip replacement accessories | Hip replacement augment, restrictor, cage | Hip replacement - Augment | DePuy (Ireland) | PINN GRIP TF REV AUGM 30X54/56 | 121730454 | Standalone | DE0013309 | As per HSA registered indication(s)
Orthopaedics | Hip replacement accessories | Hip replacement augment, restrictor, cage | Hip replacement - Augment | DePuy (Ireland) | PINN GRIP TF REV AUGM 30X58/60 | 121730458 | Standalone | DE0013309 | As per HSA registered indication(s)
Orthopaedics | Hip replacement accessories | Hip replacement augment, restrictor, cage | Hip replacement - Augment | DePuy (Ireland) | PINN GRIP TF REV AUGM 30X62/64 | 121730462 | Standalone | DE0013309 | As per HSA registered indication(s)
Orthopaedics | Hip replacement accessories | Hip replacement augment, restrictor, cage | Hip replacement - Augment | DePuy (Ireland) | PINN GRIP TF REV AUGM 30X66/68 | 121730466 | Standalone | DE0013309 | As per HSA registered indication(s)
Orthopaedics | Hip replacement accessories | Hip replacement augment, restrictor, cage | Hip replacement - Augment | DePuy (Ireland) | PINN GRIP TF REV AUGM 30X70/72 | 121730470 | Standalone | DE0013309 | As per HSA registered indication(s)
Orthopaedics | Hip replacement accessories | Hip replacement augment, restrictor, cage | Hip replacement - Augment | Smith+Nephew | REDAPT Slice Augment 50 x 12 | 71354411 | Standalone | DE0505131 | As per HSA registered indication(s)
Orthopaedics | Hip replacement accessories | Hip replacement augment, restrictor, cage | Hip replacement - Augment | Smith+Nephew | REDAPT Slice Augment 56 x 12 | 71354412 | Standalone | DE0505131 | As per HSA registered indication(s)
Orthopaedics | Hip replacement accessories | Hip replacement augment, restrictor, cage | Hip replacement - Augment | Smith+Nephew | REDAPT Slice Augment 62 x 12 | 71354413 | Standalone | DE0505131 | As per HSA registered indication(s)
Orthopaedics | Hip replacement accessories | Hip replacement augment, restrictor, cage | Hip replacement - Augment | Smith+Nephew | REDAPT Slice Augment 68 x 12 | 71354414 | Standalone | DE0505131 | As per HSA registered indication(s)
Orthopaedics | Hip replacement accessories | Hip replacement augment, restrictor, cage | Hip replacement - Augment | Smith+Nephew | REDAPT Slice Augment 74 x 12 | 71354415 | Standalone | DE0505131 | As per HSA registered indication(s)
Orthopaedics | Hip replacement accessories | Hip replacement augment, restrictor, cage | Hip replacement - Augment | Smith+Nephew | REDAPT Slice Augment 50 x 18 | 71354416 | Standalone | DE0505131 | As per HSA registered indication(s)
Orthopaedics | Hip replacement accessories | Hip replacement augment, restrictor, cage | Hip replacement - Augment | Smith+Nephew | REDAPT Slice Augment 56 x 18 | 71354417 | Standalone | DE0505131 | As per HSA registered indication(s)
Orthopaedics | Hip replacement accessories | Hip replacement augment, restrictor, cage | Hip replacement - Augment | Smith+Nephew | REDAPT Slice Augment 62 x 18 | 71354418 | Standalone | DE0505131 | As per HSA registered indication(s)
Orthopaedics | Hip replacement accessories | Hip replacement augment, restrictor, cage | Hip replacement - Augment | Smith+Nephew | REDAPT Slice Augment 68 x 18 | 71354419 | Standalone | DE0505131 | As per HSA registered indication(s)
Orthopaedics | Hip replacement accessories | Hip replacement augment, restrictor, cage | Hip replacement - Augment | Smith+Nephew | REDAPT Slice Augment 74 x 18 | 71354420 | Standalone | DE0505131 | As per HSA registered indication(s)
Orthopaedics | Hip replacement accessories | Hip replacement augment, restrictor, cage | Hip replacement - Augment | Smith+Nephew | REDAPT Slice Augment 50 x 24 | 71354421 | Standalone | DE0505131 | As per HSA registered indication(s)
Orthopaedics | Hip replacement accessories | Hip replacement augment, restrictor, cage | Hip replacement - Augment | Smith+Nephew | REDAPT Slice Augment 56 x 24 | 71354422 | Standalone | DE0505131 | As per HSA registered indication(s)
Orthopaedics | Hip replacement accessories | Hip replacement augment, restrictor, cage | Hip replacement - Augment | Smith+Nephew | REDAPT Slice Augment 62 x 24 | 71354423 | Standalone | DE0505131 | As per HSA registered indication(s)
Orthopaedics | Hip replacement accessories | Hip replacement augment, restrictor, cage | Hip replacement - Augment | Smith+Nephew | REDAPT Slice Augment 68 x 24 | 71354424 | Standalone | DE0505131 | As per HSA registered indication(s)
Orthopaedics | Hip replacement accessories | Hip replacement augment, restrictor, cage | Hip replacement - Augment | Smith+Nephew | REDAPT Slice Augment 74 x 24 | 71354425 | Standalone | DE0505131 | As per HSA registered indication(s)
Orthopaedics | Hip replacement accessories | Hip replacement augment, restrictor, cage | Hip replacement - Augment | Smith+Nephew | REDAPT Staple Augment 50 x 8 | 71354436 | Standalone | DE0505131 | As per HSA registered indication(s)
Orthopaedics | Hip replacement accessories | Hip replacement augment, restrictor, cage | Hip replacement - Augment | Smith+Nephew | REDAPT Staple Augment 56 x 8 | 71354437 | Standalone | DE0505131 | As per HSA registered indication(s)
Orthopaedics | Hip replacement accessories | Hip replacement augment, restrictor, cage | Hip replacement - Augment | Smith+Nephew | REDAPT Staple Augment 62 x 8 | 71354438 | Standalone | DE0505131 | As per HSA registered indication(s)
Orthopaedics | Hip replacement accessories | Hip replacement augment, restrictor, cage | Hip replacement - Augment | Smith+Nephew | REDAPT Staple Augment 68 x 8 | 71354439 | Standalone | DE0505131 | As per HSA registered indication(s)
Orthopaedics | Hip replacement accessories | Hip replacement augment, restrictor, cage | Hip replacement - Augment | Smith+Nephew | REDAPT Staple Augment 50 x 12 | 71354441 | Standalone | DE0505131 | As per HSA registered indication(s)
Orthopaedics | Hip replacement accessories | Hip replacement augment, restrictor, cage | Hip replacement - Augment | Smith+Nephew | REDAPT Staple Augment 56 x 12 | 71354442 | Standalone | DE0505131 | As per HSA registered indication(s)
Orthopaedics | Hip replacement accessories | Hip replacement augment, restrictor, cage | Hip replacement - Augment | Smith+Nephew | REDAPT Staple Augment 62 x 12 | 71354443 | Standalone | DE0505131 | As per HSA registered indication(s)
Orthopaedics | Hip replacement accessories | Hip replacement augment, restrictor, cage | Hip replacement - Augment | Smith+Nephew | REDAPT Staple Augment 68 x 12 | 71354444 | Standalone | DE0505131 | As per HSA registered indication(s)
Orthopaedics | Hip replacement accessories | Hip replacement augment, restrictor, cage | Hip replacement - Augment | Smith+Nephew | REDAPT Staple Augment 74 x 12 | 71354445 | Standalone | DE0505131 | As per HSA registered indication(s)
Orthopaedics | Hip replacement accessories | Hip replacement augment, restrictor, cage | Hip replacement - Augment | Smith+Nephew | REDAPT Staple Augment 50 x 18 | 71354446 | Standalone | DE0505131 | As per HSA registered indication(s)
Orthopaedics | Hip replacement accessories | Hip replacement augment, restrictor, cage | Hip replacement - Augment | Smith+Nephew | REDAPT Staple Augment 56 x 18 | 71354447 | Standalone | DE0505131 | As per HSA registered indication(s)
Orthopaedics | Hip replacement accessories | Hip replacement augment, restrictor, cage | Hip replacement - Augment | Smith+Nephew | REDAPT Staple Augment 62 x 18 | 71354448 | Standalone | DE0505131 | As per HSA registered indication(s)
Orthopaedics | Hip replacement accessories | Hip replacement augment, restrictor, cage | Hip replacement - Augment | Smith+Nephew | REDAPT Staple Augment 68 x 18 | 71354449 | Standalone | DE0505131 | As per HSA registered indication(s)
Orthopaedics | Hip replacement accessories | Hip replacement augment, restrictor, cage | Hip replacement - Augment | Smith+Nephew | REDAPT Staple Augment 74 x 18 | 71354450 | Standalone | DE0505131 | As per HSA registered indication(s)
Orthopaedics | Hip replacement accessories | Hip replacement augment, restrictor, cage | Hip replacement - Augment | STRYKER HOWMEDICA OSTEONICS | RESTORATION ACETABULAR WEDGE AUGMENT 46MM OD, 48MM ID, THICKNESS 15MM | 50964615 | Standalone | DE0507831 | As per HSA registered indication(s)
Orthopaedics | Hip replacement accessories | Hip replacement augment, restrictor, cage | Hip replacement - Augment | STRYKER HOWMEDICA OSTEONICS | RESTORATION ACETABULAR WEDGE AUGMENT 46MM OD, 48MM ID, THICKNESS 20MM | 50964620 | Standalone | DE0507831 | As per HSA registered indication(s)
Orthopaedics | Hip replacement accessories | Hip replacement augment, restrictor, cage | Hip replacement - Augment | STRYKER HOWMEDICA OSTEONICS | RESTORATION ACETABULAR WEDGE AUGMENT 46MM OD, 48MM ID, THICKNESS 25MM | 50964625 | Standalone | DE0507831 | As per HSA registered indication(s)
Orthopaedics | Hip replacement accessories | Hip replacement augment, restrictor, cage | Hip replacement - Augment | STRYKER HOWMEDICA OSTEONICS | RESTORATION ACETABULAR WEDGE AUGMENT 50MM OD, 52MM ID, THICKNESS 15MM | 50965015 | Standalone | DE0507831 | As per HSA registered indication(s)
Orthopaedics | Hip replacement accessories | Hip replacement augment, restrictor, cage | Hip replacement - Augment | STRYKER HOWMEDICA OSTEONICS | RESTORATION ACETABULAR WEDGE AUGMENT 50MM OD, 52MM ID, THICKNESS 20MM | 50965020 | Standalone | DE0507831 | As per HSA registered indication(s)
Orthopaedics | Hip replacement accessories | Hip replacement augment, restrictor, cage | Hip replacement - Augment | STRYKER HOWMEDICA OSTEONICS | RESTORATION ACETABULAR WEDGE AUGMENT 50MM OD, 52MM ID, THICKNESS 25MM | 50965025 | Standalone | DE0507831 | As per HSA registered indication(s)
Orthopaedics | Hip replacement accessories | Hip replacement augment, restrictor, cage | Hip replacement - Augment | STRYKER HOWMEDICA OSTEONICS | RESTORATION ACETABULAR WEDGE AUGMENT 54MM OD, 56MM ID, THICKNESS 15MM | 50965415 | Standalone | DE0507831 | As per HSA registered indication(s)
Orthopaedics | Hip replacement accessories | Hip replacement augment, restrictor, cage | Hip replacement - Augment | STRYKER HOWMEDICA OSTEONICS | RESTORATION ACETABULAR WEDGE AUGMENT 54MM OD, 56MM ID, THICKNESS 20MM | 50965420 | Standalone | DE0507831 | As per HSA registered indication(s)
Orthopaedics | Hip replacement accessories | Hip replacement augment, restrictor, cage | Hip replacement - Augment | STRYKER HOWMEDICA OSTEONICS | RESTORATION ACETABULAR WEDGE AUGMENT 54MM OD, 56MM ID, THICKNESS 25MM | 50965425 | Standalone | DE0507831 | As per HSA registered indication(s)
Orthopaedics | Hip replacement accessories | Hip replacement augment, restrictor, cage | Hip replacement - Augment | STRYKER HOWMEDICA OSTEONICS | RESTORATION ACETABULAR WEDGE AUGMENT 58MM OD, 60MM ID, THICKNESS 15MM | 50965815 | Standalone | DE0507831 | As per HSA registered indication(s)
Orthopaedics | Hip replacement accessories | Hip replacement augment, restrictor, cage | Hip replacement - Augment | STRYKER HOWMEDICA OSTEONICS | RESTORATION ACETABULAR WEDGE AUGMENT 58MM OD, 60MM ID, THICKNESS 20MM | 50965820 | Standalone | DE0507831 | As per HSA registered indication(s)
Orthopaedics | Hip replacement accessories | Hip replacement augment, restrictor, cage | Hip replacement - Augment | STRYKER HOWMEDICA OSTEONICS | RESTORATION ACETABULAR WEDGE AUGMENT 58MM OD, 60MM ID, THICKNESS 25MM | 50965825 | Standalone | DE0507831 | As per HSA registered indication(s)
Orthopaedics | Hip replacement accessories | Hip replacement augment, restrictor, cage | Hip replacement - Augment | STRYKER HOWMEDICA OSTEONICS | RESTORATION ACETABULAR WEDGE AUGMENT 62MM OD, 64MM ID, THICKNESS 15MM | 50966215 | Standalone | DE0507831 | As per HSA registered indication(s)
Orthopaedics | Hip replacement accessories | Hip replacement augment, restrictor, cage | Hip replacement - Augment | STRYKER HOWMEDICA OSTEONICS | RESTORATION ACETABULAR WEDGE AUGMENT 62MM OD, 64MM ID, THICKNESS 20MM | 50966220 | Standalone | DE0507831 | As per HSA registered indication(s)
Orthopaedics | Hip replacement accessories | Hip replacement augment, restrictor, cage | Hip replacement - Augment | STRYKER HOWMEDICA OSTEONICS | RESTORATION ACETABULAR WEDGE AUGMENT 62MM OD, 64MM ID, THICKNESS 25MM | 50966225 | Standalone | DE0507831 | As per HSA registered indication(s)
Orthopaedics | Hip replacement accessories | Hip replacement augment, restrictor, cage | Hip replacement - Augment | STRYKER HOWMEDICA OSTEONICS | RESTORATION ACETABULAR WEDGE AUGMENT 66MM OD, 68MM ID, THICKNESS 15MM | 50966615 | Standalone | DE0507831 | As per HSA registered indication(s)
Orthopaedics | Hip replacement accessories | Hip replacement augment, restrictor, cage | Hip replacement - Augment | STRYKER HOWMEDICA OSTEONICS | RESTORATION ACETABULAR WEDGE AUGMENT 66MM OD, 68MM ID, THICKNESS 20MM | 50966620 | Standalone | DE0507831 | As per HSA registered indication(s)
Orthopaedics | Hip replacement accessories | Hip replacement augment, restrictor, cage | Hip replacement - Augment | STRYKER HOWMEDICA OSTEONICS | RESTORATION ACETABULAR WEDGE AUGMENT 66MM OD, 68MM ID, THICKNESS 25MM | 50966625 | Standalone | DE0507831 | As per HSA registered indication(s)
Orthopaedics | Hip replacement accessories | Hip replacement augment, restrictor, cage | Hip replacement - Augment | Zimmer Inc | TM ACET AUG SIZE 50 10MM | 00-4894-050-10 | Standalone | DE0005158 | As per HSA registered indication(s)
Orthopaedics | Hip replacement accessories | Hip replacement augment, restrictor, cage | Hip replacement - Augment | Zimmer Inc | TM ACET AUG SIZE 50x15MM | 00-4894-050-15 | Standalone | DE0005158 | As per HSA registered indication(s)
Orthopaedics | Hip replacement accessories | Hip replacement augment, restrictor, cage | Hip replacement - Augment | Zimmer Inc | TM ACET AUG SIZE 50X20MM | 00-4894-050-20 | Standalone | DE0005158 | As per HSA registered indication(s)
Orthopaedics | Hip replacement accessories | Hip replacement augment, restrictor, cage | Hip replacement - Augment | Zimmer Inc | TM ACET AUG SIZE 50X30MM | 00-4894-050-30 | Standalone | DE0005158 | As per HSA registered indication(s)
Orthopaedics | Hip replacement accessories | Hip replacement augment, restrictor, cage | Hip replacement - Augment | Zimmer Inc | TM ACET AUG SIZE 54 10MM | 00-4894-054-10 | Standalone | DE0005158 | As per HSA registered indication(s)
Orthopaedics | Hip replacement accessories | Hip replacement augment, restrictor, cage | Hip replacement - Augment | Zimmer Inc | TM ACET AUG SIZE 54x15MM | 00-4894-054-15 | Standalone | DE0005158 | As per HSA registered indication(s)
Orthopaedics | Hip replacement accessories | Hip replacement augment, restrictor, cage | Hip replacement - Augment | Zimmer Inc | TM ACET AUG SIZE 54X20MM | 00-4894-054-20 | Standalone | DE0005158 | As per HSA registered indication(s)
Orthopaedics | Hip replacement accessories | Hip replacement augment, restrictor, cage | Hip replacement - Augment | Zimmer Inc | TM ACET AUG SIZE 54X30MM | 00-4894-054-30 | Standalone | DE0005158 | As per HSA registered indication(s)
Orthopaedics | Hip replacement accessories | Hip replacement augment, restrictor, cage | Hip replacement - Augment | Zimmer Inc | TM ACET AUG SIZE 58 10MM | 00-4894-058-10 | Standalone | DE0005158 | As per HSA registered indication(s)
Orthopaedics | Hip replacement accessories | Hip replacement augment, restrictor, cage | Hip replacement - Augment | Zimmer Inc | TM ACET AUG SIZE 58 20MM | 00-4894-058-20 | Standalone | DE0005158 | As per HSA registered indication(s)
Orthopaedics | Hip replacement accessories | Hip replacement augment, restrictor, cage | Hip replacement - Augment | Zimmer Inc | TM ACET AUG SIZE 58 30MM | 00-4894-058-30 | Standalone | DE0005158 | As per HSA registered indication(s)
Orthopaedics | Hip replacement accessories | Hip replacement augment, restrictor, cage | Hip replacement - Augment | Zimmer Inc | TM ACET AUG SIZE 58x15MM | 00-4894-058-15 | Standalone | DE0005158 | As per HSA registered indication(s)
Orthopaedics | Hip replacement accessories | Hip replacement augment, restrictor, cage | Hip replacement - Augment | Zimmer Inc | TM SHIM 10 DEG | 00-4894-001-10 | Standalone | DE0005158 | As per HSA registered indication(s)
Orthopaedics | Hip replacement accessories | Hip replacement augment, restrictor, cage | Hip replacement - Augment | Zimmer Inc | TM SHIM 5 DEG | 00-4894-001-05 | Standalone | DE0005158 | As per HSA registered indication(s)
Orthopaedics | Hip replacement accessories | Hip replacement augment, restrictor, cage | Hip replacement - Restrictor | DePuy Orthopaedics | CEMENT RESTRICTOR SIZE 1 | 546010000 | Standalone | DE0003258 | As per HSA registered indication(s)
Orthopaedics | Hip replacement accessories | Hip replacement augment, restrictor, cage | Hip replacement - Restrictor | DePuy Orthopaedics | CEMENT RESTRICTOR SIZE 4 | 546016000 | Standalone | DE0003258 | As per HSA registered indication(s)
Orthopaedics | Hip replacement accessories | Hip replacement augment, restrictor, cage | Hip replacement - Restrictor | DePuy Orthopaedics | CEMENT RESTRICTOR SIZE 5 | 546018000 | Standalone | DE0003258 | As per HSA registered indication(s)
Orthopaedics | Hip replacement accessories | Hip replacement augment, restrictor, cage | Hip replacement - Restrictor | DePuy Orthopaedics | CEMENT RESTRICTOR SIZE 6 | 546020000 | Standalone | DE0003258 | As per HSA registered indication(s)
Orthopaedics | Hip replacement accessories | Hip replacement augment, restrictor, cage | Hip replacement - Restrictor | DePuy Orthopaedics | CEMENT RESTRICTOR SIZE 7 | 546022000 | Standalone | DE0003258 | As per HSA registered indication(s)
Orthopaedics | Hip replacement accessories | Hip replacement augment, restrictor, cage | Hip replacement - Restrictor | DePuy Orthopaedics | CEMENT RESTRICTOR SIZE2 | 546012000 | Standalone | DE0003258 | As per HSA registered indication(s)
Orthopaedics | Hip replacement accessories | Hip replacement augment, restrictor, cage | Hip replacement - Restrictor | DePuy Orthopaedics | CEMENT RESTRICTOR SIZE3 | 546014000 | Standalone | DE0003258 | As per HSA registered indication(s)
Orthopaedics | Hip replacement accessories | Hip replacement augment, restrictor, cage | Hip replacement - Restrictor | Stryker RHQ NL-Venlo | EXETER 2.5 I M PLUG 10MM | 09390110 | Standalone | DE0008048 | As per HSA registered indication(s)
Orthopaedics | Hip replacement accessories | Hip replacement augment, restrictor, cage | Hip replacement - Restrictor | Stryker RHQ NL-Venlo | EXETER 2.5 I M PLUG 12MM | 09390112 | Standalone | DE0008048 | As per HSA registered indication(s)
Orthopaedics | Hip replacement accessories | Hip replacement augment, restrictor, cage | Hip replacement - Restrictor | Stryker RHQ NL-Venlo | EXETER 2.5 I M PLUG 14MM | 09390114 | Standalone | DE0008048 | As per HSA registered indication(s)
Orthopaedics | Hip replacement accessories | Hip replacement augment, restrictor, cage | Hip replacement - Restrictor | Stryker RHQ NL-Venlo | EXETER 2.5 I M PLUG 16MM | 09390116 | Standalone | DE0008048 | As per HSA registered indication(s)
Orthopaedics | Hip replacement accessories | Hip replacement augment, restrictor, cage | Hip replacement - Restrictor | Stryker RHQ NL-Venlo | EXETER 2.5 I M PLUG 18MM | 09390118 | Standalone | DE0008048 | As per HSA registered indication(s)
Orthopaedics | Hip replacement accessories | Hip replacement augment, restrictor, cage | Hip replacement - Restrictor | Stryker RHQ NL-Venlo | EXETER 2.5 I M PLUG 20MM | 09390120 | Standalone | DE0008048 | As per HSA registered indication(s)
Orthopaedics | Hip replacement accessories | Hip replacement augment, restrictor, cage | Hip replacement - Restrictor | Stryker RHQ NL-Venlo | EXETER 2.5 I M PLUG 6MM | 09390106 | Standalone | DE0008048 | As per HSA registered indication(s)
Orthopaedics | Hip replacement accessories | Hip replacement augment, restrictor, cage | Hip replacement - Restrictor | Stryker RHQ NL-Venlo | EXETER 2.5 I M PLUG 8MM | 09390108 | Standalone | DE0008048 | As per HSA registered indication(s)
Orthopaedics | Hip replacement accessories | Miscellaneous hip replacement accessories | Hip replacement - Miscellaneous accessories | STRYKER HOWMEDICA OSTEONICS | V40- C taper titanium adaptor sleeve | 170000E | Standalone | DE0004484 | As per HSA registered indication(s)
Orthopaedics | Sports - Fixation | Soft tissue suture anchor | Suture anchor | Arthrex Inc. | SUTURE ANCHOR, MICRO CORKSCREW FT | AR-1318FT | Standalone | DE0006395 | As per HSA registered indication(s)
Orthopaedics | Sports - Fixation | Soft tissue suture anchor | Suture anchor | Arthrex Inc. | SUTURE ANCHOR, MINI CORKSCREW FT | AR-1319FT | Standalone | DE0006394 | As per HSA registered indication(s)
Orthopaedics | Sports - Fixation | Soft tissue suture anchor | Suture anchor | Arthrex Inc. | SUTR ANCH,MICRO BIO-S-TAK | AR-1320BNF | Standalone | DE0006603 | As per HSA registered indication(s)
Orthopaedics | Sports - Fixation | Soft tissue suture anchor | Suture anchor | Arthrex Inc. | SUTURE ANCHOR, MICRO BIO-SUTURETAK | AR-1320BNF-1 | Standalone | DE0006603 | As per HSA registered indication(s)
Orthopaedics | Sports - Fixation | Soft tissue suture anchor | Suture anchor | Arthrex Inc. | SUTR ANCH,FASTAK,SM BONE | AR-1322-752SF | Standalone | DE0006521 | As per HSA registered indication(s)
Orthopaedics | Sports - Fixation | Soft tissue suture anchor | Suture anchor | Arthrex Inc. | SUTR ANCH,MINI BIO-S-TAK | AR-1322BNF | Standalone | DE0006603 | As per HSA registered indication(s)
Orthopaedics | Sports - Fixation | Soft tissue suture anchor | Suture anchor | Arthrex Inc. | SUTURE ANCHOR, MINI BIO-SUTURETAK | AR-1322BNF-1 | Standalone | DE0006603 | As per HSA registered indication(s)
Orthopaedics | Sports - Fixation | Soft tissue suture anchor | Suture anchor | Arthrex Inc. | SUTR ANCH,FASTAK II | AR-1324HF | Standalone | DE0006521 | As per HSA registered indication(s)
Orthopaedics | Sports - Fixation | Soft tissue suture anchor | Suture anchor | Arthrex Inc. | SUTR ANCH,FASTAK II | AR-1324HF-1 | Standalone | DE0006521 | As per HSA registered indication(s)
Orthopaedics | Sports - Fixation | Soft tissue suture anchor | Suture anchor | Arthrex Inc. | SUTURE ANCHOR, FASTAK II | AR-1324SF | Standalone | DE0006521 | As per HSA registered indication(s)
Orthopaedics | Sports - Fixation | Soft tissue suture anchor | Suture anchor | Arthrex Inc. | BIO-TENO SCRW W/HNDLD INSERTR,3X 8MM | AR-1530B | Standalone | DE0004394 | As per HSA registered indication(s)
Orthopaedics | Sports - Fixation | Soft tissue suture anchor | Suture anchor | Arthrex Inc. | TENODESIS SCREW, PEEK | AR-1530PS | Standalone | DE0502417 | As per HSA registered indication(s)
Orthopaedics | Sports - Fixation | Soft tissue suture anchor | Suture anchor | Arthrex Inc. | 4MM BIO-TENO SCRW | AR-1540B | Standalone | DE0004394 | As per HSA registered indication(s)
Orthopaedics | Sports - Fixation | Soft tissue suture anchor | Suture anchor | Arthrex Inc. | PEEK TENO SCRW,PEEK,VENT | AR-1540PS | Standalone | DE0502417 | As per HSA registered indication(s)
Orthopaedics | Sports - Fixation | Soft tissue suture anchor | Suture anchor | Arthrex Inc. | BIO-TENODESIS SCREW, 4.75 X 15 MM | AR-1547B | Standalone | DE0004394 | As per HSA registered indication(s)
Orthopaedics | Sports - Fixation | Soft tissue suture anchor | Suture anchor | Arthrex Inc. | TENO SCRW,PEEK,VENT | AR-1547PS | Standalone | DE0502417 | As per HSA registered indication(s)
Orthopaedics | Sports - Fixation | Soft tissue suture anchor | Suture anchor | Arthrex Inc. | SCREW, BIO-TENODESIS, 5.5 MM | AR-1555B | Standalone | DE0004394 | As per HSA registered indication(s)
Orthopaedics | Sports - Fixation | Soft tissue suture anchor | Suture anchor | Arthrex Inc. | TENO SCRW,PEEK,VENT | AR-1555PS | Standalone | DE0502417 | As per HSA registered indication(s)
Orthopaedics | Sports - Fixation | Soft tissue suture anchor | Suture anchor | Arthrex Inc. | BIO-TENODESIS SCREW | AR-1562B | Standalone | DE0004394 | As per HSA registered indication(s)
Orthopaedics | Sports - Fixation | Soft tissue suture anchor | Suture anchor | Arthrex Inc. | TENO SCRW,PEEK,VENT | AR-1562PS | Standalone | DE0502417 | As per HSA registered indication(s)
Orthopaedics | Sports - Fixation | Soft tissue suture anchor | Suture anchor | Arthrex Inc. | BIO-TENODESIS SCREW | AR-1570B | Standalone | DE0004394 | As per HSA registered indication(s)
Orthopaedics | Sports - Fixation | Soft tissue suture anchor | Suture anchor | Arthrex Inc. | TENODESIS SCREW, PEEK, VENTED | AR-1570PS | Standalone | DE0502417 | As per HSA registered indication(s)
Orthopaedics | Sports - Fixation | Soft tissue suture anchor | Suture anchor | Arthrex Inc. | SCREW, BIO-TENODESIS, 8 MM | AR-1580B | Standalone | DE0004394 | As per HSA registered indication(s)
Orthopaedics | Sports - Fixation | Soft tissue suture anchor | Suture anchor | Arthrex Inc. | TENODESIS SCREW, PEEK, VENTED | AR-1580PS | Standalone | DE0502417 | As per HSA registered indication(s)
Orthopaedics | Sports - Fixation | Soft tissue suture anchor | Suture anchor | Arthrex Inc. | SUTR ANCH,CRKSCRW FT,3.5X 10MM | AR-1915FT | Standalone | DE0006396 | As per HSA registered indication(s)
Orthopaedics | Sports - Fixation | Soft tissue suture anchor | Suture anchor | Arthrex Inc. | SUTURE ANCHOR, CORKSCREW FT | AR-1915FT-1 | Standalone | DE0006396 | As per HSA registered indication(s)
Orthopaedics | Sports - Fixation | Soft tissue suture anchor | Suture anchor | Arthrex Inc. | SUTR ANCH,BIOCRKSCRW,FT,VENT | AR-1927BF | Standalone | DE0004686 | As per HSA registered indication(s)
Orthopaedics | Sports - Fixation | Soft tissue suture anchor | Suture anchor | Arthrex Inc. | SUTR ANCH PEEK CRKSCRW FT 5.5X14.7MM | AR-1927PNF | Standalone | DE0017171 | As per HSA registered indication(s)
Orthopaedics | Sports - Fixation | Soft tissue suture anchor | Suture anchor | Arthrex Inc. | SUTURE ANCHOR, PEEK CORKSCREW FT | AR-1927PNF-1 | Standalone | DE0017171 | As per HSA registered indication(s)
Orthopaedics | Sports - Fixation | Soft tissue suture anchor | Suture anchor | Arthrex Inc. | SUTURE ANCHOR, PEEK CORKSCREW | AR-1927PNF-45 | Standalone | DE0017171 | As per HSA registered indication(s)
Orthopaedics | Sports - Fixation | Soft tissue suture anchor | Suture anchor | Arthrex Inc. | PEEK Corkscrew FT 4Needles 4.5 | AR-1927PNF-45-1 | Standalone | DE0017171 | As per HSA registered indication(s)
Orthopaedics | Sports - Fixation | Soft tissue suture anchor | Suture anchor | Arthrex Inc. | SUTURE ANCHOR, PEEK CORKSCREW FT | AR-1927PSF | Standalone | DE0017171 | As per HSA registered indication(s)
Orthopaedics | Sports - Fixation | Soft tissue suture anchor | Suture anchor | Arthrex Inc. | SUTURE ANCHOR, PEEK CORKSCREW FT | AR-1927PSF-1 | Standalone | DE0017171 | As per HSA registered indication(s)
Orthopaedics | Sports - Fixation | Soft tissue suture anchor | Suture anchor | Arthrex Inc. | SUTR ANCH,PEEK CRKSCRW FT,TRI-PLAY | AR-1927PSF-3 | Standalone | DE0017171 | As per HSA registered indication(s)
Orthopaedics | Sports - Fixation | Soft tissue suture anchor | Suture anchor | Arthrex Inc. | SUTR ANCH,PEEK CRKSCRW FT,TRI-PLAY | AR-1927PSF-3-1 | Standalone | DE0017171 | As per HSA registered indication(s)
Orthopaedics | Sports - Fixation | Soft tissue suture anchor | Suture anchor | Arthrex Inc. | SUTURE ANCHOR, PEEK CORKSCREW FT | AR-1927PSF-45 | Standalone | DE0017171 | As per HSA registered indication(s)
Orthopaedics | Sports - Fixation | Soft tissue suture anchor | Suture anchor | Arthrex Inc. | SUTURE ANCHOR, PEEK CORKSCREW FT | AR-1927PSF-65 | Standalone | DE0017171 | As per HSA registered indication(s)
Orthopaedics | Sports - Fixation | Soft tissue suture anchor | Suture anchor | Arthrex Inc. | SUTR ANCH,CRKSCRW FT 5.5X 15MM | AR-1928SF | Standalone | DE0006396 | As per HSA registered indication(s)
Orthopaedics | Sports - Fixation | Soft tissue suture anchor | Suture anchor | Arthrex Inc. | SUTURE ANCHOR, CORKSCREW FT II | AR-1928SF-2 | Standalone | DE0006396 | As per HSA registered indication(s)
Orthopaedics | Sports - Fixation | Soft tissue suture anchor | Suture anchor | Arthrex Inc. | SUTURE ANCHOR, CORKSCREW FT II | AR-1928SF-2-1 | Standalone | DE0006396 | As per HSA registered indication(s)
Orthopaedics | Sports - Fixation | Soft tissue suture anchor | Suture anchor | Arthrex Inc. | SUTR ANCH,CRKSCRW FT III | AR-1928SF-3 | Standalone | DE0006396 | As per HSA registered indication(s)
Orthopaedics | Sports - Fixation | Soft tissue suture anchor | Suture anchor | Arthrex Inc. | SUTR ANCH,CRKSCRW FT | AR-1928SF-45 | Standalone | DE0006396 | As per HSA registered indication(s)
Orthopaedics | Sports - Fixation | Soft tissue suture anchor | Suture anchor | Arthrex Inc. | SUTR ANCH,CRKSCRW FT II | AR-1928SFT-2 | Standalone | DE0006396 | As per HSA registered indication(s)
Orthopaedics | Sports - Fixation | Soft tissue suture anchor | Suture anchor | Arthrex Inc. | SUTR ANCH,CRKSCRW FT | AR-1928SNF | Standalone | DE0006396 | As per HSA registered indication(s)
Orthopaedics | Sports - Fixation | Soft tissue suture anchor | Suture anchor | Arthrex Inc. | SUTR ANCH,CRKSCRW FT II 5.5X 16.3MM | AR-1928SNF-2 | Standalone | DE0006396 | As per HSA registered indication(s)
Orthopaedics | Sports - Fixation | Soft tissue suture anchor | Suture anchor | Arthrex Inc. | SUTURE ANCHOR, CORKSCREW FT II | AR-1928SNF-2-1 | Standalone | DE0006396 | As per HSA registered indication(s)
Orthopaedics | Sports - Fixation | Soft tissue suture anchor | Suture anchor | Arthrex Inc. | SUTURE ANCHOR, CORKSCREW FT III | AR-1929SF-3 | Standalone | DE0006396 | As per HSA registered indication(s)
Orthopaedics | Sports - Fixation | Soft tissue suture anchor | Suture anchor | Arthrex Inc. | SUTR ANCH,BIO-S-TAK | AR-1934BF | Standalone | DE0006603 | As per HSA registered indication(s)
Orthopaedics | Sports - Fixation | Soft tissue suture anchor | Suture anchor | Arthrex Inc. | SUTR ANCH,BIO-S-TAK | AR-1934BF-1 | Standalone | DE0006603 | As per HSA registered indication(s)
Orthopaedics | Sports - Fixation | Soft tissue suture anchor | Suture anchor | Arthrex Inc. | SUTR ANCH,BIO-S-TAK | AR-1934BF-2 | Standalone | DE0006603 | As per HSA registered indication(s)
Orthopaedics | Sports - Fixation | Soft tissue suture anchor | Suture anchor | Arthrex Inc. | SUTR ANCH,BIO-S-TAK | AR-1934BF-2-1 | Standalone | DE0006603 | As per HSA registered indication(s)
Orthopaedics | Sports - Fixation | Soft tissue suture anchor | Suture anchor | Arthrex Inc. | SUTR ANCH,BIO-S-TAK | AR-1934BFT | Standalone | DE0006603 | As per HSA registered indication(s)
Orthopaedics | Sports - Fixation | Soft tissue suture anchor | Suture anchor | Arthrex Inc. | SUTR ANCH,BIO-S-TAK | AR-1934BFT-2 | Standalone | DE0006603 | As per HSA registered indication(s)
Orthopaedics | Sports - Fixation | Soft tissue suture anchor | Suture anchor | Arthrex Inc. | SUTR ANCH,BIO-S-TAK | AR-1934BNF | Standalone | DE0006603 | As per HSA registered indication(s)
Orthopaedics | Sports - Fixation | Soft tissue suture anchor | Suture anchor | Arthrex Inc. | SUTR ANCH,BIO-S-TAK | AR-1934BNF-1 | Standalone | DE0006603 | As per HSA registered indication(s)
Orthopaedics | Sports - Fixation | Soft tissue suture anchor | Suture anchor | Arthrex Inc. | SUTR ANCH,BIO-S-TAK,SM JNT | AR-8934BNF | Standalone | DE0006603 | As per HSA registered indication(s)
Orthopaedics | Sports - Fixation | Soft tissue suture anchor | Suture anchor | Arthrocare Corporation | QFIX 1.8 MINI SUTURE ANCHOR | 72290123 | Standalone | DE0018302 | As per HSA registered indication(s)
Orthopaedics | Sports - Fixation | Soft tissue suture anchor | Suture anchor | Arthrocare Corporation | 1.8MM Q-FIX ALL SUTURE ANCHOR | 25-1800 | Standalone | DE0018302 | As per HSA registered indication(s)
Orthopaedics | Sports - Fixation | Soft tissue suture anchor | Suture anchor | Arthrocare Corporation | 2.8MM Q-FIX ALL-SUTURE ANCHOR | 25-2800 | Standalone | DE0018302 | As per HSA registered indication(s)
Orthopaedics | Sports - Fixation | Soft tissue suture anchor | Suture anchor | Arthrocare Corporation | MULTIFIX S Ultra 5.5mm Knotless Suture Anchor | 72290001 | Standalone | DE0018279 | As per HSA registered indication(s)
Orthopaedics | Sports - Fixation | Soft tissue suture anchor | Suture anchor | Arthrocare Corporation | MULTIFIX S Ultra 6.5mm Knotless Suture Anchor | 72290002 | Standalone | DE0018279 | As per HSA registered indication(s)
Orthopaedics | Sports - Fixation | Soft tissue suture anchor | Suture anchor | Arthrocare Corporation | MULTIFIX S PEEK 6.5MM | OM-2365 | Standalone | DE0018279 | As per HSA registered indication(s)
Orthopaedics | Sports - Fixation | Soft tissue suture anchor | Suture anchor | Arthrocare Corporation | MAGNUM 2 KNOTLESS IMPLANT | OM-1502 | Standalone | DE0006028 | As per HSA registered indication(s)
Orthopaedics | Sports - Fixation | Soft tissue suture anchor | Suture anchor | Arthrocare Corporation | OPUS SPEEDSCREW IMPLANT | OM-6500 | Standalone | DE0006300 | As per HSA registered indication(s)
Orthopaedics | Sports - Fixation | Soft tissue suture anchor | Suture anchor | Arthrocare Corporation | SPEEDLOCK | OM-7500 | Standalone | DE0016017 | As per HSA registered indication(s)
Orthopaedics | Sports - Fixation | Soft tissue suture anchor | Suture anchor | Arthrocare Corporation, USA | SPEEDFIX IMPLANT | OM-7525 | Standalone | DE0009987 | As per HSA registered indication(s)
Orthopaedics | Sports - Fixation | Soft tissue suture anchor | Suture anchor | Biomet Sports Medicine; Celestica de Monterrey SA de CV | Juggerknot 1.4 SHORT W/ NDLS | 912068 | Standalone | DE0016755 | As per HSA registered indication(s)
Orthopaedics | Sports - Fixation | Soft tissue suture anchor | Suture anchor | Biomet Sports Medicine; Celestica de Monterrey SA de CV | Juggerknot 1.4MM IMP KIT and DISP INSTR | 912000 | Standalone | DE0016755 | As per HSA registered indication(s)
Orthopaedics | Sports - Fixation | Soft tissue suture anchor | Suture anchor | Biomet Sports Medicine; Celestica de Monterrey SA de CV | Juggerknot Short Rigid 1.45mm SIZE 1 with Drill | 110005307 | Standalone | DE0016755 | As per HSA registered indication(s)
Orthopaedics | Sports - Fixation | Soft tissue suture anchor | Suture anchor | Biomet Sports Medicine; Celestica de Monterrey SA de CV | Juggerknot Short Rigid 1.45mm SIZE 2 with Drill | 110005315 | Standalone | DE0016755 | As per HSA registered indication(s)
Orthopaedics | Sports - Fixation | Soft tissue suture anchor | Suture anchor | Biomet Sports Medicine; Celestica de Monterrey SA de CV | Juggerknot Short Rigid 1.45mm SIZE 1 Suture | 110005319 | Standalone | DE0016755 | As per HSA registered indication(s)
Orthopaedics | Sports - Fixation | Soft tissue suture anchor | Suture anchor | Biomet Sports Medicine; Celestica de Monterrey SA de CV | Juggerknot Short Rigid 1.45mm SIZE 2 Suture | 110005320 | Standalone | DE0016755 | As per HSA registered indication(s)
Orthopaedics | Sports - Fixation | Soft tissue suture anchor | Suture anchor | Biomet Sports Medicine; Celestica de Monterrey SA de CV | Juggerknot 2.9mm Cutting Needles | 110005241 | Standalone | DE0016755 | As per HSA registered indication(s)
Orthopaedics | Sports - Fixation | Soft tissue suture anchor | Suture anchor | Biomet Sports Medicine; Celestica de Monterrey SA de CV | Juggerknot 2.9mm Tapered Needles | 110005242 | Standalone | DE0016755 | As per HSA registered indication(s)
Orthopaedics | Sports - Fixation | Soft tissue suture anchor | Suture anchor | Biomet Sports Medicine; Celestica de Monterrey SA de CV | Juggerknot 1.4mm Single loaded #1 Maxbraid suture | 912010 | Standalone | DE0016755 | As per HSA registered indication(s)
Orthopaedics | Sports - Fixation | Soft tissue suture anchor | Suture anchor | Biomet Sports Medicine; Celestica de Monterrey SA de CV | Juggerknot 1.5mm Single Loaded #2 Maxbraid | 912015 | Standalone | DE0016755 | As per HSA registered indication(s)
Orthopaedics | Sports - Fixation | Soft tissue suture anchor | Suture anchor | Biomet Sports Medicine; Celestica de Monterrey SA de CV | Juggerknot 2.9mm 2 #2 BLUE Maxbraid | 912529 | Standalone | DE0016755 | As per HSA registered indication(s)
Orthopaedics | Sports - Fixation | Soft tissue suture anchor | Suture anchor | Biomet Sports Medicine; Celestica de Monterrey SA de CV | JUGGERKNOT 1.0MM MINI 2-0 NDLS | 912076 | Standalone | DE0016754 | As per HSA registered indication(s)
Orthopaedics | Sports - Fixation | Soft tissue suture anchor | Suture anchor | Biomet Sports Medicine; Celestica de Monterrey SA de CV | JUGGERKNOT 1.0MM MINI 3-0 NDLS | 912082 | Standalone | DE0016754 | As per HSA registered indication(s)
Orthopaedics | Sports - Fixation | Soft tissue suture anchor | Suture anchor | Biomet Sports Medicine; Celestica de Monterrey SA de CV | Juggerknot 1.0mm Mini 2-0 Needles and Step Drill | 912080 | Standalone | DE0016754 | As per HSA registered indication(s)
Orthopaedics | Sports - Fixation | Soft tissue suture anchor | Suture anchor | Biomet Sports Medicine; Celestica de Monterrey SA de CV | Juggerknot 1.0mm Mini 3-0 Needles and Step Drill | 912084 | Standalone | DE0016754 | As per HSA registered indication(s)
Orthopaedics | Sports - Fixation | Soft tissue suture anchor | Suture anchor | Cayenne Medical Inc. | QUATTRO LINK ANCHOR 4.5MM | CM-9145 | Standalone | DE0500866 | As per HSA registered indication(s)
Orthopaedics | Sports - Fixation | Soft tissue suture anchor | Suture anchor | Cayenne Medical Inc. | QUATTRO LINK ANCHOR 4.5MM SP | CM-9145SP | Standalone | DE0500866 | As per HSA registered indication(s)
Orthopaedics | Sports - Fixation | Soft tissue suture anchor | Suture anchor | Cayenne Medical Inc. | QUATTRO LINK ANCHOR 5.5MM | CM-9155 | Standalone | DE0500866 | As per HSA registered indication(s)
Orthopaedics | Sports - Fixation | Soft tissue suture anchor | Suture anchor | Cayenne Medical Inc. | QUATTRO X SUTURE ANCHOR 5.5MM | CM-9255 | Standalone | DE0501472 | As per HSA registered indication(s)
Orthopaedics | Sports - Fixation | Soft tissue suture anchor | Suture anchor | Cayenne Medical Inc. | QUATTRO X3 ANCHOR 5.5MM | CM-9255X3 | Standalone | DE0501472 | As per HSA registered indication(s)
Orthopaedics | Sports - Fixation | Soft tissue suture anchor | Suture anchor | Cayenne Medical Inc. | QUATTRO LINK ANCHOR 2.9MM | CM-9129 | Standalone | DE0500866 | As per HSA registered indication(s)
Orthopaedics | Sports - Fixation | Soft tissue suture anchor | Suture anchor | Cayenne Medical Inc. | QUATTRO X ANCHOR 5.5 BB TAPENS | CM-9255BG | Standalone | DE0501472 | As per HSA registered indication(s)
Orthopaedics | Sports - Fixation | Soft tissue suture anchor | Suture anchor | Cayenne Medical Inc. | QUATTRO X ANCHOR 5.5 BB TAPESL | CM-9255BGS | Standalone | DE0501472 | As per HSA registered indication(s)
Orthopaedics | Sports - Fixation | Soft tissue suture anchor | Suture anchor | CONMED CORPORATION | Y-KNOT RC ALL-SUTURE ANCHOR WITH TWO #2 ( 5 METRIC) HI-FI SUTURES (1 BLUE AND 1 WHITE/BLACK) | YRC02 | Standalone | DE0016036 | As per HSA registered indication(s)
Orthopaedics | Sports - Fixation | Soft tissue suture anchor | Suture anchor | CONMED CORPORATION | Y-KNOT RC ALL-SUTURE ANCHOR, WITH THREE #2 (5 METRIC) HI-FI SUTURES (1 BLUE, 1 WHITE/BLACK, AND 1 WHITE/BLUE) | YRC03 | Standalone | DE0016036 | As per HSA registered indication(s)
Orthopaedics | Sports - Fixation | Soft tissue suture anchor | Suture anchor | CONMED CORPORATION | Y KNOT ALL SUTURE ANCHOR with one #2 (5 metric) HiFi suture | HF13A | Standalone | DE0016036 | As per HSA registered indication(s)
Orthopaedics | Sports - Fixation | Soft tissue suture anchor | Suture anchor | CONMED CORPORATION | Y Knot Flex All Suture Anchor with one #2 HiFi Suture (1 White/Blue ) 1.3mm | Y1301 | Standalone | DE0016036 | As per HSA registered indication(s)
Orthopaedics | Sports - Fixation | Soft tissue suture anchor | Suture anchor | CONMED CORPORATION | Y Knot Flex All Suture Anchor with two #2 HiFi Suture (1 White/Blue and 1 White/Black) 1.8mm | Y1802 | Standalone | DE0016036 | As per HSA registered indication(s)
Orthopaedics | Sports - Fixation | Soft tissue suture anchor | Suture anchor | CONMED CORPORATION | Y Knot Flex All Suture Anchor with two #2 HiFi Suture (1 Blue and 1 White/Black) 1.8mm | Y1802A | Standalone | DE0016036 | As per HSA registered indication(s)
Orthopaedics | Sports - Fixation | Soft tissue suture anchor | Suture anchor | CONMED CORPORATION | 2.8mm PopLok Suture Anchor, with one #2 Hi-Fi Suture | GKP-2801 | Standalone | DE0006700 | As per HSA registered indication(s)
Orthopaedics | Sports - Fixation | Soft tissue suture anchor | Suture anchor | CONMED CORPORATION | 2.8mm PopLok Suture Anchor, with two #0 Hi-Fi Suture | GKP-2802 | Standalone | DE0006700 | As per HSA registered indication(s)
Orthopaedics | Sports - Fixation | Soft tissue suture anchor | Suture anchor | CONMED CORPORATION | 3.3mm PopLok Suture Anchor, with one #2 Hi-Fi Suture | GKP-3301 | Standalone | DE0006700 | As per HSA registered indication(s)
Orthopaedics | Sports - Fixation | Soft tissue suture anchor | Suture anchor | CONMED CORPORATION | 3.3mm PopLok Suture Anchor, with two #0 Hi-Fi Suture | GKP-3302 | Standalone | DE0006700 | As per HSA registered indication(s)
Orthopaedics | Sports - Fixation | Soft tissue suture anchor | Suture anchor | CONMED CORPORATION | 3.5mm PopLok Anchor | CKP-3500 | Standalone | DE0006700 | As per HSA registered indication(s)
Orthopaedics | Sports - Fixation | Soft tissue suture anchor | Suture anchor | CONMED CORPORATION | 3.5mm PopLok Anchor w/one #2 HiFi Suture | CKP-3501 | Standalone | DE0006700 | As per HSA registered indication(s)
Orthopaedics | Sports - Fixation | Soft tissue suture anchor | Suture anchor | CONMED CORPORATION | 4.5mm PopLok Anchor | CKP-4500 | Standalone | DE0006700 | As per HSA registered indication(s)
Orthopaedics | Sports - Fixation | Soft tissue suture anchor | Suture anchor | CONMED CORPORATION | 4.5mm PopLok Anchor w/one #2 HiFi Suture | CKP-4502 | Standalone | DE0006700 | As per HSA registered indication(s)
Orthopaedics | Sports - Fixation | Soft tissue suture anchor | Suture anchor | CONMED CORPORATION | 4.5mm CrossFT Suture Anchor w/ two #2 HiFi Sutures | CFP-4502 | Standalone | DE0006700 | As per HSA registered indication(s)
Orthopaedics | Sports - Fixation | Soft tissue suture anchor | Suture anchor | CONMED CORPORATION | 4.5mm CrossFT Suture Anchor w/ three #2 HiFi Sutures | CFP-4503 | Standalone | DE0006700 | As per HSA registered indication(s)
Orthopaedics | Sports - Fixation | Soft tissue suture anchor | Suture anchor | CONMED CORPORATION | 5.5mm CrossFT Suture Anchor w/ two #2 HiFi Sutures | CFP-5502 | Standalone | DE0006700 | As per HSA registered indication(s)
Orthopaedics | Sports - Fixation | Soft tissue suture anchor | Suture anchor | CONMED CORPORATION | 5.5mm CrossFT Suture Anchor w/ three #2 HiFi Sutures | CFP-5503 | Standalone | DE0006700 | As per HSA registered indication(s)
Orthopaedics | Sports - Fixation | Soft tissue suture anchor | Suture anchor | CONMED CORPORATION | 6.5mm CrossFT Suture Anchor w/ two #2 HiFi Sutures | CFP-6502 | Standalone | DE0006700 | As per HSA registered indication(s)
Orthopaedics | Sports - Fixation | Soft tissue suture anchor | Suture anchor | CONMED CORPORATION | 6.5mm CrossFT Suture Anchor w/ three #2 HiFi Sutures | CFP-6503 | Standalone | DE0006700 | As per HSA registered indication(s)
Orthopaedics | Sports - Fixation | Soft tissue suture anchor | Suture anchor | CONMED CORPORATION | CrossFT Knotless 4.0mm Suture Anchor | CFK-40 | Standalone | DE0502971 | As per HSA registered indication(s)
Orthopaedics | Sports - Fixation | Soft tissue suture anchor | Suture anchor | CONMED CORPORATION | CrossFT Knotless 4.75mm Suture Anchor | CFK-475S | Standalone | DE0502971 | As per HSA registered indication(s)
Orthopaedics | Sports - Fixation | Soft tissue suture anchor | Suture anchor | CONMED CORPORATION | CrossFT Knotless 5.5mm Suture Anchor | CFK-55S | Standalone | DE0502971 | As per HSA registered indication(s)
Orthopaedics | Sports - Fixation | Soft tissue suture anchor | Suture anchor | CONMED CORPORATION | CrossFT Knotless DT 4.0mm Suture Anchor | CFK-40DT | Standalone | DE0505627 | As per HSA registered indication(s)
Orthopaedics | Sports - Fixation | Soft tissue suture anchor | Suture anchor | CONMED CORPORATION | CrossFT Knotless DT 4.75mm Suture Anchor | CFK-475DT | Standalone | DE0505627 | As per HSA registered indication(s)
Orthopaedics | Sports - Fixation | Soft tissue suture anchor | Suture anchor | CONMED CORPORATION | CrossFT Knotless DT 5.5mm Suture Anchor | CFK-55DT | Standalone | DE0505627 | As per HSA registered indication(s)
Orthopaedics | Sports - Fixation | Soft tissue suture anchor | Suture anchor | CONMED CORPORATION | CrossFT Knotless DT 6.5mm Suture Anchor | CFK-65DT | Standalone | DE0505627 | As per HSA registered indication(s)
Orthopaedics | Sports - Fixation | Soft tissue suture anchor | Suture anchor | CONMED CORPORATION | CrossFT Knotless DT 4.75mm Suture Anchor w #2 HiFi Suture | CFK-475SDT | Standalone | DE0505627 | As per HSA registered indication(s)
Orthopaedics | Sports - Fixation | Soft tissue suture anchor | Suture anchor | CONMED CORPORATION | CrossFT Knotless DT 5.5mm Suture Anchor w #2 HiFi Suture | CFK-55SDT | Standalone | DE0505627 | As per HSA registered indication(s)
Orthopaedics | Sports - Fixation | Soft tissue suture anchor | Suture anchor | CONMED CORPORATION | CrossFT Knotless DT 6.5mm Suture Anchor w #2 HiFi Suture | CFK-65SDT | Standalone | DE0505627 | As per HSA registered indication(s)
Orthopaedics | Sports - Fixation | Soft tissue suture anchor | Suture anchor | DePuy Mitek | GRYPHON PEEK DS ANCHOR W/ ORTHOCORD | 210030 | Standalone | DE0018343 | As per HSA registered indication(s)
Orthopaedics | Sports - Fixation | Soft tissue suture anchor | Suture anchor | DePuy Mitek | GRYPHON P BR DS ANCHOR W/ ORTHOCORD | 210813 | Standalone | DE0005205 | As per HSA registered indication(s)
Orthopaedics | Sports - Fixation | Soft tissue suture anchor | Suture anchor | DePuy Mitek | GRYPHON BR ANCHOR W/PROKNOT | 210820 | Standalone | DE0017356 | As per HSA registered indication(s)
Orthopaedics | Sports - Fixation | Soft tissue suture anchor | Suture anchor | DePuy Mitek | GRYPHON PEEK W/ PROKNOT | 210821 | Standalone | DE0017355 | As per HSA registered indication(s)
Orthopaedics | Sports - Fixation | Soft tissue suture anchor | Suture anchor | DePuy Mitek | GRYPHON P BR W PERMACORD | 223146 | Standalone | DE0501392 | As per HSA registered indication(s)
Orthopaedics | Sports - Fixation | Soft tissue suture anchor | Suture anchor | DePuy Mitek | GRYPHON BR W DS PERMACORD | 223147 | Standalone | DE0501392 | As per HSA registered indication(s)
Orthopaedics | Sports - Fixation | Soft tissue suture anchor | Suture anchor | DePuy Mitek | GRYPHON PEEK W PERMACORD | 223148 | Standalone | DE0501241 | As per HSA registered indication(s)
Orthopaedics | Sports - Fixation | Soft tissue suture anchor | Suture anchor | DePuy Mitek | GRYPHON PEEK W DS PERMACORD | 223149 | Standalone | DE0501241 | As per HSA registered indication(s)
Orthopaedics | Sports - Fixation | Soft tissue suture anchor | Suture anchor | DePuy Mitek | VERSALOK PRE PACKED W/ORTHOCORD - EO | 210808 | Standalone | DE0004384 | As per HSA registered indication(s)
Orthopaedics | Sports - Fixation | Soft tissue suture anchor | Suture anchor | DePuy Mitek | VERSALOK PEEK WITH ORTHOCORD | 210818 | Standalone | DE0004384 | As per HSA registered indication(s)
Orthopaedics | Sports - Fixation | Soft tissue suture anchor | Suture anchor | DePuy Mitek | HEALIX TRANSTEND BR ANCHOR W/ ORTHOCORD | 222265 | Standalone | DE0008962 | As per HSA registered indication(s)
Orthopaedics | Sports - Fixation | Soft tissue suture anchor | Suture anchor | DePuy Mitek | HEALIX 3.4 DS BR | 222343 | Standalone | DE0008962 | As per HSA registered indication(s)
Orthopaedics | Sports - Fixation | Soft tissue suture anchor | Suture anchor | DePuy Mitek | HEALIX 3.4 DS PEEK | 222344 | Standalone | DE0019060 | As per HSA registered indication(s)
Orthopaedics | Sports - Fixation | Soft tissue suture anchor | Suture anchor | DePuy Mitek | 4.5 HEALIX ADVANCE BR W DS PCORD | 223128 | Standalone | DE0501285 | As per HSA registered indication(s)
Orthopaedics | Sports - Fixation | Soft tissue suture anchor | Suture anchor | DePuy Mitek | 4.5 HEALIX ADVANCE BR W 3S PCORD | 223129 | Standalone | DE0501285 | As per HSA registered indication(s)
Orthopaedics | Sports - Fixation | Soft tissue suture anchor | Suture anchor | DePuy Mitek | 5.5 HEALIX ADVANCE BR W DS PCORD | 223130 | Standalone | DE0501285 | As per HSA registered indication(s)
Orthopaedics | Sports - Fixation | Soft tissue suture anchor | Suture anchor | DePuy Mitek | 5.5 HEALIC ADVANCE BR W 3S PCORD | 223131 | Standalone | DE0501285 | As per HSA registered indication(s)
Orthopaedics | Sports - Fixation | Soft tissue suture anchor | Suture anchor | DePuy Mitek | 6.5HEALIX ADVANCE BR W DS PCORD | 223132 | Standalone | DE0501285 | As per HSA registered indication(s)
Orthopaedics | Sports - Fixation | Soft tissue suture anchor | Suture anchor | DePuy Mitek | 6.5 HEALIX ADVANCE BR W 3S PCORD | 223133 | Standalone | DE0501285 | As per HSA registered indication(s)
Orthopaedics | Sports - Fixation | Soft tissue suture anchor | Suture anchor | DePuy Mitek | 4.5 HEALIX ADVANCE PEEK W DS PCORD | 223134 | Standalone | DE0501315 | As per HSA registered indication(s)
Orthopaedics | Sports - Fixation | Soft tissue suture anchor | Suture anchor | DePuy Mitek | 4.5 HEALIX ADVANCE PEEK 3S PCORD | 223135 | Standalone | DE0501315 | As per HSA registered indication(s)
Orthopaedics | Sports - Fixation | Soft tissue suture anchor | Suture anchor | DePuy Mitek | 5.5 HEALIX ADVANCE PEEK DS PCORD | 223136 | Standalone | DE0501315 | As per HSA registered indication(s)
Orthopaedics | Sports - Fixation | Soft tissue suture anchor | Suture anchor | DePuy Mitek | 5.5 HEALIX ADVANCE PEEK 3S PCORD | 223137 | Standalone | DE0501315 | As per HSA registered indication(s)
Orthopaedics | Sports - Fixation | Soft tissue suture anchor | Suture anchor | DePuy Mitek | 6.5 HEALIX ADVANCE PEEK W DS PCORD | 223138 | Standalone | DE0501315 | As per HSA registered indication(s)
Orthopaedics | Sports - Fixation | Soft tissue suture anchor | Suture anchor | DePuy Mitek | 6.5 HEALIX ADVANCE PEEK W 3S PCORD | 223139 | Standalone | DE0501315 | As per HSA registered indication(s)
Orthopaedics | Sports - Fixation | Soft tissue suture anchor | Suture anchor | DePuy Mitek | 4.5 HEALIX ADVANCE BR W DS ORTHOCORD | 222295 | Standalone | DE0011837 | As per HSA registered indication(s)
Orthopaedics | Sports - Fixation | Soft tissue suture anchor | Suture anchor | DePuy Mitek | 4.5 HEALIX ADVANCE BR 3S W/ ORTHOCORD | 222296 | Standalone | DE0011837 | As per HSA registered indication(s)
Orthopaedics | Sports - Fixation | Soft tissue suture anchor | Suture anchor | DePuy Mitek | 5.5 HEALIX ADVANCE BR DS W/ORTHOCORD | 222297 | Standalone | DE0011837 | As per HSA registered indication(s)
Orthopaedics | Sports - Fixation | Soft tissue suture anchor | Suture anchor | DePuy Mitek | 5.5 HEALIX ADVANCE BR 3S W/ORTHOCORD | 222298 | Standalone | DE0011837 | As per HSA registered indication(s)
Orthopaedics | Sports - Fixation | Soft tissue suture anchor | Suture anchor | DePuy Mitek | 5.5 HEALIX ADVANCE BR DS W/ORTHOCORD NEEDLES | 222299 | Standalone | DE0011837 | As per HSA registered indication(s)
Orthopaedics | Sports - Fixation | Soft tissue suture anchor | Suture anchor | DePuy Mitek | 6.5 HEALIX ADVANCE BR DS W/ ORTHOCORD | 222300 | Standalone | DE0011837 | As per HSA registered indication(s)
Orthopaedics | Sports - Fixation | Soft tissue suture anchor | Suture anchor | DePuy Mitek | 6.5 HEALIX ADVANCE BR 3S W/ORTHOCORD | 222301 | Standalone | DE0011837 | As per HSA registered indication(s)
Orthopaedics | Sports - Fixation | Soft tissue suture anchor | Suture anchor | DePuy Mitek | 6.5 HEALIX ADVANCE BR DS W/ORTHOCRD NEEDLES | 222302 | Standalone | DE0011837 | As per HSA registered indication(s)
Orthopaedics | Sports - Fixation | Soft tissue suture anchor | Suture anchor | DePuy Mitek | 5.5 HEALIX ADVANCE PEEK W/ORTHOCORD | 222305 | Standalone | DE0019059 | As per HSA registered indication(s)
Orthopaedics | Sports - Fixation | Soft tissue suture anchor | Suture anchor | DePuy Mitek | 4.75MM HEALIX ADVANCE KNOTLESS BR | 222330 | Standalone | DE0010060 | As per HSA registered indication(s)
Orthopaedics | Sports - Fixation | Soft tissue suture anchor | Suture anchor | DePuy Mitek | 5.5MM HEALIX ADVANCE KNOTLESS BR | 222331 | Standalone | DE0010060 | As per HSA registered indication(s)
Orthopaedics | Sports - Fixation | Soft tissue suture anchor | Suture anchor | DePuy Mitek | 6.5MM HEALIX ADVANCE KNOTLESS BR | 222332 | Standalone | DE0010060 | As per HSA registered indication(s)
Orthopaedics | Sports - Fixation | Soft tissue suture anchor | Suture anchor | DePuy Mitek | 4.75MM HEALIX ADVANCE KNOTLESS PEEK | 222333 | Standalone | DE0018030 | As per HSA registered indication(s)
Orthopaedics | Sports - Fixation | Soft tissue suture anchor | Suture anchor | DePuy Mitek | 5.5MM HEALIX ADVANCE KNOTLESS PEEK | 222334 | Standalone | DE0018030 | As per HSA registered indication(s)
Orthopaedics | Sports - Fixation | Soft tissue suture anchor | Suture anchor | DePuy Mitek | 6.5MM HEALIX ADVANCE KNOTLESS PEEK | 222335 | Standalone | DE0018030 | As per HSA registered indication(s)
Orthopaedics | Sports - Fixation | Soft tissue suture anchor | Suture anchor | DePuy Mitek | MINILOK QA+ #2-0 ORTHOCORD RB-1 W/BIT- EO | 212854 | Standalone | DE0015207 | As per HSA registered indication(s)
Orthopaedics | Sports - Fixation | Soft tissue suture anchor | Suture anchor | DePuy Mitek | MICROFIX QA+#3/0 ORTHOCORD V-4W/BIT E-EO | 212859 | Standalone | DE0016563 | As per HSA registered indication(s)
Orthopaedics | Sports - Fixation | Soft tissue suture anchor | Suture anchor | Medos International SARL | HEALIX ADVANCE BR ANCHORS W/ PERMATAPE 4.5MM BLUE | 222359 | Standalone | DE0502924 | As per HSA registered indication(s)
Orthopaedics | Sports - Fixation | Soft tissue suture anchor | Suture anchor | Medos International SARL | HEALIX ADVANCE BR ANCHORS W/ PERMATAPE 4.5MM WHITE/BLUE | 222360 | Standalone | DE0502924 | As per HSA registered indication(s)
Orthopaedics | Sports - Fixation | Soft tissue suture anchor | Suture anchor | Medos International SARL | HEALIX ADVANCE BR ANCHORS W/ PERMATAPE 5.5MM BLUE | 222361 | Standalone | DE0502924 | As per HSA registered indication(s)
Orthopaedics | Sports - Fixation | Soft tissue suture anchor | Suture anchor | Medos International SARL | HEALIX ADVANCE BR ANCHORS W/PERMATPAE 5.5MM WHITE/BLUE | 222362 | Standalone | DE0502924 | As per HSA registered indication(s)
Orthopaedics | Sports - Fixation | Soft tissue suture anchor | Suture anchor | Medos International SARL | HEALIX ADVANCE BR ANCHORS W/PERMATAPE 6.5MM BLUE | 222376 | Standalone | DE0502924 | As per HSA registered indication(s)
Orthopaedics | Sports - Fixation | Soft tissue suture anchor | Suture anchor | Medos International SARL | HEALIX ADVANCE BR ANCHORS W/PERMATAPE 6.5MM WHITE/BLUE | 222377 | Standalone | DE0502924 | As per HSA registered indication(s)
Orthopaedics | Sports - Fixation | Soft tissue suture anchor | Suture anchor | Medos International SARL | HEALIX ADVANCE PEEK 4.5 ANCHORS W PERMATAPE BLUE | 222363 | Standalone | DE0503271 | As per HSA registered indication(s)
Orthopaedics | Sports - Fixation | Soft tissue suture anchor | Suture anchor | Medos International SARL | HEALIX ADVANCE PEEK 4.5 ANCHORS W PERMATAPE WHITE / BLUE | 222364 | Standalone | DE0503271 | As per HSA registered indication(s)
Orthopaedics | Sports - Fixation | Soft tissue suture anchor | Suture anchor | Medos International SARL | HEALIX ADVANCE PEEK 5.5ANCHORS W PERMATAPE BLUE | 222365 | Standalone | DE0503271 | As per HSA registered indication(s)
Orthopaedics | Sports - Fixation | Soft tissue suture anchor | Suture anchor | Medos International SARL | HEALIX ADVANCE PEEK 5.5ANCHORS W PERMATAPE WHITE / BLUE | 222366 | Standalone | DE0503271 | As per HSA registered indication(s)
Orthopaedics | Sports - Fixation | Soft tissue suture anchor | Suture anchor | Medos International SARL | HEALIX ADVANCE PEEK 6.5 ANCHORS W PERMATAPE BLUE | 222378 | Standalone | DE0503271 | As per HSA registered indication(s)
Orthopaedics | Sports - Fixation | Soft tissue suture anchor | Suture anchor | Medos International SARL | HEALIX ADVANCE PEEK 6.5 ANCHORS W PERMATAPE WHITE/ BLUE | 222379 | Standalone | DE0503271 | As per HSA registered indication(s)
Orthopaedics | Sports - Fixation | Soft tissue suture anchor | Suture anchor | Medos International SARL | 4.5 HEALIX ADVANCE BR W DYNACORD W NEEDLE | 222000 | Standalone | DE0503479 | As per HSA registered indication(s)
Orthopaedics | Sports - Fixation | Soft tissue suture anchor | Suture anchor | Medos International SARL | 4.5 HEALIX ADVANCE BR W DYNACORD | 222001 | Standalone | DE0503479 | As per HSA registered indication(s)
Orthopaedics | Sports - Fixation | Soft tissue suture anchor | Suture anchor | Medos International SARL | 4.5 HEALIX ADVANCE BR W DYNACORD 3S | 222002 | Standalone | DE0503479 | As per HSA registered indication(s)
Orthopaedics | Sports - Fixation | Soft tissue suture anchor | Suture anchor | Medos International SARL | 5.5 HEALIX ADVANCE BR W DYNACORD DS | 222004 | Standalone | DE0503479 | As per HSA registered indication(s)
Orthopaedics | Sports - Fixation | Soft tissue suture anchor | Suture anchor | Medos International SARL | 5.5 HEALIX ADVANCE BR W DYNACORD 3S | 222005 | Standalone | DE0503479 | As per HSA registered indication(s)
Orthopaedics | Sports - Fixation | Soft tissue suture anchor | Suture anchor | Medos International SARL | 5.5 HEALIX ADVANCE BR W DYNACORD W NEEDLES | 222006 | Standalone | DE0503479 | As per HSA registered indication(s)
Orthopaedics | Sports - Fixation | Soft tissue suture anchor | Suture anchor | Medos International SARL | 6.5 HEALIX ADVANCE BR W DYNACORD DS | 222011 | Standalone | DE0503479 | As per HSA registered indication(s)
Orthopaedics | Sports - Fixation | Soft tissue suture anchor | Suture anchor | Medos International SARL | 6.5 HEALIX ADVANCE BR W DYNACORD 3S | 222013 | Standalone | DE0503479 | As per HSA registered indication(s)
Orthopaedics | Sports - Fixation | Soft tissue suture anchor | Suture anchor | Medos International SARL | 6.5 HEALIX ADVANCE BR W DYNACORD W NEEDLES | 222015 | Standalone | DE0503479 | As per HSA registered indication(s)
Orthopaedics | Sports - Fixation | Soft tissue suture anchor | Suture anchor | Medos International SARL | 4.5 HEALIX ADVANCE PEEK W DYNACORD W NEEDLES | 222027 | Standalone | DE0503661 | As per HSA registered indication(s)
Orthopaedics | Sports - Fixation | Soft tissue suture anchor | Suture anchor | Medos International SARL | 4.5 HEALIX ADVANCE PEEK W DYNACORD SUTURE | 222028 | Standalone | DE0503661 | As per HSA registered indication(s)
Orthopaedics | Sports - Fixation | Soft tissue suture anchor | Suture anchor | Medos International SARL | 4.5 HEALIX ADVANCE PEEK W DYANCORD 3S | 222029 | Standalone | DE0503661 | As per HSA registered indication(s)
Orthopaedics | Sports - Fixation | Soft tissue suture anchor | Suture anchor | Medos International SARL | 5.5 HEALIX ADVANCE PEEK W DYNACORD DS | 222032 | Standalone | DE0503661 | As per HSA registered indication(s)
Orthopaedics | Sports - Fixation | Soft tissue suture anchor | Suture anchor | Medos International SARL | 5.5 HEALIX ADVANCE PEEK W DYNACORD 3S | 222033 | Standalone | DE0503661 | As per HSA registered indication(s)
Orthopaedics | Sports - Fixation | Soft tissue suture anchor | Suture anchor | Medos International SARL | 5.5 HEALIX ADVANCE PEEK W DYNACORD WITH NEEDLES | 222034 | Standalone | DE0503661 | As per HSA registered indication(s)
Orthopaedics | Sports - Fixation | Soft tissue suture anchor | Suture anchor | Medos International SARL | 6.5 HEALIX ADVANCE PEEK W DYNACORD DS | 222036 | Standalone | DE0503661 | As per HSA registered indication(s)
Orthopaedics | Sports - Fixation | Soft tissue suture anchor | Suture anchor | Medos International SARL | 6.5 HEALIX ADVANCE PEEK W DYNACORD 3S | 222037 | Standalone | DE0503661 | As per HSA registered indication(s)
Orthopaedics | Sports - Fixation | Soft tissue suture anchor | Suture anchor | Medos International SARL | 6.5 HEALIX ADVANCE PEEK W DYNACORD WITH NEEDLES | 222038 | Standalone | DE0503661 | As per HSA registered indication(s)
Orthopaedics | Sports - Fixation | Soft tissue suture anchor | Suture anchor | Smith and Nephew Inc. Endoscopy Division | SUTUREFIX Ultra S with 1 #2 ULTRABRAID (blue) | 72203852 | Standalone | DE0017622 | As per HSA registered indication(s)
Orthopaedics | Sports - Fixation | Soft tissue suture anchor | Suture anchor | Smith and Nephew Inc. Endoscopy Division | SUTUREFIX Ultra S with 1 #2 ULTRABRAID (blue/white) | 72203853 | Standalone | DE0017622 | As per HSA registered indication(s)
Orthopaedics | Sports - Fixation | Soft tissue suture anchor | Suture anchor | Smith and Nephew Inc. Endoscopy Division | SUTUREFIX Ultra S with 2 #1 ULTRABRAID (blue- blue/white) | 72203854 | Standalone | DE0017622 | As per HSA registered indication(s)
Orthopaedics | Sports - Fixation | Soft tissue suture anchor | Suture anchor | Smith and Nephew Inc. Endoscopy Division | MICRORAPTOR KNOTLESS RG | 72205020 | Standalone | DE0505186 | As per HSA registered indication(s)
Orthopaedics | Sports - Fixation | Soft tissue suture anchor | Suture anchor | Smith and Nephew Inc. Endoscopy Division | MICRORAPTOR KNOTLESS PK | 72205021 | Standalone | DE0505022 | As per HSA registered indication(s)
Orthopaedics | Sports - Fixation | Soft tissue suture anchor | Suture anchor | Smith and Nephew Inc. Endoscopy Division | MICRORAPTOR REGENESORB Suture Anchor with ONE ULTRABRAID #1 Suture (Blue) | 72204983 | Standalone | DE0504759 | As per HSA registered indication(s)
Orthopaedics | Sports - Fixation | Soft tissue suture anchor | Suture anchor | Smith and Nephew Inc. Endoscopy Division | MICRORAPTOR REGENESORB Suture Anchor with ONE ULTRABRAID #1 Suture (Blue COBRAID) | 72204984 | Standalone | DE0504759 | As per HSA registered indication(s)
Orthopaedics | Sports - Fixation | Soft tissue suture anchor | Suture anchor | Smith and Nephew Inc. Endoscopy Division | OSTEORAPTOR 2.3 W/ 1UB WHITE | 72201991 | Standalone | DE0006579 | As per HSA registered indication(s)
Orthopaedics | Sports - Fixation | Soft tissue suture anchor | Suture anchor | Smith and Nephew Inc. Endoscopy Division | OSTEORAPTOR 2.3 W/ 1 UB COBRAID BLACK | 72201992 | Standalone | DE0006579 | As per HSA registered indication(s)
Orthopaedics | Sports - Fixation | Soft tissue suture anchor | Suture anchor | Smith and Nephew Inc. Endoscopy Division | OSTEORAPTOR 2.3 W. UB COBRAID BLUE | 72201993 | Standalone | DE0006579 | As per HSA registered indication(s)
Orthopaedics | Sports - Fixation | Soft tissue suture anchor | Suture anchor | Smith and Nephew Inc. Endoscopy Division | OSTEORAPTOR CRVD 2.3 SA UB COBRD BLUE | 72203290 | Standalone | DE0016719 | As per HSA registered indication(s)
Orthopaedics | Sports - Fixation | Soft tissue suture anchor | Suture anchor | Smith and Nephew Inc. Endoscopy Division | OSTEORAPTOR CRVD 2.3 SA UB | 72203291 | Standalone | DE0016719 | As per HSA registered indication(s)
Orthopaedics | Sports - Fixation | Soft tissue suture anchor | Suture anchor | Smith and Nephew Inc. Endoscopy Division | OSTEORAPTOR 2.9 W/ 1 UB WHITE | 72202165 | Standalone | DE0006579 | As per HSA registered indication(s)
Orthopaedics | Sports - Fixation | Soft tissue suture anchor | Suture anchor | Smith and Nephew Inc. Endoscopy Division | OSTEORAPTOR 2.9 W/ 1 UB COBRAID BLUE | 72201994 | Standalone | DE0006579 | As per HSA registered indication(s)
Orthopaedics | Sports - Fixation | Soft tissue suture anchor | Suture anchor | Smith and Nephew Inc. Endoscopy Division | OSTEORAPTOR 2.9 W/ 2 UB WHITE / BLUE | 72201995 | Standalone | DE0006579 | As per HSA registered indication(s)
Orthopaedics | Sports - Fixation | Soft tissue suture anchor | Suture anchor | Smith and Nephew Inc. Endoscopy Division | OSTEORAPTOR 2.9 W. 2 UB WHITE / BLACK | 72201996 | Standalone | DE0006579 | As per HSA registered indication(s)
Orthopaedics | Sports - Fixation | Soft tissue suture anchor | Suture anchor | Smith and Nephew Inc. Endoscopy Division | BIORPTR 2.3 PK SUTR ANCR,ONE 38 C/B BK | 72201704 | Standalone | DE0019517 | As per HSA registered indication(s)
Orthopaedics | Sports - Fixation | Soft tissue suture anchor | Suture anchor | Smith and Nephew Inc. Endoscopy Division | BIRPTR 2.3 PK SUTURE ANCHOR W/ ULTRAB | 72201541 | Standalone | DE0019516 | As per HSA registered indication(s)
Orthopaedics | Sports - Fixation | Soft tissue suture anchor | Suture anchor | Smith and Nephew Inc. Endoscopy Division | BIORAPTOR, KNOTLESS SUTURE ANCHOR | 72202403 | Standalone | DE0012219 | As per HSA registered indication(s)
Orthopaedics | Sports - Fixation | Soft tissue suture anchor | Suture anchor | Smith and Nephew Inc. Endoscopy Division | BIRAPTR 2.9 AB SUTR ANCR,TWO 38 U/B | 72201702 | Standalone | DE0003679 | As per HSA registered indication(s)
Orthopaedics | Sports - Fixation | Soft tissue suture anchor | Suture anchor | Smith and Nephew Inc. Endoscopy Division | RAPTORMITE 3.0 PK W/NDL, 2 #0 ULTRABRA | 72201806 | Standalone | DE0501260 | As per HSA registered indication(s)
Orthopaedics | Sports - Fixation | Soft tissue suture anchor | Suture anchor | Smith and Nephew Inc. Endoscopy Division | RAPTORMITE 3.7 AB W/NDL,2#0 ULTRABRAID | 72201805 | Standalone | DE0500844 | As per HSA registered indication(s)
Orthopaedics | Sports - Fixation | Soft tissue suture anchor | Suture anchor | Smith and Nephew Inc. Endoscopy Division | TWNFX TI 3.5 STR ANCHR W/2 ULTRB STR N | 7210707 | Standalone | DE0001128 | As per HSA registered indication(s)
Orthopaedics | Sports - Fixation | Soft tissue suture anchor | Suture anchor | Smith and Nephew Inc. Endoscopy Division | TWNFX TI 5.0 STR ANCHR W/2 ULTRB STR N | 7210708 | Standalone | DE0001128 | As per HSA registered indication(s)
Orthopaedics | Sports - Fixation | Soft tissue suture anchor | Suture anchor | Smith and Nephew Inc. Endoscopy Division | TF ULTRA, 2 UBRAID AND NDLS, 4.5MM PK | 72202611 | Standalone | DE0016021 | As per HSA registered indication(s)
Orthopaedics | Sports - Fixation | Soft tissue suture anchor | Suture anchor | Smith and Nephew Inc. Endoscopy Division | TF ULTRA, 2 UBRAID AND NDLS, 5.5MM PK | 72202615 | Standalone | DE0016021 | As per HSA registered indication(s)
Orthopaedics | Sports - Fixation | Soft tissue suture anchor | Suture anchor | Smith and Nephew Inc. Endoscopy Division | TF ULTRA, 2 UBRAID AND NDLS, 6.5MM PK | 72202619 | Standalone | DE0016021 | As per HSA registered indication(s)
Orthopaedics | Sports - Fixation | Soft tissue suture anchor | Suture anchor | Smith and Nephew Inc. Endoscopy Division | TF ULTRA, 2 UB AND NDLS, 4.5MM PLLA/HA | 72202612 | Standalone | DE0016686 | As per HSA registered indication(s)
Orthopaedics | Sports - Fixation | Soft tissue suture anchor | Suture anchor | Smith and Nephew Inc. Endoscopy Division | TF ULTRA, 2 UB AND NDLS, 5.5MM PLLA/HA | 72202616 | Standalone | DE0016686 | As per HSA registered indication(s)
Orthopaedics | Sports - Fixation | Soft tissue suture anchor | Suture anchor | Smith and Nephew Inc. Endoscopy Division | TWINFIX ULTRA PK 4.5MM W/2 UB-BL andBLK | 72202623 | Standalone | DE0011977 | As per HSA registered indication(s)
Orthopaedics | Sports - Fixation | Soft tissue suture anchor | Suture anchor | Smith and Nephew Inc. Endoscopy Division | TWINFIX ULTRA PK 4.5MM W/2 UB -WHT andBL | 72202595 | Standalone | DE0011977 | As per HSA registered indication(s)
Orthopaedics | Sports - Fixation | Soft tissue suture anchor | Suture anchor | Smith and Nephew Inc. Endoscopy Division | TWINFIX ULTRA PK 5.5MM W/2 UB-WHT and BL | 72202599 | Standalone | DE0011977 | As per HSA registered indication(s)
Orthopaedics | Sports - Fixation | Soft tissue suture anchor | Suture anchor | Smith and Nephew Inc. Endoscopy Division | TWINFIX ULTRA PK 5.5MM W/3UB-WHT,BL andBLK | 72202600 | Standalone | DE0011977 | As per HSA registered indication(s)
Orthopaedics | Sports - Fixation | Soft tissue suture anchor | Suture anchor | Smith and Nephew Inc. Endoscopy Division | TWINFIX ULTRA PK 5.5MM W/ 2 UB-BL andBLK | 72202625 | Standalone | DE0011977 | As per HSA registered indication(s)
Orthopaedics | Sports - Fixation | Soft tissue suture anchor | Suture anchor | Smith and Nephew Inc. Endoscopy Division | TWINFIX ULTRA PK 6.5MM W/ 2 UB-WHTandBL | 72202605 | Standalone | DE0011977 | As per HSA registered indication(s)
Orthopaedics | Sports - Fixation | Soft tissue suture anchor | Suture anchor | Smith and Nephew Inc. Endoscopy Division | TWINFIX ULTRA PK 6.5MM W/3 UB-WHT,BLandBLK | 72202606 | Standalone | DE0011977 | As per HSA registered indication(s)
Orthopaedics | Sports - Fixation | Soft tissue suture anchor | Suture anchor | Smith and Nephew Inc. Endoscopy Division | TWINFIX ULTRA PK 6.5MM W/ 2 UB-BL and BLK | 72202630 | Standalone | DE0011977 | As per HSA registered indication(s)
Orthopaedics | Sports - Fixation | Soft tissue suture anchor | Suture anchor | Smith and Nephew Inc. Endoscopy Division | TWINFIX ULTRA 4.5MM W/2 UB (BLK andBLUE) | 72202894 | Standalone | DE0011565 | As per HSA registered indication(s)
Orthopaedics | Sports - Fixation | Soft tissue suture anchor | Suture anchor | Smith and Nephew Inc. Endoscopy Division | TWINFIX ULTRA 5.5MM PLLA/HA 2 UBWHT/BL | 72202602 | Standalone | DE0011815 | As per HSA registered indication(s)
Orthopaedics | Sports - Fixation | Soft tissue suture anchor | Suture anchor | Smith and Nephew Inc. Endoscopy Division | TWINFIX ULTRA PLLA/HA 5.5 W/3 UB | 72202603 | Standalone | DE0011815 | As per HSA registered indication(s)
Orthopaedics | Sports - Fixation | Soft tissue suture anchor | Suture anchor | Smith and Nephew Inc. Endoscopy Division | TWINFIX ULTRA PLLA/HA 6.5 W/3 UB | 72202610 | Standalone | DE0011815 | As per HSA registered indication(s)
Orthopaedics | Sports - Fixation | Soft tissue suture anchor | Suture anchor | Smith and Nephew Inc. Endoscopy Division | TWINFIX ULTRA 6.5MM PLLA/HA 2 UBWHT/BL | 72202608 | Standalone | DE0011815 | As per HSA registered indication(s)
Orthopaedics | Sports - Fixation | Soft tissue suture anchor | Suture anchor | Smith and Nephew Inc. Endoscopy Division | TWINFIX ULTRA 5.5MM W/2 UB (BLK and BLUE) | 72202896 | Standalone | DE0011565 | As per HSA registered indication(s)
Orthopaedics | Sports - Fixation | Soft tissue suture anchor | Suture anchor | Smith and Nephew Inc. Endoscopy Division | TWINFIX ULTRA 5.5MM W/2 UB (WHT and BLUE) | 72202895 | Standalone | DE0011565 | As per HSA registered indication(s)
Orthopaedics | Sports - Fixation | Soft tissue suture anchor | Suture anchor | Smith and Nephew Inc. Endoscopy Division | TWINFIX ULTRA 5.5MM W/3 UB | 72202897 | Standalone | DE0011565 | As per HSA registered indication(s)
Orthopaedics | Sports - Fixation | Soft tissue suture anchor | Suture anchor | Smith and Nephew Inc. Endoscopy Division | TWINFIX ULTRA 6.5MM W/2 UB (BLK and BLUE) | 72202899 | Standalone | DE0011565 | As per HSA registered indication(s)
Orthopaedics | Sports - Fixation | Soft tissue suture anchor | Suture anchor | Smith and Nephew Inc. Endoscopy Division | TWINFIX ULTRA 6.5MM W/2 UB (WHT and BLUE) | 72202898 | Standalone | DE0011565 | As per HSA registered indication(s)
Orthopaedics | Sports - Fixation | Soft tissue suture anchor | Suture anchor | Smith and Nephew Inc. Endoscopy Division | TWINFIX ULTRA 6.5MM W/3 UB | 72202900 | Standalone | DE0011565 | As per HSA registered indication(s)
Orthopaedics | Sports - Fixation | Soft tissue suture anchor | Suture anchor | Smith and Nephew Inc. Endoscopy Division | TWINFIX ULTRA HA 4.5 W/2 UB BLUE and BLK | 72202624 | Standalone | DE0011815 | As per HSA registered indication(s)
Orthopaedics | Sports - Fixation | Soft tissue suture anchor | Suture anchor | Smith and Nephew Inc. Endoscopy Division | TWINFIX ULTRA HA 5.5 W/2 UB BLUE and BLK | 72202626 | Standalone | DE0011815 | As per HSA registered indication(s)
Orthopaedics | Sports - Fixation | Soft tissue suture anchor | Suture anchor | Smith and Nephew Inc. Endoscopy Division | TWINFIX ULTRA TI 4.5 W/2 UB (WH and BLUE) | 72202893 | Standalone | DE0011565 | As per HSA registered indication(s)
Orthopaedics | Sports - Fixation | Soft tissue suture anchor | Suture anchor | Smith and Nephew Inc. Endoscopy Division | TWINFIX ULTRABRAID TI 2.8 W/O NEEDLE | 72200750 | Standalone | DE0001128 | As per HSA registered indication(s)
Orthopaedics | Sports - Fixation | Soft tissue suture anchor | Suture anchor | Smith and Nephew Inc. Endoscopy Division | TWINFIX ULTRABRAID TI 3.5 W/O NEEDLE | 72200752 | Standalone | DE0001128 | As per HSA registered indication(s)
Orthopaedics | Sports - Fixation | Soft tissue suture anchor | Suture anchor | Smith and Nephew Inc. Endoscopy Division | TWINFIX ULTRABRAID TI 5.0 WO NEEDLE | 72200755 | Standalone | DE0001128 | As per HSA registered indication(s)
Orthopaedics | Sports - Fixation | Soft tissue suture anchor | Suture anchor | Smith and Nephew Inc. Endoscopy Division | HEALICOIL SA PK 4.5MM W/2 UB-BL, CBRD BL | 72203378 | Standalone | DE0013773 | As per HSA registered indication(s)
Orthopaedics | Sports - Fixation | Soft tissue suture anchor | Suture anchor | Smith and Nephew Inc. Endoscopy Division | HEALICOIL SA PK 5.5mm W/2 UB-BL, CBRD BL | 72203379 | Standalone | DE0013773 | As per HSA registered indication(s)
Orthopaedics | Sports - Fixation | Soft tissue suture anchor | Suture anchor | Smith and Nephew Inc. Endoscopy Division | HEALICOIL SA PK 5.5mm W/3 UB-BL, CBBL,LT | 72203380 | Standalone | DE0013773 | As per HSA registered indication(s)
Orthopaedics | Sports - Fixation | Soft tissue suture anchor | Suture anchor | Smith and Nephew Inc. Endoscopy Division | HEALICOIL PK 4.5 mm Suture Anchor with oneULTRATAPE Suture (Blue) | 72203981 | Standalone | DE0013773 | As per HSA registered indication(s)
Orthopaedics | Sports - Fixation | Soft tissue suture anchor | Suture anchor | Smith and Nephew Inc. Endoscopy Division | HEALICOIL PK 4.5 mm Suture Anchor with oneULTRATAPE Suture (Cobraid Blue) | 72203982 | Standalone | DE0013773 | As per HSA registered indication(s)
Orthopaedics | Sports - Fixation | Soft tissue suture anchor | Suture anchor | Smith and Nephew Inc. Endoscopy Division | HEALICOIL PK 5.5 mm Suture Anchor with one ULTRATAPE Suture (Blue) and one ULTRABRAID (#2) Suture (Cobraid Black) | 72203983 | Standalone | DE0013773 | As per HSA registered indication(s)
Orthopaedics | Sports - Fixation | Soft tissue suture anchor | Suture anchor | Smith and Nephew Inc. Endoscopy Division | HEALICOIL PK 5.5 mm Suture Anchor with one ULTRATAPE Suture (Cobraid Blue) and one ULTRABRAID (#2) Suture (Blue) | 72203984 | Standalone | DE0013773 | As per HSA registered indication(s)
Orthopaedics | Sports - Fixation | Soft tissue suture anchor | Suture anchor | Smith and Nephew Inc. Endoscopy Division | HEALICOILo REGENESORB, 4.75mm Suture Anchor with TWO ULTRABRAIDo (#2) Sutures (Blue/Cobraid Blue) | 72203704 | Standalone | DE0017358 | As per HSA registered indication(s)
Orthopaedics | Sports - Fixation | Soft tissue suture anchor | Suture anchor | Smith and Nephew Inc. Endoscopy Division | HEALICOIL REGENESORB 4.75mm Suture Anchor with one ULTRATAPE Suture (Blue) and one #2 ULTRABRAID Suture | 72203705 | Standalone | DE0018689 | As per HSA registered indication(s)
Orthopaedics | Sports - Fixation | Soft tissue suture anchor | Suture anchor | Smith and Nephew Inc. Endoscopy Division | HEALICOILo REGENESORB, 5.5mm Suture Anchor with TWO ULTRABRAIDo (#2) Sutures (Blue/Cobraid Blue) | 72203706 | Standalone | DE0017358 | As per HSA registered indication(s)
Orthopaedics | Sports - Fixation | Soft tissue suture anchor | Suture anchor | Smith and Nephew Inc. Endoscopy Division | HEALICOILo REGENESORB, 5.5mm Suture Anchor with THREE ULTRABRAIDo (#2) Sutures (Blue/Cobraid Blue/Cobraid Black) | 72203707 | Standalone | DE0017358 | As per HSA registered indication(s)
Orthopaedics | Sports - Fixation | Soft tissue suture anchor | Suture anchor | Smith and Nephew Inc. Endoscopy Division | HEALICOIL REGENESORB 5.5mm Suture Anchor with one ULTRATAPE Suture (Blue) and one #2 ULTRABRAID Suture | 72203708 | Standalone | DE0018689 | As per HSA registered indication(s)
Orthopaedics | Sports - Fixation | Soft tissue suture anchor | Suture anchor | Smith and Nephew Inc. Endoscopy Division | HEALICOIL REGENESORB 4.75mm Suture Anchor with one ULTRATAPE Suture (Cobraid Blue) and one #2 ULTRABRAID Suture | 72203697 | Standalone | DE0018689 | As per HSA registered indication(s)
Orthopaedics | Sports - Fixation | Soft tissue suture anchor | Suture anchor | Smith and Nephew Inc. Endoscopy Division | FOOTPRINT ULTRA PK SUTURE ANCHOR, 4.5 | 72202901 | Standalone | DE0011592 | As per HSA registered indication(s)
Orthopaedics | Sports - Fixation | Soft tissue suture anchor | Suture anchor | Smith and Nephew Inc. Endoscopy Division | FOOTPRINT ULTRA PK SUTURE ANCHOR, 5.5 | 72202902 | Standalone | DE0011592 | As per HSA registered indication(s)
Orthopaedics | Sports - Fixation | Soft tissue suture anchor | Suture anchor | Smith and Nephew Inc. Endoscopy Division | MNITAC 2.0 TI W/NDL 22-0 ULTRABRAID | 72202019 | Standalone | DE0011375 | As per HSA registered indication(s)
Orthopaedics | Sports - Fixation | Soft tissue suture anchor | Suture anchor | Smith and Nephew Inc. Endoscopy Division | MINITACTI 2.0 HS STR ANCHR 2 DRBRD NDL | 7210303 | Standalone | DE0011375 | As per HSA registered indication(s)
Orthopaedics | Sports - Fixation | Soft tissue suture anchor | Suture anchor | Smith and Nephew Inc. Endoscopy Division | TWNFX T1 2.8HS SUTR ANCHR | 7210301 | Standalone | DE0001128 | As per HSA registered indication(s)
Orthopaedics | Sports - Fixation | Soft tissue suture anchor | Suture anchor | Smith and Nephew Inc. Endoscopy Division | TWINFIX 2.8 TI W/NDL 22-0 ULTRABRAID | 72202067 | Standalone | DE0001128 | As per HSA registered indication(s)
Orthopaedics | Sports - Fixation | Soft tissue suture anchor | Suture anchor | Smith and Nephew Inc. Endoscopy Division | SPYROMITE 2.0 PK W/1 2-0 ULTRABRAID WH | 72201882 | Standalone | DE0019274 | As per HSA registered indication(s)
Orthopaedics | Sports - Fixation | Soft tissue suture anchor | Suture anchor | Smith and Nephew Inc. Endoscopy Division | DYNOMITE 2.0 PK W/NDL 12-0 ULTRABRAID | 72201881 | Standalone | DE0018900 | As per HSA registered indication(s)
Orthopaedics | Sports - Fixation | Soft tissue suture anchor | Suture anchor | Smith and Nephew Inc. Endoscopy Division | FOOTPRINT Ultra PK Suture Anchor, 4.5 mm, S | 72203783 | Standalone | DE0505467 | As per HSA registered indication(s)
Orthopaedics | Sports - Fixation | Soft tissue suture anchor | Suture anchor | Smith and Nephew Inc. Endoscopy Division | FOOTPRINT Ultra PK Suture Anchor, 5.5 mm, SL | 72203776 | Standalone | DE0505467 | As per HSA registered indication(s)
Orthopaedics | Sports - Fixation | Soft tissue suture anchor | Suture anchor | Smith and Nephew Inc. Endoscopy Division | TWINFIX ULTRA HA 6.5 W/2 UB (BLUE and BLK) | 72202631 | Standalone | DE0011815 | As per HSA registered indication(s)
Orthopaedics | Sports - Fixation | Soft tissue suture anchor | Suture anchor | Smith and Nephew Inc. Endoscopy Division | SPEEDLOCK HIP Knotless Fixation Device, Case (6/Each) | 23-2001 | Standalone | DE0505488 | As per HSA registered indication(s)
Orthopaedics | Sports - Fixation | Soft tissue screw | Interference screw | Arthrex Inc. | BIO-INTERF SCRW W/DISP SHTH | AR-1360B | Standalone | DE0004385 | As per HSA registered indication(s)
Orthopaedics | Sports - Fixation | Soft tissue screw | Interference screw | Arthrex Inc. | BIO-INTERFERENCE SCREW | AR-1370B | Standalone | DE0004385 | As per HSA registered indication(s)
Orthopaedics | Sports - Fixation | Soft tissue screw | Interference screw | Arthrex Inc. | BIO-INTERF SCRW,FULL THD 7X 28MM | AR-1370TB | Standalone | DE0004385 | As per HSA registered indication(s)
Orthopaedics | Sports - Fixation | Soft tissue screw | Interference screw | Arthrex Inc. | BIO-INTERFERENCE SCREW | AR-1380B | Standalone | DE0004385 | As per HSA registered indication(s)
Orthopaedics | Sports - Fixation | Soft tissue screw | Interference screw | Arthrex Inc. | BIO-INTERFERENCE SCREW, FULL THREAD | AR-1380TB | Standalone | DE0004385 | As per HSA registered indication(s)
Orthopaedics | Sports - Fixation | Soft tissue screw | Interference screw | Arthrex Inc. | BIO-INTERFERENCE SCREW | AR-1390B | Standalone | DE0004385 | As per HSA registered indication(s)
Orthopaedics | Sports - Fixation | Soft tissue screw | Interference screw | Arthrex Inc. | BIO-INTERFERENCE SCREW, FULL THREAD | AR-1390TB | Standalone | DE0004385 | As per HSA registered indication(s)
Orthopaedics | Sports - Fixation | Soft tissue screw | Interference screw | Arthrex Inc. | BIO-INTERFERENCE SCREW | AR-1400B | Standalone | DE0004385 | As per HSA registered indication(s)
Orthopaedics | Sports - Fixation | Soft tissue screw | Interference screw | Arthrex Inc. | BIO-INTERFERENCE SCREW, FULL THREAD | AR-1400TB | Standalone | DE0004385 | As per HSA registered indication(s)
Orthopaedics | Sports - Fixation | Soft tissue screw | Interference screw | Arthrex Inc. | BIO-INTERFERENCE SCREW, FULL THREAD | AR-1403TB | Standalone | DE0004385 | As per HSA registered indication(s)
Orthopaedics | Sports - Fixation | Soft tissue screw | Interference screw | Biomet Sports Medicine | GT 7X20MM F/TH Interference Screw | 905600 | Standalone | DE0501563 | As per HSA registered indication(s)
Orthopaedics | Sports - Fixation | Soft tissue screw | Interference screw | Biomet Sports Medicine | GT 7X25MM F/TH Interference Screw | 905601 | Standalone | DE0501563 | As per HSA registered indication(s)
Orthopaedics | Sports - Fixation | Soft tissue screw | Interference screw | Biomet Sports Medicine | GT 7X30MM F/TH Interference Screw | 905602 | Standalone | DE0501563 | As per HSA registered indication(s)
Orthopaedics | Sports - Fixation | Soft tissue screw | Interference screw | Biomet Sports Medicine | GT 8X20MM F/TH Interference Screw | 905603 | Standalone | DE0501563 | As per HSA registered indication(s)
Orthopaedics | Sports - Fixation | Soft tissue screw | Interference screw | Biomet Sports Medicine | GT 8X25MM F/TH Interference Screw | 905604 | Standalone | DE0501563 | As per HSA registered indication(s)
Orthopaedics | Sports - Fixation | Soft tissue screw | Interference screw | Biomet Sports Medicine | GT 8X30MM F/TH Interference Screw | 905605 | Standalone | DE0501563 | As per HSA registered indication(s)
Orthopaedics | Sports - Fixation | Soft tissue screw | Interference screw | Biomet Sports Medicine | GT 9X20MM F/TH Interference Screw | 905606 | Standalone | DE0501563 | As per HSA registered indication(s)
Orthopaedics | Sports - Fixation | Soft tissue screw | Interference screw | Biomet Sports Medicine | GT 9X25MM F/TH Interference Screw | 905607 | Standalone | DE0501563 | As per HSA registered indication(s)
Orthopaedics | Sports - Fixation | Soft tissue screw | Interference screw | Biomet Sports Medicine | GT 9X30MM F/TH Interference Screw | 905608 | Standalone | DE0501563 | As per HSA registered indication(s)
Orthopaedics | Sports - Fixation | Soft tissue screw | Interference screw | Biomet Sports Medicine | GT 9X35MM F/TH Interference Screw | 905627 | Standalone | DE0501563 | As per HSA registered indication(s)
Orthopaedics | Sports - Fixation | Soft tissue screw | Interference screw | Biomet Sports Medicine | GT 10X20MM F/TH Interference Screw | 905609 | Standalone | DE0501563 | As per HSA registered indication(s)
Orthopaedics | Sports - Fixation | Soft tissue screw | Interference screw | Biomet Sports Medicine | GT 10X25MM F/TH Interference Screw | 905628 | Standalone | DE0501563 | As per HSA registered indication(s)
Orthopaedics | Sports - Fixation | Soft tissue screw | Interference screw | Biomet Sports Medicine | GT 10X30MM F/TH Interference Screw | 905629 | Standalone | DE0501563 | As per HSA registered indication(s)
Orthopaedics | Sports - Fixation | Soft tissue screw | Interference screw | Biomet Sports Medicine | GT 10X35MM F/TH Interference Screw | 905630 | Standalone | DE0501563 | As per HSA registered indication(s)
Orthopaedics | Sports - Fixation | Soft tissue screw | Interference screw | Biomet Sports Medicine | GT 11X25MM REV Interference Screw | 905623 | Standalone | DE0501563 | As per HSA registered indication(s)
Orthopaedics | Sports - Fixation | Soft tissue screw | Interference screw | Biomet Sports Medicine | GT 12X25MM REV Interference Screw | 905626 | Standalone | DE0501563 | As per HSA registered indication(s)
Orthopaedics | Sports - Fixation | Soft tissue screw | Interference screw | CONMED CORPORATION | BIOSCREW 7MM X 20MM BIOABSORBABLE FEMORAL INTERFERENCE SCREW | C8030 | Standalone | DE0007303 | As per HSA registered indication(s)
Orthopaedics | Sports - Fixation | Soft tissue screw | Interference screw | CONMED CORPORATION | BIOSCREW 7MM X 25MM BIOABSORBABLE FEMORAL INTERFERENCE SCREW | C8031 | Standalone | DE0007303 | As per HSA registered indication(s)
Orthopaedics | Sports - Fixation | Soft tissue screw | Interference screw | CONMED CORPORATION | BIOSCREW 7MM X 30MM BIOABSORBABLE FEMORAL INTERFERENCE SCREW | C8032 | Standalone | DE0007303 | As per HSA registered indication(s)
Orthopaedics | Sports - Fixation | Soft tissue screw | Interference screw | CONMED CORPORATION | BIOSCREW 8MM X 20MM BIOABSORBABLE FEMORAL INTERFERENCE SCREW | C8037 | Standalone | DE0007303 | As per HSA registered indication(s)
Orthopaedics | Sports - Fixation | Soft tissue screw | Interference screw | CONMED CORPORATION | BIOSCREW 8MM X 25MM BIOABSORBABLE FEMORAL INTERFERENCE SCREW | C8038 | Standalone | DE0007303 | As per HSA registered indication(s)
Orthopaedics | Sports - Fixation | Soft tissue screw | Interference screw | CONMED CORPORATION | BIOSCREW 8MM X 30MM BIOABSORBABLE FEMORAL INTERFERENCE SCREW | C8039 | Standalone | DE0007303 | As per HSA registered indication(s)
Orthopaedics | Sports - Fixation | Soft tissue screw | Interference screw | CONMED CORPORATION | BIOSCREW 9MM X 20MM BIOABSORBABLE FEMORAL INTERFERENCE SCREW | C8033 | Standalone | DE0007303 | As per HSA registered indication(s)
Orthopaedics | Sports - Fixation | Soft tissue screw | Interference screw | CONMED CORPORATION | BIOSCREW 9MM X 25MM BIOABSORBABLE FEMORAL INTERFERENCE SCREW | C8034 | Standalone | DE0007303 | As per HSA registered indication(s)
Orthopaedics | Sports - Fixation | Soft tissue screw | Interference screw | CONMED CORPORATION | BIOSCREW 9MM X 30MM BIOABSORBABLE FEMORAL INTERFERENCE SCREW | C8035 | Standalone | DE0007303 | As per HSA registered indication(s)
Orthopaedics | Sports - Fixation | Soft tissue screw | Interference screw | CONMED CORPORATION | BIOSCREW 7MM X 20MM BIOABSORBABLE INTERFERENCE SCREW | C8010 | Standalone | DE0007301 | As per HSA registered indication(s)
Orthopaedics | Sports - Fixation | Soft tissue screw | Interference screw | CONMED CORPORATION | BIOSCREW 7MM X 25MM BIOABSORBABLE INTERFERENCE SCREW | C8011 | Standalone | DE0007301 | As per HSA registered indication(s)
Orthopaedics | Sports - Fixation | Soft tissue screw | Interference screw | CONMED CORPORATION | BIOSCREW 7MM X 30MM BIOABSORBABLE INTERFERENCE SCREW | C8012 | Standalone | DE0007301 | As per HSA registered indication(s)
Orthopaedics | Sports - Fixation | Soft tissue screw | Interference screw | CONMED CORPORATION | BIOSCREW 8MM X 20MM BIOABSORBABLE INTERFERENCE SCREW | C8017 | Standalone | DE0007301 | As per HSA registered indication(s)
Orthopaedics | Sports - Fixation | Soft tissue screw | Interference screw | CONMED CORPORATION | BIOSCREW 8MM X 25MM BIOABSORBABLE INTERFERENCE SCREW | C8018 | Standalone | DE0007301 | As per HSA registered indication(s)
Orthopaedics | Sports - Fixation | Soft tissue screw | Interference screw | CONMED CORPORATION | BIOSCREW 8MM X 30MM BIOABSORBABLE INTERFERENCE SCREW | C8019 | Standalone | DE0007301 | As per HSA registered indication(s)
Orthopaedics | Sports - Fixation | Soft tissue screw | Interference screw | CONMED CORPORATION | BIOSCREW 9MM X 20MM BIOABSORBABLE INTERFERENCE SCREW | C8013 | Standalone | DE0007301 | As per HSA registered indication(s)
Orthopaedics | Sports - Fixation | Soft tissue screw | Interference screw | CONMED CORPORATION | BIOSCREW 9MM X 25MM BIOABSORBABLE INTERFERENCE SCREW | C8014 | Standalone | DE0007301 | As per HSA registered indication(s)
Orthopaedics | Sports - Fixation | Soft tissue screw | Interference screw | CONMED CORPORATION | BIOSCREW 9MM X 30MM BIOABSORBABLE INTERFERENCE SCREW | C8015 | Standalone | DE0007301 | As per HSA registered indication(s)
Orthopaedics | Sports - Fixation | Soft tissue screw | Interference screw | CONMED CORPORATION | BIOSCREW 10MM X 25MM BIOABSORBABLE INTERFERENCE SCREW | C8022 | Standalone | DE0007301 | As per HSA registered indication(s)
Orthopaedics | Sports - Fixation | Soft tissue screw | Interference screw | CONMED CORPORATION | BIOSCREW 10MM X 30MM BIOABSORBABLE INTERFERENCE SCREW | C8023 | Standalone | DE0007301 | As per HSA registered indication(s)
Orthopaedics | Sports - Fixation | Soft tissue screw | Interference screw | CONMED CORPORATION | BIOSCREW 11MM X 25MM BIOABSORBABLE INTERFERENCE SCREW | C8024 | Standalone | DE0007301 | As per HSA registered indication(s)
Orthopaedics | Sports - Fixation | Soft tissue screw | Interference screw | CONMED CORPORATION | BIOSCREW 11MM X 30MM BIOABSORBABLE INTERFERENCE SCREW | C8025 | Standalone | DE0007301 | As per HSA registered indication(s)
Orthopaedics | Sports - Fixation | Soft tissue screw | Interference screw | CONMED CORPORATION | BIOSCREW XTRALOK 8 X 35MM - VIOLET BIOABSORBABLE INTERFERENCE SCREW VIOLET | C8044 | Standalone | DE0007301 | As per HSA registered indication(s)
Orthopaedics | Sports - Fixation | Soft tissue screw | Interference screw | CONMED CORPORATION | BIOSCREW XTRALOK 9MM X 35MM - VIOLET BIOABSORBABLE INTERFERENCE SCREW VIOLET | C8027 | Standalone | DE0007301 | As per HSA registered indication(s)
Orthopaedics | Sports - Fixation | Soft tissue screw | Interference screw | CONMED CORPORATION | BIOSCREW XTRALOK 10MM X 35MM - VIOLET BIOABSORBABLE INTERFERENCE SCREW VIOLET | C8028 | Standalone | DE0007301 | As per HSA registered indication(s)
Orthopaedics | Sports - Fixation | Soft tissue screw | Interference screw | CONMED CORPORATION | BIOSCREW XTRALOK 11MM X 35MM - VIOLET BIOABSORBABLE INTERFERENCE SCREW VIOLET | C8029 | Standalone | DE0007301 | As per HSA registered indication(s)
Orthopaedics | Sports - Fixation | Soft tissue screw | Interference screw | CONMED CORPORATION | BIOSCREW XTRALOK 8 X 40MM - VIOLET BIOABSORBABLE INTERFERENCE SCREW VIOLET | C8043 | Standalone | DE0007301 | As per HSA registered indication(s)
Orthopaedics | Sports - Fixation | Soft tissue screw | Interference screw | CONMED CORPORATION | BIOSCREW XTRALOK 9MM X 40MM - VIOLET BIOABSORBABLE INTERFERENCE SCREW VIOLET | C8040 | Standalone | DE0007301 | As per HSA registered indication(s)
Orthopaedics | Sports - Fixation | Soft tissue screw | Interference screw | CONMED CORPORATION | BIOSCREW XTRALOK 10MM X 40MM - VIOLET BIOABSORBABLE INTERFERENCE SCREW VIOLET | C8041 | Standalone | DE0007301 | As per HSA registered indication(s)
Orthopaedics | Sports - Fixation | Soft tissue screw | Interference screw | CONMED CORPORATION | BIOSCREW XTRALOK 11MM X 40MM - VIOLET BIOABSORBABLE INTERFERENCE SCREW VIOLET | C8042 | Standalone | DE0007301 | As per HSA registered indication(s)
Orthopaedics | Sports - Fixation | Soft tissue screw | Interference screw | DePuy Mitek | MILAGRO INTSCR 7X23MM EA | 231800 | Standalone | DE0004705 | As per HSA registered indication(s)
Orthopaedics | Sports - Fixation | Soft tissue screw | Interference screw | DePuy Mitek | MILAGRO INTSCR 5X23MM EA | 231803 | Standalone | DE0004705 | As per HSA registered indication(s)
Orthopaedics | Sports - Fixation | Soft tissue screw | Interference screw | DePuy Mitek | MILAGRO INTSCR 5X30MM EA | 231804 | Standalone | DE0004705 | As per HSA registered indication(s)
Orthopaedics | Sports - Fixation | Soft tissue screw | Interference screw | DePuy Mitek | MILAGRO INTSCR 7X30MM EA | 231805 | Standalone | DE0004705 | As per HSA registered indication(s)
Orthopaedics | Sports - Fixation | Soft tissue screw | Interference screw | DePuy Mitek | MILAGRO INTSCR 6X23MM EA | 231807 | Standalone | DE0004705 | As per HSA registered indication(s)
Orthopaedics | Sports - Fixation | Soft tissue screw | Interference screw | DePuy Mitek | MILAGRO INTSCR 6X30MM EA | 231809 | Standalone | DE0004705 | As per HSA registered indication(s)
Orthopaedics | Sports - Fixation | Soft tissue screw | Interference screw | DePuy Mitek | MILAGRO INTSCR8X23MM EA | 231810 | Standalone | DE0004705 | As per HSA registered indication(s)
Orthopaedics | Sports - Fixation | Soft tissue screw | Interference screw | DePuy Mitek | MILAGRO INTSCR 7X15MM EA | 231811 | Standalone | DE0004705 | As per HSA registered indication(s)
Orthopaedics | Sports - Fixation | Soft tissue screw | Interference screw | DePuy Mitek | MILAGRO INTSCR 8X15MM EA | 231812 | Standalone | DE0004705 | As per HSA registered indication(s)
Orthopaedics | Sports - Fixation | Soft tissue screw | Interference screw | DePuy Mitek | MILAGRO INTSCR 6X12MM EA | 231813 | Standalone | DE0004705 | As per HSA registered indication(s)
Orthopaedics | Sports - Fixation | Soft tissue screw | Interference screw | DePuy Mitek | MILAGRO INTSCR 5X12MM EA | 231814 | Standalone | DE0004705 | As per HSA registered indication(s)
Orthopaedics | Sports - Fixation | Soft tissue screw | Interference screw | DePuy Mitek | MILAGRO ADVANCE SCREW 7X23MM | 231816 | Standalone | DE0004705 | As per HSA registered indication(s)
Orthopaedics | Sports - Fixation | Soft tissue screw | Interference screw | DePuy Mitek | MILAGRO ADVANCE SCREW 8X23MM | 231817 | Standalone | DE0004705 | As per HSA registered indication(s)
Orthopaedics | Sports - Fixation | Soft tissue screw | Interference screw | DePuy Mitek | MILAGRO ADVANCE SCREW 9X23MM | 231818 | Standalone | DE0004705 | As per HSA registered indication(s)
Orthopaedics | Sports - Fixation | Soft tissue screw | Interference screw | DePuy Mitek | MILAGRO ADVANCE SCREW 10X23MM | 231819 | Standalone | DE0004705 | As per HSA registered indication(s)
Orthopaedics | Sports - Fixation | Soft tissue screw | Interference screw | DePuy Mitek | MILAGRO ADVANCE SCREW 8X30MM | 231821 | Standalone | DE0004705 | As per HSA registered indication(s)
Orthopaedics | Sports - Fixation | Soft tissue screw | Interference screw | DePuy Mitek | MILAGRO ADVANCE SCREW 9X30MM | 231822 | Standalone | DE0004705 | As per HSA registered indication(s)
Orthopaedics | Sports - Fixation | Soft tissue screw | Interference screw | DePuy Mitek | MILAGRO ADVANCE SCREW 10X30MM | 231823 | Standalone | DE0004705 | As per HSA registered indication(s)
Orthopaedics | Sports - Fixation | Soft tissue screw | Interference screw | DePuy Mitek | MILAGRO ADVANCE SCREW 11X30MM | 231824 | Standalone | DE0004705 | As per HSA registered indication(s)
Orthopaedics | Sports - Fixation | Soft tissue screw | Interference screw | DePuy Mitek | MILAGRO ADVANCE 7X30MM | 231831 | Standalone | DE0004705 | As per HSA registered indication(s)
Orthopaedics | Sports - Fixation | Soft tissue screw | Interference screw | DePuy Mitek | MILAGRO ADVANCE 12X30MM | 231832 | Standalone | DE0004705 | As per HSA registered indication(s)
Orthopaedics | Sports - Fixation | Soft tissue screw | Interference screw | DePuy Mitek | MILAGRO ADVANCE 9X35MM | 231826 | Standalone | DE0004705 | As per HSA registered indication(s)
Orthopaedics | Sports - Fixation | Soft tissue screw | Interference screw | DePuy Mitek | MILAGRO ADVANCE 10X35MM | 231827 | Standalone | DE0004705 | As per HSA registered indication(s)
Orthopaedics | Sports - Fixation | Soft tissue screw | Interference screw | DePuy Mitek | MILAGRO ADVANCE 11X35MM | 231828 | Standalone | DE0004705 | As per HSA registered indication(s)
Orthopaedics | Sports - Fixation | Soft tissue screw | Interference screw | DePuy Mitek | MILAGRO ADVANCE 12X35MM | 231829 | Standalone | DE0004705 | As per HSA registered indication(s)
Orthopaedics | Sports - Fixation | Soft tissue screw | Interference screw | DePuy Mitek | BIOINTRAFIX 6-7MM X30MM TAPER SCREW | 254622 | Standalone | DE0005075 | As per HSA registered indication(s)
Orthopaedics | Sports - Fixation | Soft tissue screw | Interference screw | DePuy Mitek | BIOINTRAFIX 7-9MMX30MM TAPER SCREW | 254624 | Standalone | DE0005075 | As per HSA registered indication(s)
Orthopaedics | Sports - Fixation | Soft tissue screw | Interference screw | DePuy Mitek | BIOINTRAFIX 8-10MMX30MM TAPERSCREW | 254625 | Standalone | DE0005075 | As per HSA registered indication(s)
Orthopaedics | Sports - Fixation | Soft tissue screw | Interference screw | DePuy Mitek | BIOINTRAFIX TIBIAL SHEATH- LARGE 30MM | 254628 | Standalone | DE0005075 | As per HSA registered indication(s)
Orthopaedics | Sports - Fixation | Soft tissue screw | Interference screw | DePuy Mitek | BIOINTRAFIX TIBIAL SHEATH- SM 30MM | 254629 | Standalone | DE0005075 | As per HSA registered indication(s)
Orthopaedics | Sports - Fixation | Soft tissue screw | Interference screw | DePuy Mitek | BIO INTRAFIX 6-8MMX30MM TAPER SCREW | 254660 | Standalone | DE0005075 | As per HSA registered indication(s)
Orthopaedics | Sports - Fixation | Soft tissue screw | Interference screw | DePuy Mitek | FEMORAL INTRAFIX 7MM-7.5MM SCREW (HARD) | 254680 | Standalone | DE0005384 | As per HSA registered indication(s)
Orthopaedics | Sports - Fixation | Soft tissue screw | Interference screw | DePuy Mitek | FEMORAL INTRAFIX 7MM-7.5MM SCREW (STANDARD) | 254681 | Standalone | DE0005384 | As per HSA registered indication(s)
Orthopaedics | Sports - Fixation | Soft tissue screw | Interference screw | DePuy Mitek | FEMORAL INTRAFIX 8MM-8.5MM SCREW (HARD) | 254682 | Standalone | DE0005384 | As per HSA registered indication(s)
Orthopaedics | Sports - Fixation | Soft tissue screw | Interference screw | DePuy Mitek | FEMORAL INTRAFIX 8MM-8.5MM SCREW (STD) | 254683 | Standalone | DE0005384 | As per HSA registered indication(s)
Orthopaedics | Sports - Fixation | Soft tissue screw | Interference screw | DePuy Mitek | FEMORAL INTRAFIX 9MM-10MM SCREW(HARD) | 254684 | Standalone | DE0005384 | As per HSA registered indication(s)
Orthopaedics | Sports - Fixation | Soft tissue screw | Interference screw | DePuy Mitek | FEMORAL INTRAFIX 9MM-10MM SCREW(STD) | 254685 | Standalone | DE0005384 | As per HSA registered indication(s)
Orthopaedics | Sports - Fixation | Soft tissue screw | Interference screw | Medos International SARL | INTRAFX ADVBR SCW7X23 W/SMSHTH | 254800 | Standalone | DE0502359 | As per HSA registered indication(s)
Orthopaedics | Sports - Fixation | Soft tissue screw | Interference screw | Medos International SARL | INTRAFIX ADVBR SCW 8X23W/SMSHTH | 254801 | Standalone | DE0502359 | As per HSA registered indication(s)
Orthopaedics | Sports - Fixation | Soft tissue screw | Interference screw | Medos International SARL | INTRAFIX ADVBR SCW9X23 W/LGSHTH | 254802 | Standalone | DE0502359 | As per HSA registered indication(s)
Orthopaedics | Sports - Fixation | Soft tissue screw | Interference screw | Medos International SARL | INTRAFIX ADVBR SCW10X23W/LGSHTH | 254803 | Standalone | DE0502359 | As per HSA registered indication(s)
Orthopaedics | Sports - Fixation | Soft tissue screw | Interference screw | Medos International SARL | INTRAFIX ADVBR SCW7X30W/SMSHTH | 254806 | Standalone | DE0502359 | As per HSA registered indication(s)
Orthopaedics | Sports - Fixation | Soft tissue screw | Interference screw | Medos International SARL | INTRAFIX ADVBR SCW8X30 W/SMSHTH | 254807 | Standalone | DE0502359 | As per HSA registered indication(s)
Orthopaedics | Sports - Fixation | Soft tissue screw | Interference screw | Medos International SARL | INTRAFiX ADVBR SCW9X30 W/LGSHTH | 254808 | Standalone | DE0502359 | As per HSA registered indication(s)
Orthopaedics | Sports - Fixation | Soft tissue screw | Interference screw | Medos International SARL | INTRAFiX ADVBR SCW10X30W/LGSHTH | 254809 | Standalone | DE0502359 | As per HSA registered indication(s)
Orthopaedics | Sports - Fixation | Soft tissue screw | Interference screw | Medos International SARL | Intrafix Advance PEEK Screw 7x23mm | 254814 | Standalone | DE0503026 | As per HSA registered indication(s)
Orthopaedics | Sports - Fixation | Soft tissue screw | Interference screw | Medos International SARL | Intrafix Advance PEEK Screw 8x23mm | 254815 | Standalone | DE0503026 | As per HSA registered indication(s)
Orthopaedics | Sports - Fixation | Soft tissue screw | Interference screw | Medos International SARL | Intrafix Advance PEEK Screw 9x23mm | 254816 | Standalone | DE0503026 | As per HSA registered indication(s)
Orthopaedics | Sports - Fixation | Soft tissue screw | Interference screw | Medos International SARL | Intrafix Advance PEEK Screw 10x23mm | 254817 | Standalone | DE0503026 | As per HSA registered indication(s)
Orthopaedics | Sports - Fixation | Soft tissue screw | Interference screw | Medos International SARL | Intrafix Advance PEEK Screw 7x30mm | 254820 | Standalone | DE0503026 | As per HSA registered indication(s)
Orthopaedics | Sports - Fixation | Soft tissue screw | Interference screw | Medos International SARL | Intrafix Advance PEEK Screw 8x30mm | 254821 | Standalone | DE0503026 | As per HSA registered indication(s)
Orthopaedics | Sports - Fixation | Soft tissue screw | Interference screw | Medos International SARL | Intrafix Advance PEEK Screw 9x30mm | 254822 | Standalone | DE0503026 | As per HSA registered indication(s)
Orthopaedics | Sports - Fixation | Soft tissue screw | Interference screw | Medos International SARL | Intrafix Advance PEEK Screw 10x30mm | 254823 | Standalone | DE0503026 | As per HSA registered indication(s)
Orthopaedics | Sports - Fixation | Soft tissue screw | Interference screw | Medos International SARL | INTRAFIX ADV PEEK SCREW 11x30mm | 254824 | Standalone | DE0503026 | As per HSA registered indication(s)
Orthopaedics | Sports - Fixation | Soft tissue screw | Interference screw | Medos International SARL | INTRAFIX ADV PEEK SCREW 12x30mm | 254841 | Standalone | DE0503026 | As per HSA registered indication(s)
Orthopaedics | Sports - Fixation | Soft tissue screw | Interference screw | Medos International SARL | INTRAFIX ADV PP SHEATH EXTRA L 30mm | 254827 | Standalone | DE0503026 | As per HSA registered indication(s)
Orthopaedics | Sports - Fixation | Soft tissue screw | Interference screw | Medos International SARL | Intrafix Advance PP Sheath, Small 23mm | 254818 | Standalone | DE0503026 | As per HSA registered indication(s)
Orthopaedics | Sports - Fixation | Soft tissue screw | Interference screw | Medos International SARL | Intrafix Advance PP Sheath, Large 23mm | 254819 | Standalone | DE0503026 | As per HSA registered indication(s)
Orthopaedics | Sports - Fixation | Soft tissue screw | Interference screw | Medos International SARL | Intrafix Advance PP Sheath, Small 30mm | 254825 | Standalone | DE0503026 | As per HSA registered indication(s)
Orthopaedics | Sports - Fixation | Soft tissue screw | Interference screw | Medos International SARL | Intrafix Advance PP Sheath, Large 30mm | 254826 | Standalone | DE0503026 | As per HSA registered indication(s)
Orthopaedics | Sports - Fixation | Soft tissue screw | Interference screw | Smith and Nephew Inc. Endoscopy Division | KIT, BICEPTOR DISPOSABLES, 8MM X 15MM | 72202300 | Standalone | DE0016960 | As per HSA registered indication(s)
Orthopaedics | Sports - Fixation | Soft tissue screw | Interference screw | Smith and Nephew Inc. Endoscopy Division | KIT, BICEPTOR DISPOSABLES, 9MM X 15MM | 72202301 | Standalone | DE0016960 | As per HSA registered indication(s)
Orthopaedics | Sports - Fixation | Soft tissue screw | Interference screw | Smith and Nephew Inc. Endoscopy Division | BICEPTOR BIOSURE PK SCREW 7MM X 15MM | 72202283 | Standalone | DE0016960 | As per HSA registered indication(s)
Orthopaedics | Sports - Fixation | Soft tissue screw | Interference screw | Smith and Nephew Inc. Endoscopy Division | SCREW, BICEPTOR BIOSURE PK, 7MM X 25MM | 72202636 | Standalone | DE0016960 | As per HSA registered indication(s)
Orthopaedics | Sports - Fixation | Soft tissue screw | Interference screw | Smith and Nephew Inc. Endoscopy Division | BICEPTOR BIOSURE PK SCREW 8MM X 15MM | 72202284 | Standalone | DE0016960 | As per HSA registered indication(s)
Orthopaedics | Sports - Fixation | Soft tissue screw | Interference screw | Smith and Nephew Inc. Endoscopy Division | SCREW, BICEPTOR BIOSURE PK, 8MM X 25MM | 72202637 | Standalone | DE0016960 | As per HSA registered indication(s)
Orthopaedics | Sports - Fixation | Soft tissue screw | Interference screw | Smith and Nephew Inc. Endoscopy Division | BICEPTOR BIOSURE PK SCREW 9MM X 15MM | 72202285 | Standalone | DE0016960 | As per HSA registered indication(s)
Orthopaedics | Sports - Fixation | Soft tissue screw | Interference screw | Smith and Nephew Inc. Endoscopy Division | SCREW, BICEPTOR BIOSURE PK, 9MM X 25MM | 72202638 | Standalone | DE0016960 | As per HSA registered indication(s)
Orthopaedics | Sports - Fixation | Soft tissue screw | Interference screw | Smith and Nephew Inc. Endoscopy Division | BIOSURE HA , 6MM X 20MM | 72201768 | Standalone | DE0005688 | As per HSA registered indication(s)
Orthopaedics | Sports - Fixation | Soft tissue screw | Interference screw | Smith and Nephew Inc. Endoscopy Division | BIOSURE HA , 6MM X 25MM | 72201769 | Standalone | DE0005688 | As per HSA registered indication(s)
Orthopaedics | Sports - Fixation | Soft tissue screw | Interference screw | Smith and Nephew Inc. Endoscopy Division | BIOSURE HA , 7MM X 20MM | 72201771 | Standalone | DE0005688 | As per HSA registered indication(s)
Orthopaedics | Sports - Fixation | Soft tissue screw | Interference screw | Smith and Nephew Inc. Endoscopy Division | BIOSURE HA , 7MM X 25MM | 72201772 | Standalone | DE0005688 | As per HSA registered indication(s)
Orthopaedics | Sports - Fixation | Soft tissue screw | Interference screw | Smith and Nephew Inc. Endoscopy Division | BIOSURE HA , 7MM X 30MM | 72201774 | Standalone | DE0005688 | As per HSA registered indication(s)
Orthopaedics | Sports - Fixation | Soft tissue screw | Interference screw | Smith and Nephew Inc. Endoscopy Division | BIOSURE HA , 8MM X 20MM | 72201775 | Standalone | DE0005688 | As per HSA registered indication(s)
Orthopaedics | Sports - Fixation | Soft tissue screw | Interference screw | Smith and Nephew Inc. Endoscopy Division | BIOSURE HA, 8MM X 25MM | 72201776 | Standalone | DE0005688 | As per HSA registered indication(s)
Orthopaedics | Sports - Fixation | Soft tissue screw | Interference screw | Smith and Nephew Inc. Endoscopy Division | BIOSURE HA, 8 mm x 30mm | 72201778 | Standalone | DE0005688 | As per HSA registered indication(s)
Orthopaedics | Sports - Fixation | Soft tissue screw | Interference screw | Smith and Nephew Inc. Endoscopy Division | BIOSURE HA, 8 mm x 35mm | 72201779 | Standalone | DE0005688 | As per HSA registered indication(s)
Orthopaedics | Sports - Fixation | Soft tissue screw | Interference screw | Smith and Nephew Inc. Endoscopy Division | BIOSURE HA, 9mm x 20mm | 72201780 | Standalone | DE0005688 | As per HSA registered indication(s)
Orthopaedics | Sports - Fixation | Soft tissue screw | Interference screw | Smith and Nephew Inc. Endoscopy Division | BIOSURE HA, 9mm x 25mm | 72201781 | Standalone | DE0005688 | As per HSA registered indication(s)
Orthopaedics | Sports - Fixation | Soft tissue screw | Interference screw | Smith and Nephew Inc. Endoscopy Division | BIOSURE HA, 9mm x 30mm | 72201782 | Standalone | DE0005688 | As per HSA registered indication(s)
Orthopaedics | Sports - Fixation | Soft tissue screw | Interference screw | Smith and Nephew Inc. Endoscopy Division | BIOSURE HA, 9mm x 35mm | 72201783 | Standalone | DE0005688 | As per HSA registered indication(s)
Orthopaedics | Sports - Fixation | Soft tissue screw | Interference screw | Smith and Nephew Inc. Endoscopy Division | BIOSURE HA, 10mm x 20mm | 72201784 | Standalone | DE0005688 | As per HSA registered indication(s)
Orthopaedics | Sports - Fixation | Soft tissue screw | Interference screw | Smith and Nephew Inc. Endoscopy Division | BIOSURE HA, 10mm x 25mm | 72201785 | Standalone | DE0005688 | As per HSA registered indication(s)
Orthopaedics | Sports - Fixation | Soft tissue screw | Interference screw | Smith and Nephew Inc. Endoscopy Division | BIOSURE HA, 10mm x 30mm | 72201786 | Standalone | DE0005688 | As per HSA registered indication(s)
Orthopaedics | Sports - Fixation | Soft tissue screw | Interference screw | Smith and Nephew Inc. Endoscopy Division | BIOSURE HA, 10mm x 35mm | 72201787 | Standalone | DE0005688 | As per HSA registered indication(s)
Orthopaedics | Sports - Fixation | Soft tissue screw | Interference screw | Smith and Nephew Inc. Endoscopy Division | BIOSURE HA, 11mm x 25mm | 72201788 | Standalone | DE0005688 | As per HSA registered indication(s)
Orthopaedics | Sports - Fixation | Soft tissue screw | Interference screw | Smith and Nephew Inc. Endoscopy Division | BIOSURE HA, 11mm x 30mm | 72201789 | Standalone | DE0005688 | As per HSA registered indication(s)
Orthopaedics | Sports - Fixation | Soft tissue screw | Interference screw | Smith and Nephew Inc. Endoscopy Division | BIOSURE HA, 11mm x 35mm | 72201790 | Standalone | DE0005688 | As per HSA registered indication(s)
Orthopaedics | Sports - Fixation | Soft tissue screw | Interference screw | Smith and Nephew Inc. Endoscopy Division | BIOSURE HA, 12mm x 35mm | 72201791 | Standalone | DE0005688 | As per HSA registered indication(s)
Orthopaedics | Sports - Fixation | Soft tissue screw | Interference screw | Smith and Nephew Inc. Endoscopy Division | BIOSURE HA , 6MM X 25MM,REVERSE | 72201770 | Standalone | DE0005688 | As per HSA registered indication(s)
Orthopaedics | Sports - Fixation | Soft tissue screw | Interference screw | Smith and Nephew Inc. Endoscopy Division | BIOSURE HA , 7MM X 25MM,REVERSE | 72201773 | Standalone | DE0005688 | As per HSA registered indication(s)
Orthopaedics | Sports - Fixation | Soft tissue screw | Interference screw | Smith and Nephew Inc. Endoscopy Division | BIOSURE HA, 8 mm x 25 mm, Reverse | 72201777 | Standalone | DE0005688 | As per HSA registered indication(s)
Orthopaedics | Sports - Fixation | Soft tissue screw | Interference screw | Smith and Nephew Inc. Endoscopy Division | BIOSURE REGENESORB Interference Screw, 5 mm x 20 mm | 72204389 | Standalone | DE0501721 | As per HSA registered indication(s)
Orthopaedics | Sports - Fixation | Soft tissue screw | Interference screw | Smith and Nephew Inc. Endoscopy Division | BIOSURE REGENESORB Interference Screw, 5 mm x 25 mm | 72204390 | Standalone | DE0501721 | As per HSA registered indication(s)
Orthopaedics | Sports - Fixation | Soft tissue screw | Interference screw | Smith and Nephew Inc. Endoscopy Division | BIOSURE REGENESORB Interference Screw, 6 mm x 20 mm | 72204391 | Standalone | DE0501721 | As per HSA registered indication(s)
Orthopaedics | Sports - Fixation | Soft tissue screw | Interference screw | Smith and Nephew Inc. Endoscopy Division | BIOSURE REGENESORB Interference Screw, 6 mm x 25 mm | 72204392 | Standalone | DE0501721 | As per HSA registered indication(s)
Orthopaedics | Sports - Fixation | Soft tissue screw | Interference screw | Smith and Nephew Inc. Endoscopy Division | BIOSURE REGENESORB Interference Screw, 6 mm x 25 mm Reverse Thread | 72204393 | Standalone | DE0501721 | As per HSA registered indication(s)
Orthopaedics | Sports - Fixation | Soft tissue screw | Interference screw | Smith and Nephew Inc. Endoscopy Division | BIOSURE REGENESORB Interference Screw, 7 mm x 20 mm | 72204394 | Standalone | DE0501721 | As per HSA registered indication(s)
Orthopaedics | Sports - Fixation | Soft tissue screw | Interference screw | Smith and Nephew Inc. Endoscopy Division | BIOSURE REGENESORB Interference Screw, 7 mm x 25 mm | 72204395 | Standalone | DE0501721 | As per HSA registered indication(s)
Orthopaedics | Sports - Fixation | Soft tissue screw | Interference screw | Smith and Nephew Inc. Endoscopy Division | BIOSURE REGENESORB Interference Screw, 7 mm x 25 mm Reverse Thread | 72204396 | Standalone | DE0501721 | As per HSA registered indication(s)
Orthopaedics | Sports - Fixation | Soft tissue screw | Interference screw | Smith and Nephew Inc. Endoscopy Division | BIOSURE REGENESORB Interference Screw, 7 mm x 30 mm | 72204397 | Standalone | DE0501721 | As per HSA registered indication(s)
Orthopaedics | Sports - Fixation | Soft tissue screw | Interference screw | Smith and Nephew Inc. Endoscopy Division | BIOSURE REGENESORB Interference Screw, 8 mm x 20 mm | 72204398 | Standalone | DE0501721 | As per HSA registered indication(s)
Orthopaedics | Sports - Fixation | Soft tissue screw | Interference screw | Smith and Nephew Inc. Endoscopy Division | BIOSURE REGENESORB Interference Screw, 8 mm x 25 mm | 72204399 | Standalone | DE0501721 | As per HSA registered indication(s)
Orthopaedics | Sports - Fixation | Soft tissue screw | Interference screw | Smith and Nephew Inc. Endoscopy Division | BIOSURE REGENESORB Interference Screw, 8 mm x 25 mm Reverse Thread | 72204400 | Standalone | DE0501721 | As per HSA registered indication(s)
Orthopaedics | Sports - Fixation | Soft tissue screw | Interference screw | Smith and Nephew Inc. Endoscopy Division | BIOSURE REGENESORB Interference Screw, 8 mm x 30 mm | 72204401 | Standalone | DE0501721 | As per HSA registered indication(s)
Orthopaedics | Sports - Fixation | Soft tissue screw | Interference screw | Smith and Nephew Inc. Endoscopy Division | BIOSURE REGENESORB Interference Screw, 8 mm x 35 mm | 72204402 | Standalone | DE0501721 | As per HSA registered indication(s)
Orthopaedics | Sports - Fixation | Soft tissue screw | Interference screw | Smith and Nephew Inc. Endoscopy Division | BIOSURE REGENESORB Interference Screw, 9 mm x 20 mm | 72204403 | Standalone | DE0501721 | As per HSA registered indication(s)
Orthopaedics | Sports - Fixation | Soft tissue screw | Interference screw | Smith and Nephew Inc. Endoscopy Division | BIOSURE REGENESORB Interference Screw, 9 mm x 25 mm | 72204404 | Standalone | DE0501721 | As per HSA registered indication(s)
Orthopaedics | Sports - Fixation | Soft tissue screw | Interference screw | Smith and Nephew Inc. Endoscopy Division | BIOSURE REGENESORB Interference Screw, 9 mm x 30 mm | 72204405 | Standalone | DE0501721 | As per HSA registered indication(s)
Orthopaedics | Sports - Fixation | Soft tissue screw | Interference screw | Smith and Nephew Inc. Endoscopy Division | BIOSURE REGENESORB Interference Screw, 9 mm x 35 mm | 72204406 | Standalone | DE0501721 | As per HSA registered indication(s)
Orthopaedics | Sports - Fixation | Soft tissue screw | Interference screw | Smith and Nephew Inc. Endoscopy Division | BIOSURE REGENESORB Interference Screw, 10 mm x 20 mm | 72204407 | Standalone | DE0501721 | As per HSA registered indication(s)
Orthopaedics | Sports - Fixation | Soft tissue screw | Interference screw | Smith and Nephew Inc. Endoscopy Division | BIOSURE REGENESORB Interference Screw, 10 mm x 25 mm | 72204408 | Standalone | DE0501721 | As per HSA registered indication(s)
Orthopaedics | Sports - Fixation | Soft tissue screw | Interference screw | Smith and Nephew Inc. Endoscopy Division | BIOSURE REGENESORB Interference Screw, 10 mm x 30 mm | 72204409 | Standalone | DE0501721 | As per HSA registered indication(s)
Orthopaedics | Sports - Fixation | Soft tissue screw | Interference screw | Smith and Nephew Inc. Endoscopy Division | BIOSURE REGENESORB Interference Screw, 10 mm x 35 mm | 72204410 | Standalone | DE0501721 | As per HSA registered indication(s)
Orthopaedics | Sports - Fixation | Soft tissue screw | Interference screw | Smith and Nephew Inc. Endoscopy Division | BIOSURE REGENESORB Interference Screw, 11 mm x 25 mm | 72204411 | Standalone | DE0501721 | As per HSA registered indication(s)
Orthopaedics | Sports - Fixation | Soft tissue screw | Interference screw | Smith and Nephew Inc. Endoscopy Division | BIOSURE REGENESORB Interference Screw, 11 mm x 30 mm | 72204412 | Standalone | DE0501721 | As per HSA registered indication(s)
Orthopaedics | Sports - Fixation | Soft tissue screw | Interference screw | Smith and Nephew Inc. Endoscopy Division | BIOSURE REGENESORB Interference Screw, 11 mm x 35 mm | 72204413 | Standalone | DE0501721 | As per HSA registered indication(s)
Orthopaedics | Sports - Fixation | Soft tissue screw | Interference screw | Smith and Nephew Inc. Endoscopy Division | BIOSURE REGENESORB Interference Screw, 12 mm x 35 mm | 72204414 | Standalone | DE0501721 | As per HSA registered indication(s)
Orthopaedics | Sports - Fixation | Soft tissue screw | Interference screw | Smith and Nephew Inc. Endoscopy Division | BIOSURE PK, 6 X 20MM | 72202259 | Standalone | DE0009162 | As per HSA registered indication(s)
Orthopaedics | Sports - Fixation | Soft tissue screw | Interference screw | Smith and Nephew Inc. Endoscopy Division | BIOSURE PK, 6 X 25MM | 72202260 | Standalone | DE0009162 | As per HSA registered indication(s)
Orthopaedics | Sports - Fixation | Soft tissue screw | Interference screw | Smith and Nephew Inc. Endoscopy Division | BIOSURE PK, 7 X 20MM | 72202262 | Standalone | DE0009162 | As per HSA registered indication(s)
Orthopaedics | Sports - Fixation | Soft tissue screw | Interference screw | Smith and Nephew Inc. Endoscopy Division | BIOSURE PK, 7 X 25MM | 72202263 | Standalone | DE0009162 | As per HSA registered indication(s)
Orthopaedics | Sports - Fixation | Soft tissue screw | Interference screw | Smith and Nephew Inc. Endoscopy Division | BIOSURE PK, 7 X 30MM | 72202265 | Standalone | DE0009162 | As per HSA registered indication(s)
Orthopaedics | Sports - Fixation | Soft tissue screw | Interference screw | Smith and Nephew Inc. Endoscopy Division | BIOSURE PK, 8 X 20MM | 72202266 | Standalone | DE0009162 | As per HSA registered indication(s)
Orthopaedics | Sports - Fixation | Soft tissue screw | Interference screw | Smith and Nephew Inc. Endoscopy Division | BIOSURE PK, 8 X 25MM | 72202267 | Standalone | DE0009162 | As per HSA registered indication(s)
Orthopaedics | Sports - Fixation | Soft tissue screw | Interference screw | Smith and Nephew Inc. Endoscopy Division | BIOSURE PK, 8 X 30MM | 72202269 | Standalone | DE0009162 | As per HSA registered indication(s)
Orthopaedics | Sports - Fixation | Soft tissue screw | Interference screw | Smith and Nephew Inc. Endoscopy Division | BIOSURE PK, 8 X 35MM | 72202270 | Standalone | DE0009162 | As per HSA registered indication(s)
Orthopaedics | Sports - Fixation | Soft tissue screw | Interference screw | Smith and Nephew Inc. Endoscopy Division | BIOSURE PK, 9 X 20MM | 72202271 | Standalone | DE0009162 | As per HSA registered indication(s)
Orthopaedics | Sports - Fixation | Soft tissue screw | Interference screw | Smith and Nephew Inc. Endoscopy Division | BIOSURE PK, 9 X 25MM | 72202272 | Standalone | DE0009162 | As per HSA registered indication(s)
Orthopaedics | Sports - Fixation | Soft tissue screw | Interference screw | Smith and Nephew Inc. Endoscopy Division | BIOSURE PK, 9 X 30MM | 72202273 | Standalone | DE0009162 | As per HSA registered indication(s)
Orthopaedics | Sports - Fixation | Soft tissue screw | Interference screw | Smith and Nephew Inc. Endoscopy Division | BIOSURE PK, 9 X 35MM | 72202274 | Standalone | DE0009162 | As per HSA registered indication(s)
Orthopaedics | Sports - Fixation | Soft tissue screw | Interference screw | Smith and Nephew Inc. Endoscopy Division | BIOSURE PK, 10 X 20MM | 72202275 | Standalone | DE0009162 | As per HSA registered indication(s)
Orthopaedics | Sports - Fixation | Soft tissue screw | Interference screw | Smith and Nephew Inc. Endoscopy Division | BIOSURE PK, 10 X 25MM | 72202276 | Standalone | DE0009162 | As per HSA registered indication(s)
Orthopaedics | Sports - Fixation | Soft tissue screw | Interference screw | Smith and Nephew Inc. Endoscopy Division | BIOSURE PK, 10 X 30MM | 72202277 | Standalone | DE0009162 | As per HSA registered indication(s)
Orthopaedics | Sports - Fixation | Soft tissue screw | Interference screw | Smith and Nephew Inc. Endoscopy Division | BIOSURE PK, 10 X 35MM | 72202278 | Standalone | DE0009162 | As per HSA registered indication(s)
Orthopaedics | Sports - Fixation | Soft tissue screw | Interference screw | Smith and Nephew Inc. Endoscopy Division | BIOSURE PK, 11 X 25MM | 72202279 | Standalone | DE0009162 | As per HSA registered indication(s)
Orthopaedics | Sports - Fixation | Soft tissue screw | Interference screw | Smith and Nephew Inc. Endoscopy Division | BIOSURE PK, 11 X 30MM | 72202280 | Standalone | DE0009162 | As per HSA registered indication(s)
Orthopaedics | Sports - Fixation | Soft tissue screw | Interference screw | Smith and Nephew Inc. Endoscopy Division | BIOSURE PK, 11 X 35MM | 72202281 | Standalone | DE0009162 | As per HSA registered indication(s)
Orthopaedics | Sports - Fixation | Soft tissue screw | Interference screw | Smith and Nephew Inc. Endoscopy Division | BIOSURE PK, 12 X 35MM | 72202282 | Standalone | DE0009162 | As per HSA registered indication(s)
Orthopaedics | Sports - Fixation | Soft tissue screw | Interference screw | Smith and Nephew Inc. Endoscopy Division | BIOSURE SYNC,5-6MM ,TIBIAL FIXATION | 72202744 | Standalone | DE0009162 | As per HSA registered indication(s)
Orthopaedics | Sports - Fixation | Soft tissue screw | Interference screw | Smith and Nephew Inc. Endoscopy Division | BIOSURE SYNC,7-8MM ,TIBIAL FIXATION | 72202745 | Standalone | DE0009162 | As per HSA registered indication(s)
Orthopaedics | Sports - Fixation | Soft tissue screw | Interference screw | Smith and Nephew Inc. Endoscopy Division | BIOSURE SYNC,9-10MM ,TIBIAL FIXATION | 72202746 | Standalone | DE0009162 | As per HSA registered indication(s)
Orthopaedics | Sports - Fixation | Soft tissue screw | Interference screw | Smith and Nephew Inc. Endoscopy Division | BIOSURE SYNC,11-12MM,TIBIAL FIXATION | 72202747 | Standalone | DE0009162 | As per HSA registered indication(s)
Orthopaedics | Sports - Fixation | Soft tissue screw | Interference screw | Smith and Nephew Inc. Endoscopy Division | SCR, SOFTSLK 1.5 7x20 ST | 7207001 | Standalone | DE0005561 | As per HSA registered indication(s)
Orthopaedics | Sports - Fixation | Soft tissue screw | Interference screw | Smith and Nephew Inc. Endoscopy Division | SCR, SOFTSLK 1.5 7x25 ST | 7207002 | Standalone | DE0005561 | As per HSA registered indication(s)
Orthopaedics | Sports - Fixation | Soft tissue screw | Interference screw | Smith and Nephew Inc. Endoscopy Division | SCR, SOFTSLK 1.5 7x30 ST | 7207003 | Standalone | DE0005561 | As per HSA registered indication(s)
Orthopaedics | Sports - Fixation | Soft tissue screw | Interference screw | Smith and Nephew Inc. Endoscopy Division | SCR, SOFTSLK 1.5 8x20 ST | 7207004 | Standalone | DE0005561 | As per HSA registered indication(s)
Orthopaedics | Sports - Fixation | Soft tissue screw | Interference screw | Smith and Nephew Inc. Endoscopy Division | SCR, SOFTSLK 1.5 8x25 ST | 7207005 | Standalone | DE0005561 | As per HSA registered indication(s)
Orthopaedics | Sports - Fixation | Soft tissue screw | Interference screw | Smith and Nephew Inc. Endoscopy Division | SCR, SOFTSLK 1.5 8x30 ST | 7207006 | Standalone | DE0005561 | As per HSA registered indication(s)
Orthopaedics | Sports - Fixation | Soft tissue screw | Interference screw | Smith and Nephew Inc. Endoscopy Division | SCR, SOFTSLK 1.5 9x20 ST | 7207007 | Standalone | DE0005561 | As per HSA registered indication(s)
Orthopaedics | Sports - Fixation | Soft tissue screw | Interference screw | Smith and Nephew Inc. Endoscopy Division | SCR, SOFTSLK 1.5 9x25 ST | 7207008 | Standalone | DE0005561 | As per HSA registered indication(s)
Orthopaedics | Sports - Fixation | Soft tissue screw | Interference screw | Smith and Nephew Inc. Endoscopy Division | SCR, SOFTSLK 1.5 9x30 ST | 7207009 | Standalone | DE0005561 | As per HSA registered indication(s)
Orthopaedics | Sports - Fixation | Soft tissue screw | Interference screw | Smith and Nephew Inc. Endoscopy Division | SCR,SFTSLK,2.0 PKG.7x20 STER | 7207256 | Standalone | DE0005561 | As per HSA registered indication(s)
Orthopaedics | Sports - Fixation | Soft tissue screw | Interference screw | Smith and Nephew Inc. Endoscopy Division | SCR,SFTSLK,2.0 PKG.7x25 STER | 7207257 | Standalone | DE0005561 | As per HSA registered indication(s)
Orthopaedics | Sports - Fixation | Soft tissue screw | Interference screw | Smith and Nephew Inc. Endoscopy Division | SCR,SFTSLK,2.0 PKG.7x30 STER | 7207258 | Standalone | DE0005561 | As per HSA registered indication(s)
Orthopaedics | Sports - Fixation | Soft tissue screw | Interference screw | Smith and Nephew Inc. Endoscopy Division | SCR,SFTSLK,2.0 PKG.8x20 STER | 7207259 | Standalone | DE0005561 | As per HSA registered indication(s)
Orthopaedics | Sports - Fixation | Soft tissue screw | Interference screw | Smith and Nephew Inc. Endoscopy Division | SCR,SFTSLK,2.0 PKG.8x25 STER | 7207260 | Standalone | DE0005561 | As per HSA registered indication(s)
Orthopaedics | Sports - Fixation | Soft tissue screw | Interference screw | Smith and Nephew Inc. Endoscopy Division | SCR,SFTSLK,2.0 PKG.8x30 STER | 7207261 | Standalone | DE0005561 | As per HSA registered indication(s)
Orthopaedics | Sports - Fixation | Soft tissue screw | Interference screw | Smith and Nephew Inc. Endoscopy Division | SCR,SFTSLK,2.0 PKG.9x20 STER | 7207262 | Standalone | DE0005561 | As per HSA registered indication(s)
Orthopaedics | Sports - Fixation | Soft tissue screw | Interference screw | Smith and Nephew Inc. Endoscopy Division | SCR,SFTSLK,2.0 PKG.9x25 STER | 7207263 | Standalone | DE0005561 | As per HSA registered indication(s)
Orthopaedics | Sports - Fixation | Soft tissue screw | Interference screw | Smith and Nephew Inc. Endoscopy Division | SCR,SFTSLK,2.0 PKG.9x30 STER | 7207264 | Standalone | DE0005561 | As per HSA registered indication(s)
Orthopaedics | Sports - Fixation | Soft tissue screw | Cannulated screw - Shoulder glenoid | Smith and Nephew Inc. Endoscopy Division | 4.0mm Cannulated Screw, 2.5mm Hex Drive x 30mm | 71935421 | Standalone | DE0505012 | Patients requiring treatment of recurrent shoulder instability
Orthopaedics | Sports - Fixation | Soft tissue screw | Cannulated screw - Shoulder glenoid | Smith and Nephew Inc. Endoscopy Division | 4.0mm Cannulated Screw, 2.5mm Hex Drive x 32mm | 71935422 | Standalone | DE0505012 | Patients requiring treatment of recurrent shoulder instability
Orthopaedics | Sports - Fixation | Soft tissue screw | Cannulated screw - Shoulder glenoid | Smith and Nephew Inc. Endoscopy Division | 4.0mm Cannulated Screw, 2.5mm Hex Drive x 34mm | 71935423 | Standalone | DE0505012 | Patients requiring treatment of recurrent shoulder instability
Orthopaedics | Sports - Fixation | Soft tissue screw | Cannulated screw - Shoulder glenoid | Smith and Nephew Inc. Endoscopy Division | 4.0mm Cannulated Screw, 2.5mm Hex Drive x 36mm | 71935424 | Standalone | DE0505012 | Patients requiring treatment of recurrent shoulder instability
Orthopaedics | Sports - Fixation | Soft tissue screw | Cannulated screw - Shoulder glenoid | Smith and Nephew Inc. Endoscopy Division | 4.0mm Cannulated Screw, 2.5mm Hex Drive x 38mm | 71935425 | Standalone | DE0505012 | Patients requiring treatment of recurrent shoulder instability
Orthopaedics | Sports - Fixation | Soft tissue screw | Cannulated screw - Shoulder glenoid | Smith and Nephew Inc. Endoscopy Division | 4.0mm Cannulated Screw, 2.5mm Hex Drive x 40mm | 71935426 | Standalone | DE0505012 | Patients requiring treatment of recurrent shoulder instability
Orthopaedics | Sports - Fixation | Soft tissue screw | Cannulated screw - Shoulder glenoid | Smith and Nephew Inc. Endoscopy Division | 4.0mm Cannulated Screw, 2.5mm Hex Drive x 42mm | 71935427 | Standalone | DE0505012 | Patients requiring treatment of recurrent shoulder instability
Orthopaedics | Sports - Fixation | Soft tissue screw | Cannulated screw - Shoulder glenoid | Smith and Nephew Inc. Endoscopy Division | 4.0mm Cannulated Screw, 2.5mm Hex Drive x 44mm | 71935428 | Standalone | DE0505012 | Patients requiring treatment of recurrent shoulder instability
Orthopaedics | Sports - Fixation | Soft tissue screw | Cannulated screw - Shoulder glenoid | Smith and Nephew Inc. Endoscopy Division | 4.0mm Cannulated Screw, 2.5mm Hex Drive x 46mm | 71935429 | Standalone | DE0505012 | Patients requiring treatment of recurrent shoulder instability
Orthopaedics | Sports - Fixation | Soft tissue screw | Cannulated screw - Shoulder glenoid | Smith and Nephew Inc. Endoscopy Division | 4.0mm Cannulated Screw, 2.5mm Hex Drive x 48mm | 71935430 | Standalone | DE0505012 | Patients requiring treatment of recurrent shoulder instability
Orthopaedics | Sports - Fixation | Soft tissue screw | Cannulated screw - Shoulder glenoid | Smith and Nephew Inc. Endoscopy Division | 4.0mm Cannulated Screw, 2.5mm Hex Drive x 50mm | 71935431 | Standalone | DE0505012 | Patients requiring treatment of recurrent shoulder instability
Orthopaedics | Sports - Fixation | Soft tissue screw | Cannulated screw - Shoulder glenoid | Smith and Nephew Inc. Endoscopy Division | 4.0mm Solid Screw, 2.5mm Hex Drive x 30mm | 71935433 | Standalone | DE0505012 | Patients requiring treatment of recurrent shoulder instability
Orthopaedics | Sports - Fixation | Soft tissue screw | Cannulated screw - Shoulder glenoid | Smith and Nephew Inc. Endoscopy Division | 4.0mm Solid Screw, 2.5mm Hex Drive x 32mm | 71935434 | Standalone | DE0505012 | Patients requiring treatment of recurrent shoulder instability
Orthopaedics | Sports - Fixation | Soft tissue screw | Cannulated screw - Shoulder glenoid | Smith and Nephew Inc. Endoscopy Division | 4.0mm Solid Screw, 2.5mm Hex Drive x 34mm | 71935435 | Standalone | DE0505012 | Patients requiring treatment of recurrent shoulder instability
Orthopaedics | Sports - Fixation | Soft tissue screw | Cannulated screw - Shoulder glenoid | Smith and Nephew Inc. Endoscopy Division | 4.0mm Solid Screw, 2.5mm Hex Drive x 36mm | 71935436 | Standalone | DE0505012 | Patients requiring treatment of recurrent shoulder instability
Orthopaedics | Sports - Fixation | Soft tissue screw | Cannulated screw - Shoulder glenoid | Smith and Nephew Inc. Endoscopy Division | 4.0mm Solid Screw, 2.5mm Hex Drive x 38mm | 71935437 | Standalone | DE0505012 | Patients requiring treatment of recurrent shoulder instability
Orthopaedics | Sports - Fixation | Soft tissue screw | Cannulated screw - Shoulder glenoid | Smith and Nephew Inc. Endoscopy Division | 4.0mm Solid Screw, 2.5mm Hex Drive x 40mm | 71935438 | Standalone | DE0505012 | Patients requiring treatment of recurrent shoulder instability
Orthopaedics | Sports - Fixation | Soft tissue screw | Cannulated screw - Shoulder glenoid | Smith and Nephew Inc. Endoscopy Division | 4.0mm Solid Screw, 2.5mm Hex Drive x 42mm | 71935439 | Standalone | DE0505012 | Patients requiring treatment of recurrent shoulder instability
Orthopaedics | Sports - Fixation | Soft tissue screw | Cannulated screw - Shoulder glenoid | Smith and Nephew Inc. Endoscopy Division | 4.0mm Solid Screw, 2.5mm Hex Drive x 44mm | 71935440 | Standalone | DE0505012 | Patients requiring treatment of recurrent shoulder instability
Orthopaedics | Sports - Fixation | Soft tissue screw | Cannulated screw - Shoulder glenoid | Smith and Nephew Inc. Endoscopy Division | 4.0mm Solid Screw, 2.5mm Hex Drive x 46mm | 71935441 | Standalone | DE0505012 | Patients requiring treatment of recurrent shoulder instability
Orthopaedics | Sports - Fixation | Soft tissue screw | Cannulated screw - Shoulder glenoid | Smith and Nephew Inc. Endoscopy Division | 4.0mm Solid Screw, 2.5mm Hex Drive x 48mm | 71935442 | Standalone | DE0505012 | Patients requiring treatment of recurrent shoulder instability
Orthopaedics | Sports - Fixation | Soft tissue screw | Cannulated screw - Shoulder glenoid | Smith and Nephew Inc. Endoscopy Division | 4.0mm Solid Screw, 2.5mm Hex Drive x 50mm | 71935443 | Standalone | DE0505012 | Patients requiring treatment of recurrent shoulder instability
Orthopaedics | Sports - Fixation | Soft tissue button | Button kit | Arthrex Inc. | IMPLANT SYSTEM, PROXIMAL TENODESIS | AR-2290 | Standalone | DE0500646 | As per HSA registered indication(s)
Orthopaedics | Sports - Fixation | Soft tissue button | Button kit | Arthrex Inc. | PROXIMAL TENODESIS BUTTON | AR-2291 | Standalone | DE0500646 | As per HSA registered indication(s)
Orthopaedics | Sports - Fixation | Soft tissue button | Button kit | Arthrex Inc. | AC TIGHTROPE REPAIR KIT, TITANIUM | AR-2257 | Standalone | DE0505029 | As per HSA registered indication(s)
Orthopaedics | Sports - Fixation | Soft tissue button | Button kit | Arthrex Inc. | IMPL DELIVERY REPR SYS,PEC REPR | AR-2268 | Standalone | DE0500652 | As per HSA registered indication(s)
Orthopaedics | Sports - Fixation | Soft tissue button | Button kit | Arthrex Inc. | MINI TIGHTROPE REPAIR | AR-8911DS | Standalone | DE0006943 | As per HSA registered indication(s)
Orthopaedics | Sports - Fixation | Soft tissue button | Button kit | Arthrex Inc. | TIGHTROPE SYNDESMOSIS REPAIR CANNULATED | AR-8921CDS | Standalone | DE0006943 | As per HSA registered indication(s)
Orthopaedics | Sports - Fixation | Soft tissue button | Button kit | Arthrex Inc. | K-LESS T-ROPE IMP ONLY, SYN REPR, SS | AR-8924SS | Standalone | DE0006943 | As per HSA registered indication(s)
Orthopaedics | Sports - Fixation | Soft tissue button | Button kit | Arthrex Inc. | K-LESS T-ROPE IMP ONLY, SYN REPR ,TI | AR-8924T | Standalone | DE0503109 | As per HSA registered indication(s)
Orthopaedics | Sports - Fixation | Soft tissue button | Button kit | Arthrex Inc. | KNOTLESS T-ROPE SYN-DESMOSIS REPR KIT,SS | AR-8926SS | Standalone | DE0006943 | As per HSA registered indication(s)
Orthopaedics | Sports - Fixation | Soft tissue button | Button kit | Arthrex Inc. | KNOTLESS T-ROPE SYN-DESMOSIS REPR TI | AR-8926T | Standalone | DE0503109 | As per HSA registered indication(s)
Orthopaedics | Sports - Fixation | Soft tissue button | Button kit | Biomet Sports Medicine; Celestica de Monterrey SA de CV | ZIPLOOP ANKLE SYDESMOSIS SYSTEM TI | 909853 | Standalone | DE0014748 | As per HSA registered indication(s)
Orthopaedics | Sports - Fixation | Soft tissue button | Button kit | Biomet Sports Medicine; Celestica de Monterrey SA de CV | ZIPLOOP ANKLE SYDESMOSIS SYSTEM ST/STEEL | 909857 | Standalone | DE0014748 | As per HSA registered indication(s)
Orthopaedics | Sports - Fixation | Soft tissue button | Button | Arthrex Inc. | RETROBUTTON | AR-1588-15 | Standalone | DE0006562 | As per HSA registered indication(s)
Orthopaedics | Sports - Fixation | Soft tissue button | Button | Arthrex Inc. | TIGHTROPE ABS, BUTTON, 8 X 12 MM | AR-1588TB | Standalone | DE0011048 | As per HSA registered indication(s)
Orthopaedics | Sports - Fixation | Soft tissue button | Button | Arthrex Inc. | TIGHTROPE ABS, 14 MM BUTTON | AR-1588TB-1 | Standalone | DE0011048 | As per HSA registered indication(s)
Orthopaedics | Sports - Fixation | Soft tissue button | Button | Arthrex Inc. | TIGHTROPE ABS, OBLONG BUTTON | AR-1588TB-2 | Standalone | DE0011048 | As per HSA registered indication(s)
Orthopaedics | Sports - Fixation | Soft tissue button | Button | Arthrex Inc. | TIGHTROPE ABS BUTTON ROUND 11MM CONCAVE | AR-1588TB-3 | Standalone | DE0011048 | As per HSA registered indication(s)
Orthopaedics | Sports - Fixation | Soft tissue button | Button | Arthrex Inc. | TIGHTROPE ABS BUTTON ROUND 14MM CONCAVE | AR-1588TB-4 | Standalone | DE0011048 | As per HSA registered indication(s)
Orthopaedics | Sports - Fixation | Soft tissue button | Button | Arthrex Inc. | TIGHTROPE ABS BUTTON ROUND 20MM CONCAVE | AR-1588TB-5 | Standalone | DE0011048 | As per HSA registered indication(s)
Orthopaedics | Sports - Fixation | Soft tissue button | Button | Arthrex Inc. | TIGHTROPE, ABS, IMPLANT | AR-1588TN | Standalone | DE0011048 | As per HSA registered indication(s)
Orthopaedics | Sports - Fixation | Soft tissue button | Button | Arthrex Inc. | TIGHTROPE ABS, IMPLANT, OPEN | AR-1588TN-1 | Standalone | DE0011048 | As per HSA registered indication(s)
Orthopaedics | Sports - Fixation | Soft tissue button | Button | Arthrex Inc. | RETROBUTTON, LONG 15MM X 15MM LOOP | AR-1589-15 | Standalone | DE0006562 | As per HSA registered indication(s)
Orthopaedics | Sports - Fixation | Soft tissue button | Button | Arthrex Inc. | RETROBUTTON, LONG 15MM X 20MM LOOP | AR-1589-20 | Standalone | DE0006562 | As per HSA registered indication(s)
Orthopaedics | Sports - Fixation | Soft tissue button | Button | Arthrex Inc. | RETROBUTTON, LONG 15MM X 25MM LOOP | AR-1589-25 | Standalone | DE0006562 | As per HSA registered indication(s)
Orthopaedics | Sports - Fixation | Soft tissue button | Button | Arthrex Inc. | RETROBUTTON, LONG 15MM X 30MM LOOP | AR-1589-30 | Standalone | DE0006562 | As per HSA registered indication(s)
Orthopaedics | Sports - Fixation | Soft tissue button | Button | Arthrex Inc. | TIGHTROPE BUTTON EXTENDER | AR-1589RT | Standalone | DE0011048 | As per HSA registered indication(s)
Orthopaedics | Sports - Fixation | Soft tissue button | Button | Arthrex Inc. | BICEPS BUTTON | AR-2261 | Standalone | DE0500646 | As per HSA registered indication(s)
Orthopaedics | Sports - Fixation | Soft tissue button | Button | Arthrex Inc. | BUTTON, PEC REPAIR | AR-2266 | Standalone | DE0500652 | As per HSA registered indication(s)
Orthopaedics | Sports - Fixation | Soft tissue button | Button | Arthrex Inc. | BUTTON, DOG BONE | AR-2270 | Standalone | DE0019031 | As per HSA registered indication(s)
Orthopaedics | Sports - Fixation | Soft tissue button | Button | Arthrex Inc. | SUTURE BUTTON | AR-8920 | Standalone | DE0011048 | As per HSA registered indication(s)
Orthopaedics | Sports - Fixation | Soft tissue button | Button | Arthrex Inc. | SUTURE BUTTON | AR-8922 | Standalone | DE0011048 | As per HSA registered indication(s)
Orthopaedics | Sports - Fixation | Soft tissue button | Button | Biomet Sports Medicine; Celestica de Monterrey SA de CV | TOGGLELOC FEMORAL FIXATOR DEVICE 15MM | 904720 | Standalone | DE0014748 | As per HSA registered indication(s)
Orthopaedics | Sports - Fixation | Soft tissue button | Button | Biomet Sports Medicine; Celestica de Monterrey SA de CV | TOGGLELOC FEMORAL FIXATOR DEVICE 20MM | 904721 | Standalone | DE0014748 | As per HSA registered indication(s)
Orthopaedics | Sports - Fixation | Soft tissue button | Button | Biomet Sports Medicine; Celestica de Monterrey SA de CV | TOGGLELOC FEMORAL FIXATOR DEVICE 25MM | 904722 | Standalone | DE0014748 | As per HSA registered indication(s)
Orthopaedics | Sports - Fixation | Soft tissue button | Button | Biomet Sports Medicine; Celestica de Monterrey SA de CV | TOGGLELOC FEMORAL FIXATOR DEVICE 30MM | 904723 | Standalone | DE0014748 | As per HSA registered indication(s)
Orthopaedics | Sports - Fixation | Soft tissue button | Button | Biomet Sports Medicine; Celestica de Monterrey SA de CV | TOGGLELOC FEMORAL FIXATOR DEVICE 35MM | 904724 | Standalone | DE0014748 | As per HSA registered indication(s)
Orthopaedics | Sports - Fixation | Soft tissue button | Button | Biomet Sports Medicine; Celestica de Monterrey SA de CV | TOGGLELOC FEMORAL FIXATOR DEVICE 40MM | 904725 | Standalone | DE0014748 | As per HSA registered indication(s)
Orthopaedics | Sports - Fixation | Soft tissue button | Button | Biomet Sports Medicine; Celestica de Monterrey SA de CV | TOGGLELOC FEMORAL FIXATOR DEVICE 45MM | 904726 | Standalone | DE0014748 | As per HSA registered indication(s)
Orthopaedics | Sports - Fixation | Soft tissue button | Button | Biomet Sports Medicine; Celestica de Monterrey SA de CV | TOGGLELOC FEMORAL FIXATOR DEVICE 50MM | 904727 | Standalone | DE0014748 | As per HSA registered indication(s)
Orthopaedics | Sports - Fixation | Soft tissue button | Button | CONMED CORPORATION | 15MM XO BUTTON WITH CONTINUOUS LOOP | T5015 | Standalone | DE0008693 | As per HSA registered indication(s)
Orthopaedics | Sports - Fixation | Soft tissue button | Button | CONMED CORPORATION | 20MM XO BUTTON WITH CONTINUOUS LOOP | T5020 | Standalone | DE0008693 | As per HSA registered indication(s)
Orthopaedics | Sports - Fixation | Soft tissue button | Button | CONMED CORPORATION | 25MM XO BUTTON WITH CONTINUOUS LOOP | T5025 | Standalone | DE0008693 | As per HSA registered indication(s)
Orthopaedics | Sports - Fixation | Soft tissue button | Button | CONMED CORPORATION | 30MM XO BUTTON WITH CONTINUOUS LOOP | T5030 | Standalone | DE0008693 | As per HSA registered indication(s)
Orthopaedics | Sports - Fixation | Soft tissue button | Button | CONMED CORPORATION | 35MM XO BUTTON WITH CONTINUOUS LOOP | T5035 | Standalone | DE0008693 | As per HSA registered indication(s)
Orthopaedics | Sports - Fixation | Soft tissue button | Button | CONMED CORPORATION | 40MM XO BUTTON WITH CONTINUOUS LOOP | T5040 | Standalone | DE0008693 | As per HSA registered indication(s)
Orthopaedics | Sports - Fixation | Soft tissue button | Button | CONMED CORPORATION | 45MM XO BUTTON WITH CONTINUOUS LOOP | T5045 | Standalone | DE0008693 | As per HSA registered indication(s)
Orthopaedics | Sports - Fixation | Soft tissue button | Button | CONMED CORPORATION | 50MM XO BUTTON WITH CONTINUOUS LOOP | T5050 | Standalone | DE0008693 | As per HSA registered indication(s)
Orthopaedics | Sports - Fixation | Soft tissue button | Button | CONMED CORPORATION | GRAFTMAX BUTTON ALB (ADJUSTABLE LOOP BUTTON) | KS-ALB | Standalone | DE0501618 | As per HSA registered indication(s)
Orthopaedics | Sports - Fixation | Soft tissue button | Button | CONMED CORPORATION | GRAFTMAX BUTTON BTB (BONE TENDON BONE) | KS-BTB | Standalone | DE0501618 | As per HSA registered indication(s)
Orthopaedics | Sports - Fixation | Soft tissue button | Button | CONMED CORPORATION | GRAFTMAX BUTTON CRADLE | KS-BCA | Standalone | DE0501618 | As per HSA registered indication(s)
Orthopaedics | Sports - Fixation | Soft tissue button | Button | Medos International SARL | 15 MMRIGIDLOOP CORTICAL FIXATION | 232009 | Standalone | DE0004705 | As per HSA registered indication(s)
Orthopaedics | Sports - Fixation | Soft tissue button | Button | Medos International SARL | 20MM RIGIDLOOP CORTICAL FIXATION | 232011 | Standalone | DE0014853 | As per HSA registered indication(s)
Orthopaedics | Sports - Fixation | Soft tissue button | Button | Medos International SARL | 25MMRIGIDLOOP CORTICAL FIXATION | 232014 | Standalone | DE0014853 | As per HSA registered indication(s)
Orthopaedics | Sports - Fixation | Soft tissue button | Button | Medos International SARL | 30 MMRIGIDLOOP CORTICAL FIXATION | 232016 | Standalone | DE0014853 | As per HSA registered indication(s)
Orthopaedics | Sports - Fixation | Soft tissue button | Button | Medos International SARL | 35 MM RIGIDLOOP CORTICAL FIXATION | 232017 | Standalone | DE0014853 | As per HSA registered indication(s)
Orthopaedics | Sports - Fixation | Soft tissue button | Button | Medos International SARL | 40 MM RIGIDLOOP CORTICAL FIXATION | 232018 | Standalone | DE0014853 | As per HSA registered indication(s)
Orthopaedics | Sports - Fixation | Soft tissue button | Button | Medos International SARL | 45 MM RIGIDLOOP CORTICAL FIXATION | 232019 | Standalone | DE0014853 | As per HSA registered indication(s)
Orthopaedics | Sports - Fixation | Soft tissue button | Button | Medos International SARL | 50MM RIGIDLOOP CORTICAL FIXATION | 232021 | Standalone | DE0014853 | As per HSA registered indication(s)
Orthopaedics | Sports - Fixation | Soft tissue button | Button | Medos International SARL | 55MM RIGIDLOOP CORTICAL FIXATION | 232022 | Standalone | DE0014853 | As per HSA registered indication(s)
Orthopaedics | Sports - Fixation | Soft tissue button | Button | Medos International SARL | 60MM RIGIDLOOP CORTICAL FIXATION | 232023 | Standalone | DE0014853 | As per HSA registered indication(s)
Orthopaedics | Sports - Fixation | Soft tissue button | Button | Medos International SARL | RIGIDLOOP ADJ ACL | 232447 | Standalone | DE0017878 | As per HSA registered indication(s)
Orthopaedics | Sports - Fixation | Soft tissue button | Button | Medos International SARL | RIGIDLOOP ADJ COLLATERAL LIGT | 232448 | Standalone | DE0017878 | As per HSA registered indication(s)
Orthopaedics | Sports - Fixation | Soft tissue button | Button | Medos International SARL | RIGIDLOOP ADJ EXTRA LARGE | 232449 | Standalone | DE0017878 | As per HSA registered indication(s)
Orthopaedics | Sports - Fixation | Soft tissue button | Button | Medos International SARL | RIGIDLOOP XL BUTTON | 232034 | Standalone | DE0014853 | As per HSA registered indication(s)
Orthopaedics | Sports - Fixation | Soft tissue button | Button | Smith and Nephew Inc. Endoscopy Division | RND ENDOBUTTON Post Suture Loop | 71934993 | Standalone | DE0504559 | As per HSA registered indication(s)
Orthopaedics | Sports - Fixation | Soft tissue button | Button | Smith and Nephew Inc. Endoscopy Division | RND ENDOBUTTON 2-HOLE | 71934990 | Standalone | DE0504559 | As per HSA registered indication(s)
Orthopaedics | Sports - Fixation | Soft tissue button | Button | Smith and Nephew Inc. Endoscopy Division | RND ENDOBUTTON 1-HOLE | 71934989 | Standalone | DE0504559 | As per HSA registered indication(s)
Orthopaedics | Sports - Fixation | Soft tissue button | Button | Smith and Nephew Inc. Endoscopy Division | 15MM SUTURE WASHER STER. BOX OF 1 | 72202990 | Standalone | DE0503907 | As per HSA registered indication(s)
Orthopaedics | Sports - Fixation | Soft tissue button | Button | Smith and Nephew Inc. Endoscopy Division | 17MM SUTURE WASHER STER. BOX OF ONE | 72202992 | Standalone | DE0503907 | As per HSA registered indication(s)
Orthopaedics | Sports - Fixation | Soft tissue button | Button | Smith and Nephew Inc. Endoscopy Division | ENDOBUTTON CL ULTRA, 10MM | 72203331 | Standalone | DE0001119 | As per HSA registered indication(s)
Orthopaedics | Sports - Fixation | Soft tissue button | Button | Smith and Nephew Inc. Endoscopy Division | ENDOBUTTON CL ULTRA, 15MM | 72200146 | Standalone | DE0001119 | As per HSA registered indication(s)
Orthopaedics | Sports - Fixation | Soft tissue button | Button | Smith and Nephew Inc. Endoscopy Division | ENDOBUTTON,CL ULTRA, 20MM | 72200147 | Standalone | DE0001119 | As per HSA registered indication(s)
Orthopaedics | Sports - Fixation | Soft tissue button | Button | Smith and Nephew Inc. Endoscopy Division | ENDOBUTTON,CL ULTRA, 25MM | 72200148 | Standalone | DE0001119 | As per HSA registered indication(s)
Orthopaedics | Sports - Fixation | Soft tissue button | Button | Smith and Nephew Inc. Endoscopy Division | ENDOBUTTON,CL ULTRA, 30MM | 72200149 | Standalone | DE0001119 | As per HSA registered indication(s)
Orthopaedics | Sports - Fixation | Soft tissue button | Button | Smith and Nephew Inc. Endoscopy Division | ENDOBUTTON,CL ULTRA, 35MM | 72200150 | Standalone | DE0001119 | As per HSA registered indication(s)
Orthopaedics | Sports - Fixation | Soft tissue button | Button | Smith and Nephew Inc. Endoscopy Division | ENDOBUTTON,CL ULTRA,40MM | 72200151 | Standalone | DE0001119 | As per HSA registered indication(s)
Orthopaedics | Sports - Fixation | Soft tissue button | Button | Smith and Nephew Inc. Endoscopy Division | ENDOBUTTON,CL ULTRA, 45MM | 72200152 | Standalone | DE0001119 | As per HSA registered indication(s)
Orthopaedics | Sports - Fixation | Soft tissue button | Button | Smith and Nephew Inc. Endoscopy Division | ENDOBUTTON CL ULTRA, 50MM | 72200153 | Standalone | DE0001119 | As per HSA registered indication(s)
Orthopaedics | Sports - Fixation | Soft tissue button | Button | Smith and Nephew Inc. Endoscopy Division | ENDOBUTTON CL ULTRA, 55MM | 72200154 | Standalone | DE0001119 | As per HSA registered indication(s)
Orthopaedics | Sports - Fixation | Soft tissue button | Button | Smith and Nephew Inc. Endoscopy Division | ENDOBUTTON CL ULTRA, 60MM | 72200155 | Standalone | DE0001119 | As per HSA registered indication(s)
Orthopaedics | Sports - Fixation | Soft tissue button | Button | Smith and Nephew Inc. Endoscopy Division | ENDOBUTTON DIRECT FIXATION DEVICE, 5MM | 72201206 | Standalone | DE0001119 | As per HSA registered indication(s)
Orthopaedics | Sports - Fixation | Soft tissue button | Button | Smith and Nephew Inc. Endoscopy Division | ENDOBUTTON DIRECT FIXATION DEVICE, 6MM | 72201207 | Standalone | DE0001119 | As per HSA registered indication(s)
Orthopaedics | Sports - Fixation | Soft tissue button | Button | Smith and Nephew Inc. Endoscopy Division | ENDOBUTTON DIRECT FIXATION DEVICE, 7MM | 72201208 | Standalone | DE0001119 | As per HSA registered indication(s)
Orthopaedics | Sports - Fixation | Soft tissue button | Button | Smith and Nephew Inc. Endoscopy Division | ENDOBUTTON DIRECT FIXATION DEVICE, 8MM | 72201209 | Standalone | DE0001119 | As per HSA registered indication(s)
Orthopaedics | Sports - Fixation | Soft tissue button | Button | Smith and Nephew Inc. Endoscopy Division | ENDOBUTTON DIRECT FIXATION DEVICE, 9MM | 72201210 | Standalone | DE0001119 | As per HSA registered indication(s)
Orthopaedics | Sports - Fixation | Soft tissue button | Button | Smith and Nephew Inc. Endoscopy Division | ENDOBUTTON,(BOX OF 1) STR | 013186 | Standalone | DE0001120, DE0001119 | As per HSA registered indication(s)
Orthopaedics | Sports - Fixation | Soft tissue button | Button | Smith and Nephew Inc. Endoscopy Division | ENDOBUTTON CL BTB 15mm, STERILE | 72203330 | Standalone | DE0001119 | As per HSA registered indication(s)
Orthopaedics | Sports - Fixation | Soft tissue button | Button | Smith and Nephew Inc. Endoscopy Division | ENDBUTN CL BTB STERILE 20MM BOX OF 1 | 7210080 | Standalone | DE0001119 | As per HSA registered indication(s)
Orthopaedics | Sports - Fixation | Soft tissue button | Button | Smith and Nephew Inc. Endoscopy Division | ENDBUTN CL BTB STERILE 25MM BOX OF 1 | 7210081 | Standalone | DE0001119 | As per HSA registered indication(s)
Orthopaedics | Sports - Fixation | Soft tissue button | Button | Smith and Nephew Inc. Endoscopy Division | ENDBTN CL BTB STERILE 30MM BOX OF ONE | 7210082 | Standalone | DE0001119 | As per HSA registered indication(s)
Orthopaedics | Sports - Fixation | Soft tissue button | Button | Smith and Nephew Inc. Endoscopy Division | ENDBUTN CL BTB STERILE 35MM BOX OF 1 | 7210083 | Standalone | DE0001119 | As per HSA registered indication(s)
Orthopaedics | Sports - Fixation | Soft tissue button | Button | Smith and Nephew Inc. Endoscopy Division | ENDBUTN CL BTB STERILE 40MM BOX OF 1 | 7210084 | Standalone | DE0001119 | As per HSA registered indication(s)
Orthopaedics | Sports - Fixation | Soft tissue button | Button | Smith and Nephew Inc. Endoscopy Division | ENDBUTN CL BTB STERILE 45MM BOX OF 1 | 7210085 | Standalone | DE0001119 | As per HSA registered indication(s)
Orthopaedics | Sports - Fixation | Soft tissue button | Button | Smith and Nephew Inc. Endoscopy Division | ENDBUTN CL BTB STERILE 50MM BOX OF 1 | 7210086 | Standalone | DE0001119 | As per HSA registered indication(s)
Orthopaedics | Sports - Fixation | Soft tissue button | Button | Smith and Nephew Inc. Endoscopy Division | ENDBUTN CL BTB STERILE 55MM BOX OF 1 | 7210087 | Standalone | DE0001119 | As per HSA registered indication(s)
Orthopaedics | Sports - Fixation | Soft tissue button | Button | Smith and Nephew Inc. Endoscopy Division | ENDBUTN CL BTB STERILE 60MM BOX OF 1 | 7210088 | Standalone | DE0001119 | As per HSA registered indication(s)
Orthopaedics | Sports - Fixation | Soft tissue button | Button | Smith and Nephew Inc. Endoscopy Division | XTENDOBUTTON FIXATION DEVICE | 72200134 | Standalone | DE0001119 | As per HSA registered indication(s)
Orthopaedics | Sports - Fixation | Soft tissue button | Button | Smith and Nephew Inc. Endoscopy Division | Round XTENDOBUTTON Fixation Device, 17mm, 7.5mm peg | 71935602 | Standalone | DE0503131 | As per HSA registered indication(s)
Orthopaedics | Sports - Fixation | Soft tissue button | Button | Smith and Nephew Inc. Endoscopy Division | Round XTENDOBUTTON Fixation Device, 21mm, 10mm peg | 71935603 | Standalone | DE0503131 | As per HSA registered indication(s)
Orthopaedics | Sports - Fixation | Meniscus repair | Meniscus repair implant | Medos International SARL | TRUESPAN 12 DEGREE PEEK | 228151 | Standalone | DE0501133 | As per HSA registered indication(s)
Orthopaedics | Sports - Fixation | Meniscus repair | Meniscus repair implant | Medos International SARL | TRUESPAN 24 DEGREE PEEK | 228152 | Standalone | DE0501133 | As per HSA registered indication(s)
Orthopaedics | Sports - Fixation | Meniscus repair | Meniscus repair implant | Medos International SARL | ORTHOCORD 2/0 MENISCAL REPAIR DBL NEEDLES | 228144 | Standalone | DE0004644 | As per HSA registered indication(s)
Orthopaedics | Sports - Fixation | Meniscus repair | Meniscus repair implant | Smith and Nephew Inc. Endoscopy Division | FAST-FIX 360 STRAIGHT NDL DELIVERY SY | 72202467 | Standalone | DE0013005 | As per HSA registered indication(s)
Orthopaedics | Sports - Fixation | Meniscus repair | Meniscus repair implant | Smith and Nephew Inc. Endoscopy Division | FAST-FIX 360 CURVED NDL DELIVERY SYS | 72202468 | Standalone | DE0013005 | As per HSA registered indication(s)
Orthopaedics | Sports - Fixation | Meniscus repair | Meniscus repair implant | Smith and Nephew Inc. Endoscopy Division | FAST-FIX 360 REVERSED CURVE NDL DELIV | 72202469 | Standalone | DE0013005 | As per HSA registered indication(s)
Orthopaedics | Sports - Fixation | Meniscus repair | Meniscus repair implant | Smith and Nephew Inc. Endoscopy Division | ULTRA FAST-FIX ASSEMBLY - CURVED | 72201491 | Standalone | DE0015554 | As per HSA registered indication(s)
Orthopaedics | Sports - Fixation | Cartilage and tendon repair | Cartilage and tendon repair implant | Anika Therapeutics | Hyalofast biodegradable support for repair of chondrol/osteochondral leisons | 144714F | Standalone | DE0013929 | As per HSA registered indication(s)
Orthopaedics | Sports - Fixation | Cartilage and tendon repair | Cartilage and tendon repair implant | Anika Therapeutics | Hyalofast biodegradable support for repair of chondrol/osteochondral leisons | 144722F | Standalone | DE0013929 | As per HSA registered indication(s)
Orthopaedics | Sports - Fixation | Cartilage and tendon repair | Cartilage and tendon repair implant | Oligo Medic | JointRep injectable implant for cartilage repair of chondrol/osteochondral leisons | JR001 | Standalone | DE0502788 | As per HSA registered indication(s)
Orthopaedics | Sports - Fixation | Cartilage and tendon repair | Cartilage and tendon repair implant | Sewon Cellontech Co Ltd | SEWON CELLONTECH CartiFill Collagen Filler | CartiFill 603 | Standalone | DE0506395 | As per HSA registered indication(s)
Orthopaedics | Sports - Fixation | Cartilage and tendon repair | Cartilage and tendon repair implant | Smith and Nephew Inc. Endoscopy Division | BST-CARGEL EUROPE | 72204980 | Standalone | DE0503269 | As per HSA registered indication(s)
Otorhinolaryngology | Hearing device | Cochlear implant (CI) | CI system - Bilateral hearing loss - First implant | Advanced Bionics | ACE Standard Package - Cochlear Implant system include HiRes Ultra 3D CI HiFocus MidScala electrode with Naida CI Q90 Sound Processor Standard kit - Adult and Children | ACE-3D-MS5280-STD | Package | DE0009086 | 1. For the management of children (less than 18 years old) and adults with severe-to-profound sensorineural hearing loss in both ears who have: - A hearing threshold of higher than 70 decibels hearing level (dB HL) without acoustic hearing aids (HA), - A hearing aid trial of 3 to 6 months, unless contraindicated or inappropriate, and - Parental support in the form of motivation and commitment to rehabilitation for children, and individually motivated and committed to rehabilitation for adults.
Otorhinolaryngology | Hearing device | Cochlear implant (CI) | CI system - Bilateral hearing loss - First implant | Advanced Bionics | ACE Standard Package - Cochlear Implant system include HiRes Ultra 3D CI HiFocus SlimJ electrode with Naida CI Q90 Sound Processor Standard Kit - Adult and Children | ACE-3D-SJ5280-STD | Package | DE0009086 | 1. For the management of children (less than 18 years old) and adults with severe-to-profound sensorineural hearing loss in both ears who have: - A hearing threshold of higher than 70 decibels hearing level (dB HL) without acoustic hearing aids (HA), - A hearing aid trial of 3 to 6 months, unless contraindicated or inappropriate, and - Parental support in the form of motivation and commitment to rehabilitation for children, and individually motivated and committed to rehabilitation for adults.
Otorhinolaryngology | Hearing device | Cochlear implant (CI) | CI system - Bilateral hearing loss - First implant | Advanced Bionics | ACE Cochlear Implant system include HiRes Ultra CI HiFocus MidScala electrode with Naida CI Q30 Sound Processor Standard Kit - Children and Adult | ACE-UL-MS5260-STD | Package | DE0009086 | 1. For the management of children (less than 18 years old) and adults with severe-to-profound sensorineural hearing loss in both ears who have: - A hearing threshold of higher than 70 decibels hearing level (dB HL) without acoustic hearing aids (HA), - A hearing aid trial of 3 to 6 months, unless contraindicated or inappropriate, and - Parental support in the form of motivation and commitment to rehabilitation for children, and individually motivated and committed to rehabilitation for adults.
Otorhinolaryngology | Hearing device | Cochlear implant (CI) | CI system - Bilateral hearing loss - First implant | Advanced Bionics | ACE Cochlear Implant system include HiRes Ultra CI HiFocus SlimJ electrode with Naida CI Q30 Sound Processor Standard Kit - Children and Adult | ACE-UL-SJ5260-STD | Package | DE0009086 | 1. For the management of children (less than 18 years old) and adults with severe-to-profound sensorineural hearing loss in both ears who have: - A hearing threshold of higher than 70 decibels hearing level (dB HL) without acoustic hearing aids (HA), - A hearing aid trial of 3 to 6 months, unless contraindicated or inappropriate, and - Parental support in the form of motivation and commitment to rehabilitation for children, and individually motivated and committed to rehabilitation for adults.
Otorhinolaryngology | Hearing device | Cochlear implant (CI) | CI system - Bilateral hearing loss - First implant | Advanced Bionics | ACE Standard Package - Cochlear Implant system include HiRes Ultra 3D CI HiFocus MidScala electrode with Naida CI M90 Sound Processor Standard kit | ACE-3D-MS5293-STD | Package | DE0009086 | 1. For the management of children (less than 18 years old) and adults with severe-to-profound sensorineural hearing loss in both ears who have: - A hearing threshold of higher than 70 decibels hearing level (dB HL) without acoustic hearing aids (HA), - A hearing aid trial of 3 to 6 months, unless contraindicated or inappropriate, and - Parental support in the form of motivation and commitment to rehabilitation for children, and individually motivated and committed to rehabilitation for adults.
Otorhinolaryngology | Hearing device | Cochlear implant (CI) | CI system - Bilateral hearing loss - First implant | Advanced Bionics | ACE Standard Package - Cochlear Implant system include HiRes Ultra 3D CI HiFocus SlimJ electrode with Naida CI M90 Sound Processor Standard kit | ACE-3D-SJ5293-STD | Package | DE0009086 | 1. For the management of children (less than 18 years old) and adults with severe-to-profound sensorineural hearing loss in both ears who have: - A hearing threshold of higher than 70 decibels hearing level (dB HL) without acoustic hearing aids (HA), - A hearing aid trial of 3 to 6 months, unless contraindicated or inappropriate, and - Parental support in the form of motivation and commitment to rehabilitation for children, and individually motivated and committed to rehabilitation for adults.
Otorhinolaryngology | Hearing device | Cochlear implant (CI) | CI system - Bilateral hearing loss - First implant | Advanced Bionics | ACE Standard Package - Cochlear Implant system include HiRes Ultra 3D CI HiFocus MidScala electrode with Sky CI M90 Sound Processor Standard kit | ACE-3D-MS5295-STD | Package | DE0009086 | 1. For the management of children (less than 18 years old) and adults with severe-to-profound sensorineural hearing loss in both ears who have: - A hearing threshold of higher than 70 decibels hearing level (dB HL) without acoustic hearing aids (HA), - A hearing aid trial of 3 to 6 months, unless contraindicated or inappropriate, and - Parental support in the form of motivation and commitment to rehabilitation for children, and individually motivated and committed to rehabilitation for adults.
Otorhinolaryngology | Hearing device | Cochlear implant (CI) | CI system - Bilateral hearing loss - First implant | Advanced Bionics | ACE Standard Package - Cochlear Implant system include HiRes Ultra 3D CI HiFocus SlimJ electrode with Sky CI M90 Sound Processor Standard kit | ACE-3D-SJ5295-STD | Package | DE0009086 | 1. For the management of children (less than 18 years old) and adults with severe-to-profound sensorineural hearing loss in both ears who have: - A hearing threshold of higher than 70 decibels hearing level (dB HL) without acoustic hearing aids (HA), - A hearing aid trial of 3 to 6 months, unless contraindicated or inappropriate, and - Parental support in the form of motivation and commitment to rehabilitation for children, and individually motivated and committed to rehabilitation for adults.
Otorhinolaryngology | Hearing device | Cochlear implant (CI) | CI system - Bilateral hearing loss - First implant | Advanced Bionics | ACE Standard Package - Cochlear Implant system include HiRes Ultra 3D CI HiFocus MidScala electrode with Naida CI M30 Sound Processor Standard kit | ACE-3D-MS5294-STD | Package | DE0009086 | 1. For the management of children (less than 18 years old) and adults with severe-to-profound sensorineural hearing loss in both ears who have: - A hearing threshold of higher than 70 decibels hearing level (dB HL) without acoustic hearing aids (HA), - A hearing aid trial of 3 to 6 months, unless contraindicated or inappropriate, and - Parental support in the form of motivation and commitment to rehabilitation for children, and individually motivated and committed to rehabilitation for adults.
Otorhinolaryngology | Hearing device | Cochlear implant (CI) | CI system - Bilateral hearing loss - First implant | Advanced Bionics | ACE Standard Package - Cochlear Implant system include HiRes Ultra 3D CI HiFocus SlimJ electrode with Naida CI M30 Sound Processor Standard kit | ACE-3D-SJ5294-STD | Package | DE0009086 | 1. For the management of children (less than 18 years old) and adults with severe-to-profound sensorineural hearing loss in both ears who have: - A hearing threshold of higher than 70 decibels hearing level (dB HL) without acoustic hearing aids (HA), - A hearing aid trial of 3 to 6 months, unless contraindicated or inappropriate, and - Parental support in the form of motivation and commitment to rehabilitation for children, and individually motivated and committed to rehabilitation for adults.
Otorhinolaryngology | Hearing device | Cochlear implant (CI) | CI system - Bilateral hearing loss - First implant | Cochlear Limited | ACE Package - Kanso 2 System with Profile Plus Implant (CI632/622/612) - 1st Side | PRC21658 | Package | DE0505470, DE0505418 | 1. For the management of children (less than 18 years old) and adults with severe-to-profound sensorineural hearing loss in both ears who have: - A hearing threshold of higher than 70 decibels hearing level (dB HL) without acoustic hearing aids (HA), - A hearing aid trial of 3 to 6 months, unless contraindicated or inappropriate, and - Parental support in the form of motivation and commitment to rehabilitation for children, and individually motivated and committed to rehabilitation for adults.
Otorhinolaryngology | Hearing device | Cochlear implant (CI) | CI system - Bilateral hearing loss - First implant | Cochlear Limited | ACE Package - Kanso 2 System with Profile Series Implant (CI532/522/512) - 1st side | PRC21661 | Package | DE0005185, DE0017970, DE0505418 | 1. For the management of children (less than 18 years old) and adults with severe-to-profound sensorineural hearing loss in both ears who have: - A hearing threshold of higher than 70 decibels hearing level (dB HL) without acoustic hearing aids (HA), - A hearing aid trial of 3 to 6 months, unless contraindicated or inappropriate, and - Parental support in the form of motivation and commitment to rehabilitation for children, and individually motivated and committed to rehabilitation for adults.
Otorhinolaryngology | Hearing device | Cochlear implant (CI) | CI system - Bilateral hearing loss - First implant | Cochlear Limited | ACE Package - Kanso 2 System with CI24RE(ST) - 1st side | PRC21664 | Package | DE0004845, DE0505418 | 1. For the management of children (less than 18 years old) and adults with severe-to-profound sensorineural hearing loss in both ears who have: - A hearing threshold of higher than 70 decibels hearing level (dB HL) without acoustic hearing aids (HA), - A hearing aid trial of 3 to 6 months, unless contraindicated or inappropriate, and - Parental support in the form of motivation and commitment to rehabilitation for children, and individually motivated and committed to rehabilitation for adults.
Otorhinolaryngology | Hearing device | Cochlear implant (CI) | CI system - Bilateral hearing loss - First implant | Cochlear Limited | ACE Package - Cochlear Nucleus 7 System with Profile Plus Implant (CI632/622/612) - 1st Side | PRC21480 | Package | DE0505470, DE0502027 | 1. For the management of children (less than 18 years old) and adults with severe-to-profound sensorineural hearing loss in both ears who have: - A hearing threshold of higher than 70 decibels hearing level (dB HL) without acoustic hearing aids (HA), - A hearing aid trial of 3 to 6 months, unless contraindicated or inappropriate, and - Parental support in the form of motivation and commitment to rehabilitation for children, and individually motivated and committed to rehabilitation for adults.
Otorhinolaryngology | Hearing device | Cochlear implant (CI) | CI system - Bilateral hearing loss - First implant | Cochlear Limited | ACE Package - Cochlear Nucleus 7 System with Profile Implant (CI532/522/512) - 1st Side | PRC21397 | Package | DE0005185, DE0017970, DE0502027 | 1. For the management of children (less than 18 years old) and adults with severe-to-profound sensorineural hearing loss in both ears who have: - A hearing threshold of higher than 70 decibels hearing level (dB HL) without acoustic hearing aids (HA), - A hearing aid trial of 3 to 6 months, unless contraindicated or inappropriate, and - Parental support in the form of motivation and commitment to rehabilitation for children, and individually motivated and committed to rehabilitation for adults.
Otorhinolaryngology | Hearing device | Cochlear implant (CI) | CI system - Bilateral hearing loss - First implant | Cochlear Limited | ACE Package - Cochlear Nucleus 7 System with CI24REST - 1st Side | PRC21402 | Package | DE0004845, DE0502027 | 1. For the management of children (less than 18 years old) and adults with severe-to-profound sensorineural hearing loss in both ears who have: - A hearing threshold of higher than 70 decibels hearing level (dB HL) without acoustic hearing aids (HA), - A hearing aid trial of 3 to 6 months, unless contraindicated or inappropriate, and - Parental support in the form of motivation and commitment to rehabilitation for children, and individually motivated and committed to rehabilitation for adults.
Otorhinolaryngology | Hearing device | Cochlear implant (CI) | CI system - Bilateral hearing loss - First implant | Cochlear Limited | ACE - Nucleus 8 System with CI632/622/612 - 1st Side | PRC21796 | Package | DE0505470, DE0507385 | 1. For the management of children (less than 18 years old) and adults with severe-to-profound sensorineural hearing loss in both ears who have: - A hearing threshold of higher than 70 decibels hearing level (dB HL) without acoustic hearing aids (HA), - A hearing aid trial of 3 to 6 months, unless contraindicated or inappropriate, and - Parental support in the form of motivation and commitment to rehabilitation for children, and individually motivated and committed to rehabilitation for adults.
Otorhinolaryngology | Hearing device | Cochlear implant (CI) | CI system - Bilateral hearing loss - First implant | Cochlear Limited | ACE - Nucleus 8 System with CI532/522/512 - 1st Side | PRC21797 | Package | DE0005185, DE0017970, DE0507385 | 1. For the management of children (less than 18 years old) and adults with severe-to-profound sensorineural hearing loss in both ears who have: - A hearing threshold of higher than 70 decibels hearing level (dB HL) without acoustic hearing aids (HA), - A hearing aid trial of 3 to 6 months, unless contraindicated or inappropriate, and - Parental support in the form of motivation and commitment to rehabilitation for children, and individually motivated and committed to rehabilitation for adults.
Otorhinolaryngology | Hearing device | Cochlear implant (CI) | CI system - Bilateral hearing loss - First implant | Cochlear Limited | ACE - Nucleus 8 System with CI24REST - 1st Side | PRC21798 | Package | DE0004845, DE0507385 | 1. For the management of children (less than 18 years old) and adults with severe-to-profound sensorineural hearing loss in both ears who have: - A hearing threshold of higher than 70 decibels hearing level (dB HL) without acoustic hearing aids (HA), - A hearing aid trial of 3 to 6 months, unless contraindicated or inappropriate, and - Parental support in the form of motivation and commitment to rehabilitation for children, and individually motivated and committed to rehabilitation for adults.
Otorhinolaryngology | Hearing device | Cochlear implant (CI) | CI system - Bilateral hearing loss - First implant | MED-EL | Synchrony 2 Mi1250, MOH-1C-SONNET First Implant - Children | MOH-1C-SONNET | Package | DE0506691, DE0018636 | 1. For the management of children (less than 18 years old) and adults with severe-to-profound sensorineural hearing loss in both ears who have: - A hearing threshold of higher than 70 decibels hearing level (dB HL) without acoustic hearing aids (HA), - A hearing aid trial of 3 to 6 months, unless contraindicated or inappropriate, and - Parental support in the form of motivation and commitment to rehabilitation for children, and individually motivated and committed to rehabilitation for adults.
Otorhinolaryngology | Hearing device | Cochlear implant (CI) | CI system - Bilateral hearing loss - First implant | MED-EL | Synchrony 2 Mi1250, MOH-1A-SONNET First Implant - Adult | MOH-1A-SONNET | Package | DE0506691, DE0018636 | 1. For the management of children (less than 18 years old) and adults with severe-to-profound sensorineural hearing loss in both ears who have: - A hearing threshold of higher than 70 decibels hearing level (dB HL) without acoustic hearing aids (HA), - A hearing aid trial of 3 to 6 months, unless contraindicated or inappropriate, and - Parental support in the form of motivation and commitment to rehabilitation for children, and individually motivated and committed to rehabilitation for adults.
Otorhinolaryngology | Hearing device | Cochlear implant (CI) | CI system - Bilateral hearing loss - First implant | MED-EL | Synchrony 2 Mi1250, MOH-1C-RONDO3 First Implant - Children | MOH-1C-RONDO3 | Package | DE0506576, DE0506691 | 1. For the management of children (less than 18 years old) and adults with severe-to-profound sensorineural hearing loss in both ears who have: - A hearing threshold of higher than 70 decibels hearing level (dB HL) without acoustic hearing aids (HA), - A hearing aid trial of 3 to 6 months, unless contraindicated or inappropriate, and - Parental support in the form of motivation and commitment to rehabilitation for children, and individually motivated and committed to rehabilitation for adults.
Otorhinolaryngology | Hearing device | Cochlear implant (CI) | CI system - Bilateral hearing loss - First implant | MED-EL | Synchrony 2 Mi1250, MOH-1A-RONDO3 First Implant - Adult | MOH-1A-RONDO3 | Package | DE0506576, DE0506691 | 1. For the management of children (less than 18 years old) and adults with severe-to-profound sensorineural hearing loss in both ears who have: - A hearing threshold of higher than 70 decibels hearing level (dB HL) without acoustic hearing aids (HA), - A hearing aid trial of 3 to 6 months, unless contraindicated or inappropriate, and - Parental support in the form of motivation and commitment to rehabilitation for children, and individually motivated and committed to rehabilitation for adults.
Otorhinolaryngology | Hearing device | Cochlear implant (CI) | CI system - Bilateral hearing loss - First implant | MED-EL | Synchrony 2 Mi1250, MOH-1C-SONNET2 First Implant - Children | MOH-1C-SONNET2 | Package | DE0506812, DE0506691 | 1. For the management of children (less than 18 years old) and adults with severe-to-profound sensorineural hearing loss in both ears who have: - A hearing threshold of higher than 70 decibels hearing level (dB HL) without acoustic hearing aids (HA), - A hearing aid trial of 3 to 6 months, unless contraindicated or inappropriate, and - Parental support in the form of motivation and commitment to rehabilitation for children, and individually motivated and committed to rehabilitation for adults.
Otorhinolaryngology | Hearing device | Cochlear implant (CI) | CI system - Bilateral hearing loss - First implant | MED-EL | Synchrony 2 Mi1250, MOH-1A-SONNET2 First Implant - Adult | MOH-1A-SONNET2 | Package | DE0506812, DE0506691 | 1. For the management of children (less than 18 years old) and adults with severe-to-profound sensorineural hearing loss in both ears who have: - A hearing threshold of higher than 70 decibels hearing level (dB HL) without acoustic hearing aids (HA), - A hearing aid trial of 3 to 6 months, unless contraindicated or inappropriate, and - Parental support in the form of motivation and commitment to rehabilitation for children, and individually motivated and committed to rehabilitation for adults.
Otorhinolaryngology | Hearing device | Cochlear implant (CI) | CI system - Bilateral hearing loss - First implant | NEURELEC | NEURO ZTICLA with NEURO 2 SOUND PROCESSOR | N2B1CACLSD | Package | DE0018825 | 1. For the management of children (less than 18 years old) and adults with severe-to-profound sensorineural hearing loss in both ears who have: - A hearing threshold of higher than 70 decibels hearing level (dB HL) without acoustic hearing aids (HA), - A hearing aid trial of 3 to 6 months, unless contraindicated or inappropriate, and - Parental support in the form of motivation and commitment to rehabilitation for children, and individually motivated and committed to rehabilitation for adults.
Otorhinolaryngology | Hearing device | Cochlear implant (CI) | CI system - Bilateral hearing loss - First implant | NEURELEC | NEURO ZTIEVO with NEURO 2 SOUND PROCESSOR | N2B1CAEVSD | Package | DE0018825 | 1. For the management of children (less than 18 years old) and adults with severe-to-profound sensorineural hearing loss in both ears who have: - A hearing threshold of higher than 70 decibels hearing level (dB HL) without acoustic hearing aids (HA), - A hearing aid trial of 3 to 6 months, unless contraindicated or inappropriate, and - Parental support in the form of motivation and commitment to rehabilitation for children, and individually motivated and committed to rehabilitation for adults.
Otorhinolaryngology | Hearing device | Cochlear implant (CI) | CI system - Bilateral hearing loss - Second implant | Advanced Bionics | ACE Standard Package - Cochlear Implant system include HiRes Ultra 3D CI HiFocus MidScala electrode with Naida CI Q90 Sound Processor Base kit - Children | ACE-3D-MS5280B | Package | DE0009086 | 1. Bilateral cochlear implants (BCI) for the management of children (less than 18 years old) with severe-to-profound sensorineural hearing loss in both ears who have: - A hearing threshold of higher than 70 decibels hearing level (dB HL) without acoustic hearing aids (HA), - A hearing aid trial of 3 to 6 months, unless contraindicated or inappropriate, and - Parental support in the form of motivation and commitment to rehabilitation. 2. Simultaneous BCI should be provided to the eligible child as early as clinically suitable. For children who have received unilateral cochlear implant, the second cochlear implant in the contralateral ear should be provided only if this is judged to provide sufficient benefit by the clinician. The second cochlear implant should be provided by 6 years of age unless there are special conditions to consider (e.g. large vestibular aqueduct syndrome (LVAS), meningitis, irradiated ears).
Otorhinolaryngology | Hearing device | Cochlear implant (CI) | CI system - Bilateral hearing loss - Second implant | Advanced Bionics | ACE Standard Package - Cochlear Implant system include HiRes Ultra 3D CI HiFocus SlimJ electrode with Naida CI Q90 Sound Processor Base kit - Children | ACE-3D-SJ5280B | Package | DE0009086 | 1. Bilateral cochlear implants (BCI) for the management of children (less than 18 years old) with severe-to-profound sensorineural hearing loss in both ears who have: - A hearing threshold of higher than 70 decibels hearing level (dB HL) without acoustic hearing aids (HA), - A hearing aid trial of 3 to 6 months, unless contraindicated or inappropriate, and - Parental support in the form of motivation and commitment to rehabilitation. 2. Simultaneous BCI should be provided to the eligible child as early as clinically suitable. For children who have received unilateral cochlear implant, the second cochlear implant in the contralateral ear should be provided only if this is judged to provide sufficient benefit by the clinician. The second cochlear implant should be provided by 6 years of age unless there are special conditions to consider (e.g. large vestibular aqueduct syndrome (LVAS), meningitis, irradiated ears).
Otorhinolaryngology | Hearing device | Cochlear implant (CI) | CI system - Bilateral hearing loss - Second implant | Advanced Bionics | ACE 2nd Side Cochlear Implant system include HiRes Ultra CI HiFocus MidScala electrode with Naida CI Q30 Sound Processor Base Kit - Children | ACE-UL-MS5260B | Package | DE0009086 | 1. Bilateral cochlear implants (BCI) for the management of children (less than 18 years old) with severe-to-profound sensorineural hearing loss in both ears who have: - A hearing threshold of higher than 70 decibels hearing level (dB HL) without acoustic hearing aids (HA), - A hearing aid trial of 3 to 6 months, unless contraindicated or inappropriate, and - Parental support in the form of motivation and commitment to rehabilitation. 2. Simultaneous BCI should be provided to the eligible child as early as clinically suitable. For children who have received unilateral cochlear implant, the second cochlear implant in the contralateral ear should be provided only if this is judged to provide sufficient benefit by the clinician. The second cochlear implant should be provided by 6 years of age unless there are special conditions to consider (e.g. large vestibular aqueduct syndrome (LVAS), meningitis, irradiated ears).
Otorhinolaryngology | Hearing device | Cochlear implant (CI) | CI system - Bilateral hearing loss - Second implant | Advanced Bionics | ACE 2nd Side Cochlear Implant system include HiRes Ultra CI HiFocus SlimJ electrode with Naida CI Q30 Sound Processor Base Kit - Children | ACE-UL-SJ5260B | Package | DE0009086 | 1. Bilateral cochlear implants (BCI) for the management of children (less than 18 years old) with severe-to-profound sensorineural hearing loss in both ears who have: - A hearing threshold of higher than 70 decibels hearing level (dB HL) without acoustic hearing aids (HA), - A hearing aid trial of 3 to 6 months, unless contraindicated or inappropriate, and - Parental support in the form of motivation and commitment to rehabilitation. 2. Simultaneous BCI should be provided to the eligible child as early as clinically suitable. For children who have received unilateral cochlear implant, the second cochlear implant in the contralateral ear should be provided only if this is judged to provide sufficient benefit by the clinician. The second cochlear implant should be provided by 6 years of age unless there are special conditions to consider (e.g. large vestibular aqueduct syndrome (LVAS), meningitis, irradiated ears).
Otorhinolaryngology | Hearing device | Cochlear implant (CI) | CI system - Bilateral hearing loss - Second implant | Advanced Bionics | ACE Standard Package - Cochlear Implant system include HiRes Ultra 3D CI HiFocus MidScala electrode with Sky CI M90 Sound Processor Base kit | ACE-3D-MS5295B | Package | DE0009086 | 1. Bilateral cochlear implants (BCI) for the management of children (less than 18 years old) with severe-to-profound sensorineural hearing loss in both ears who have: - A hearing threshold of higher than 70 decibels hearing level (dB HL) without acoustic hearing aids (HA), - A hearing aid trial of 3 to 6 months, unless contraindicated or inappropriate, and - Parental support in the form of motivation and commitment to rehabilitation. 2. Simultaneous BCI should be provided to the eligible child as early as clinically suitable. For children who have received unilateral cochlear implant, the second cochlear implant in the contralateral ear should be provided only if this is judged to provide sufficient benefit by the clinician. The second cochlear implant should be provided by 6 years of age unless there are special conditions to consider (e.g. large vestibular aqueduct syndrome (LVAS), meningitis, irradiated ears).
Otorhinolaryngology | Hearing device | Cochlear implant (CI) | CI system - Bilateral hearing loss - Second implant | Advanced Bionics | ACE Standard Package - Cochlear Implant system include HiRes Ultra 3D CI HiFocus SlimJ electrode with Sky CI M90 Sound Processor Base kit | ACE-3D-SJ5295B | Package | DE0009086 | 1. Bilateral cochlear implants (BCI) for the management of children (less than 18 years old) with severe-to-profound sensorineural hearing loss in both ears who have: - A hearing threshold of higher than 70 decibels hearing level (dB HL) without acoustic hearing aids (HA), - A hearing aid trial of 3 to 6 months, unless contraindicated or inappropriate, and - Parental support in the form of motivation and commitment to rehabilitation. 2. Simultaneous BCI should be provided to the eligible child as early as clinically suitable. For children who have received unilateral cochlear implant, the second cochlear implant in the contralateral ear should be provided only if this is judged to provide sufficient benefit by the clinician. The second cochlear implant should be provided by 6 years of age unless there are special conditions to consider (e.g. large vestibular aqueduct syndrome (LVAS), meningitis, irradiated ears).
Otorhinolaryngology | Hearing device | Cochlear implant (CI) | CI system - Bilateral hearing loss - Second implant | Advanced Bionics | ACE Standard Package - Cochlear Implant system include HiRes Ultra 3D CI HiFocus MidScala electrode with Naida CI M30 Sound Processor Base Kit | ACE-3D-MS5294B | Package | DE0009086 | 1. Bilateral cochlear implants (BCI) for the management of children (less than 18 years old) with severe-to-profound sensorineural hearing loss in both ears who have: - A hearing threshold of higher than 70 decibels hearing level (dB HL) without acoustic hearing aids (HA), - A hearing aid trial of 3 to 6 months, unless contraindicated or inappropriate, and - Parental support in the form of motivation and commitment to rehabilitation. 2. Simultaneous BCI should be provided to the eligible child as early as clinically suitable. For children who have received unilateral cochlear implant, the second cochlear implant in the contralateral ear should be provided only if this is judged to provide sufficient benefit by the clinician. The second cochlear implant should be provided by 6 years of age unless there are special conditions to consider (e.g. large vestibular aqueduct syndrome (LVAS), meningitis, irradiated ears).
Otorhinolaryngology | Hearing device | Cochlear implant (CI) | CI system - Bilateral hearing loss - Second implant | Advanced Bionics | ACE Standard Package - Cochlear Implant system include HiRes Ultra 3D CI HiFocus SlimJ electrode with Naida CI M30 Sound Processor Base kit | ACE-3D-SJ5294B | Package | DE0009086 | 1. Bilateral cochlear implants (BCI) for the management of children (less than 18 years old) with severe-to-profound sensorineural hearing loss in both ears who have: - A hearing threshold of higher than 70 decibels hearing level (dB HL) without acoustic hearing aids (HA), - A hearing aid trial of 3 to 6 months, unless contraindicated or inappropriate, and - Parental support in the form of motivation and commitment to rehabilitation. 2. Simultaneous BCI should be provided to the eligible child as early as clinically suitable. For children who have received unilateral cochlear implant, the second cochlear implant in the contralateral ear should be provided only if this is judged to provide sufficient benefit by the clinician. The second cochlear implant should be provided by 6 years of age unless there are special conditions to consider (e.g. large vestibular aqueduct syndrome (LVAS), meningitis, irradiated ears).
Otorhinolaryngology | Hearing device | Cochlear implant (CI) | CI system - Bilateral hearing loss - Second implant | Cochlear Limited | ACE Package - Kanso 2 System with Profile Plus Implant (CI632/622/612) - 2nd Side (Children) | PRC21659 | Package | DE0505470, DE0505418 | 1. Bilateral cochlear implants (BCI) for the management of children (less than 18 years old) with severe-to-profound sensorineural hearing loss in both ears who have: - A hearing threshold of higher than 70 decibels hearing level (dB HL) without acoustic hearing aids (HA), - A hearing aid trial of 3 to 6 months, unless contraindicated or inappropriate, and - Parental support in the form of motivation and commitment to rehabilitation. 2. Simultaneous BCI should be provided to the eligible child as early as clinically suitable. For children who have received unilateral cochlear implant, the second cochlear implant in the contralateral ear should be provided only if this is judged to provide sufficient benefit by the clinician. The second cochlear implant should be provided by 6 years of age unless there are special conditions to consider (e.g. large vestibular aqueduct syndrome (LVAS), meningitis, irradiated ears).
Otorhinolaryngology | Hearing device | Cochlear implant (CI) | CI system - Bilateral hearing loss - Second implant | Cochlear Limited | ACE Package - Kanso 2 System with Profile Series Implant - (CI532/522/512) - 2nd Side (Children) | PRC21662 | Package | DE0005185, DE0017970, DE0505418 | 1. Bilateral cochlear implants (BCI) for the management of children (less than 18 years old) with severe-to-profound sensorineural hearing loss in both ears who have: - A hearing threshold of higher than 70 decibels hearing level (dB HL) without acoustic hearing aids (HA), - A hearing aid trial of 3 to 6 months, unless contraindicated or inappropriate, and - Parental support in the form of motivation and commitment to rehabilitation. 2. Simultaneous BCI should be provided to the eligible child as early as clinically suitable. For children who have received unilateral cochlear implant, the second cochlear implant in the contralateral ear should be provided only if this is judged to provide sufficient benefit by the clinician. The second cochlear implant should be provided by 6 years of age unless there are special conditions to consider (e.g. large vestibular aqueduct syndrome (LVAS), meningitis, irradiated ears).
Otorhinolaryngology | Hearing device | Cochlear implant (CI) | CI system - Bilateral hearing loss - Second implant | Cochlear Limited | ACE Package - Kanso 2 System with CI24RE(ST) - 2nd Side (Children) | PRC21665 | Package | DE0004845, DE0505418 | 1. Bilateral cochlear implants (BCI) for the management of children (less than 18 years old) with severe-to-profound sensorineural hearing loss in both ears who have: - A hearing threshold of higher than 70 decibels hearing level (dB HL) without acoustic hearing aids (HA), - A hearing aid trial of 3 to 6 months, unless contraindicated or inappropriate, and - Parental support in the form of motivation and commitment to rehabilitation. 2. Simultaneous BCI should be provided to the eligible child as early as clinically suitable. For children who have received unilateral cochlear implant, the second cochlear implant in the contralateral ear should be provided only if this is judged to provide sufficient benefit by the clinician. The second cochlear implant should be provided by 6 years of age unless there are special conditions to consider (e.g. large vestibular aqueduct syndrome (LVAS), meningitis, irradiated ears).
Otorhinolaryngology | Hearing device | Cochlear implant (CI) | CI system - Bilateral hearing loss - Second implant | Cochlear Limited | ACE Package - Cochlear Nucleus 7 System with Profile Plus Implant (CI632/622/612) - 2nd Side (Children) | PRC21481 | Package | DE0505470, DE0502027 | 1. Bilateral cochlear implants (BCI) for the management of children (less than 18 years old) with severe-to-profound sensorineural hearing loss in both ears who have: - A hearing threshold of higher than 70 decibels hearing level (dB HL) without acoustic hearing aids (HA), - A hearing aid trial of 3 to 6 months, unless contraindicated or inappropriate, and - Parental support in the form of motivation and commitment to rehabilitation. 2. Simultaneous BCI should be provided to the eligible child as early as clinically suitable. For children who have received unilateral cochlear implant, the second cochlear implant in the contralateral ear should be provided only if this is judged to provide sufficient benefit by the clinician. The second cochlear implant should be provided by 6 years of age unless there are special conditions to consider (e.g. large vestibular aqueduct syndrome (LVAS), meningitis, irradiated ears).
Otorhinolaryngology | Hearing device | Cochlear implant (CI) | CI system - Bilateral hearing loss - Second implant | Cochlear Limited | ACE Package - Cochlear Nucleus 7 System with Profile Implant (CI532/522/512) - 2nd side (Children) | PRC21398 | Package | DE0005185, DE0017970, DE0502027 | 1. Bilateral cochlear implants (BCI) for the management of children (less than 18 years old) with severe-to-profound sensorineural hearing loss in both ears who have: - A hearing threshold of higher than 70 decibels hearing level (dB HL) without acoustic hearing aids (HA), - A hearing aid trial of 3 to 6 months, unless contraindicated or inappropriate, and - Parental support in the form of motivation and commitment to rehabilitation. 2. Simultaneous BCI should be provided to the eligible child as early as clinically suitable. For children who have received unilateral cochlear implant, the second cochlear implant in the contralateral ear should be provided only if this is judged to provide sufficient benefit by the clinician. The second cochlear implant should be provided by 6 years of age unless there are special conditions to consider (e.g. large vestibular aqueduct syndrome (LVAS), meningitis, irradiated ears).
Otorhinolaryngology | Hearing device | Cochlear implant (CI) | CI system - Bilateral hearing loss - Second implant | Cochlear Limited | ACE Package - Cochlear Nucleus 7 System with CI24REST- 2nd Side (Children) | PRC21405 | Package | DE0004845, DE0502027 | 1. Bilateral cochlear implants (BCI) for the management of children (less than 18 years old) with severe-to-profound sensorineural hearing loss in both ears who have: - A hearing threshold of higher than 70 decibels hearing level (dB HL) without acoustic hearing aids (HA), - A hearing aid trial of 3 to 6 months, unless contraindicated or inappropriate, and - Parental support in the form of motivation and commitment to rehabilitation. 2. Simultaneous BCI should be provided to the eligible child as early as clinically suitable. For children who have received unilateral cochlear implant, the second cochlear implant in the contralateral ear should be provided only if this is judged to provide sufficient benefit by the clinician. The second cochlear implant should be provided by 6 years of age unless there are special conditions to consider (e.g. large vestibular aqueduct syndrome (LVAS), meningitis, irradiated ears).
Otorhinolaryngology | Hearing device | Cochlear implant (CI) | CI system - Bilateral hearing loss - Second implant | Cochlear Limited | ACE - Nucleus 8 System with CI632/622/612 - 2nd Side (Children) | PRC21799 | Package | DE0505470, DE0507385 | 1. Bilateral cochlear implants (BCI) for the management of children (less than 18 years old) with severe-to-profound sensorineural hearing loss in both ears who have: - A hearing threshold of higher than 70 decibels hearing level (dB HL) without acoustic hearing aids (HA), - A hearing aid trial of 3 to 6 months, unless contraindicated or inappropriate, and - Parental support in the form of motivation and commitment to rehabilitation. 2. Simultaneous BCI should be provided to the eligible child as early as clinically suitable. For children who have received unilateral cochlear implant, the second cochlear implant in the contralateral ear should be provided only if this is judged to provide sufficient benefit by the clinician. The second cochlear implant should be provided by 6 years of age unless there are special conditions to consider (e.g. large vestibular aqueduct syndrome (LVAS), meningitis, irradiated ears).
Otorhinolaryngology | Hearing device | Cochlear implant (CI) | CI system - Bilateral hearing loss - Second implant | Cochlear Limited | ACE - Nucleus 8 System with CI532/522/512 - 2nd side (Children) | PRC21800 | Package | DE0005185, DE0017970, DE0507385 | 1. Bilateral cochlear implants (BCI) for the management of children (less than 18 years old) with severe-to-profound sensorineural hearing loss in both ears who have: - A hearing threshold of higher than 70 decibels hearing level (dB HL) without acoustic hearing aids (HA), - A hearing aid trial of 3 to 6 months, unless contraindicated or inappropriate, and - Parental support in the form of motivation and commitment to rehabilitation. 2. Simultaneous BCI should be provided to the eligible child as early as clinically suitable. For children who have received unilateral cochlear implant, the second cochlear implant in the contralateral ear should be provided only if this is judged to provide sufficient benefit by the clinician. The second cochlear implant should be provided by 6 years of age unless there are special conditions to consider (e.g. large vestibular aqueduct syndrome (LVAS), meningitis, irradiated ears).
Otorhinolaryngology | Hearing device | Cochlear implant (CI) | CI system - Bilateral hearing loss - Second implant | Cochlear Limited | ACE - Nucleus 8 System with CI24REST- 2nd Side (Children) | PRC21801 | Package | DE0004845, DE0507385 | 1. Bilateral cochlear implants (BCI) for the management of children (less than 18 years old) with severe-to-profound sensorineural hearing loss in both ears who have: - A hearing threshold of higher than 70 decibels hearing level (dB HL) without acoustic hearing aids (HA), - A hearing aid trial of 3 to 6 months, unless contraindicated or inappropriate, and - Parental support in the form of motivation and commitment to rehabilitation. 2. Simultaneous BCI should be provided to the eligible child as early as clinically suitable. For children who have received unilateral cochlear implant, the second cochlear implant in the contralateral ear should be provided only if this is judged to provide sufficient benefit by the clinician. The second cochlear implant should be provided by 6 years of age unless there are special conditions to consider (e.g. large vestibular aqueduct syndrome (LVAS), meningitis, irradiated ears).
Otorhinolaryngology | Hearing device | Cochlear implant (CI) | CI system - Bilateral hearing loss - Second implant | MED-EL | Synchrony 2 Mi1250, MOH-2C-SONNET Second Implant - Children | MOH-2C-SONNET | Package | DE0506691, DE0018636 | 1. Bilateral cochlear implants (BCI) for the management of children (less than 18 years old) with severe-to-profound sensorineural hearing loss in both ears who have: - A hearing threshold of higher than 70 decibels hearing level (dB HL) without acoustic hearing aids (HA), - A hearing aid trial of 3 to 6 months, unless contraindicated or inappropriate, and - Parental support in the form of motivation and commitment to rehabilitation. 2. Simultaneous BCI should be provided to the eligible child as early as clinically suitable. For children who have received unilateral cochlear implant, the second cochlear implant in the contralateral ear should be provided only if this is judged to provide sufficient benefit by the clinician. The second cochlear implant should be provided by 6 years of age unless there are special conditions to consider (e.g. large vestibular aqueduct syndrome (LVAS), meningitis, irradiated ears).
Otorhinolaryngology | Hearing device | Cochlear implant (CI) | CI system - Bilateral hearing loss - Second implant | MED-EL | Synchrony 2 Mi1250, MOH-2C-RONDO3 Second Implant - Children | MOH-2C-RONDO3 | Package | DE0506576, DE0506691 | 1. Bilateral cochlear implants (BCI) for the management of children (less than 18 years old) with severe-to-profound sensorineural hearing loss in both ears who have: - A hearing threshold of higher than 70 decibels hearing level (dB HL) without acoustic hearing aids (HA), - A hearing aid trial of 3 to 6 months, unless contraindicated or inappropriate, and - Parental support in the form of motivation and commitment to rehabilitation. 2. Simultaneous BCI should be provided to the eligible child as early as clinically suitable. For children who have received unilateral cochlear implant, the second cochlear implant in the contralateral ear should be provided only if this is judged to provide sufficient benefit by the clinician. The second cochlear implant should be provided by 6 years of age unless there are special conditions to consider (e.g. large vestibular aqueduct syndrome (LVAS), meningitis, irradiated ears).
Otorhinolaryngology | Hearing device | Cochlear implant (CI) | CI system - Bilateral hearing loss - Second implant | MED-EL | Synchrony 2 Mi1250, MOH-2C-SONNET2 Second Implant - Children | MOH-2C-SONNET2 | Package | DE0506812, DE0506691 | 1. Bilateral cochlear implants (BCI) for the management of children (less than 18 years old) with severe-to-profound sensorineural hearing loss in both ears who have: - A hearing threshold of higher than 70 decibels hearing level (dB HL) without acoustic hearing aids (HA), - A hearing aid trial of 3 to 6 months, unless contraindicated or inappropriate, and - Parental support in the form of motivation and commitment to rehabilitation. 2. Simultaneous BCI should be provided to the eligible child as early as clinically suitable. For children who have received unilateral cochlear implant, the second cochlear implant in the contralateral ear should be provided only if this is judged to provide sufficient benefit by the clinician. The second cochlear implant should be provided by 6 years of age unless there are special conditions to consider (e.g. large vestibular aqueduct syndrome (LVAS), meningitis, irradiated ears).
Otorhinolaryngology | Hearing device | Cochlear implant (CI) | CI system - Bilateral hearing loss - Second implant | NEURELEC | NEURO ZTICLA with NEURO 2 SOUND PROCESSOR | N2B2CHCLSD | Package | DE0018825 | 1. Bilateral cochlear implants (BCI) for the management of children (less than 18 years old) with severe-to-profound sensorineural hearing loss in both ears who have: - A hearing threshold of higher than 70 decibels hearing level (dB HL) without acoustic hearing aids (HA), - A hearing aid trial of 3 to 6 months, unless contraindicated or inappropriate, and - Parental support in the form of motivation and commitment to rehabilitation. 2. Simultaneous BCI should be provided to the eligible child as early as clinically suitable. For children who have received unilateral cochlear implant, the second cochlear implant in the contralateral ear should be provided only if this is judged to provide sufficient benefit by the clinician. The second cochlear implant should be provided by 6 years of age unless there are special conditions to consider (e.g. large vestibular aqueduct syndrome (LVAS), meningitis, irradiated ears).
Otorhinolaryngology | Hearing device | Cochlear implant (CI) | CI system - Bilateral hearing loss - Second implant | NEURELEC | NEURO ZTIEVO with NEURO 2 SOUND PROCESSOR | N2B2CHEVSD | Package | DE0018825 | 1. Bilateral cochlear implants (BCI) for the management of children (less than 18 years old) with severe-to-profound sensorineural hearing loss in both ears who have: - A hearing threshold of higher than 70 decibels hearing level (dB HL) without acoustic hearing aids (HA), - A hearing aid trial of 3 to 6 months, unless contraindicated or inappropriate, and - Parental support in the form of motivation and commitment to rehabilitation. 2. Simultaneous BCI should be provided to the eligible child as early as clinically suitable. For children who have received unilateral cochlear implant, the second cochlear implant in the contralateral ear should be provided only if this is judged to provide sufficient benefit by the clinician. The second cochlear implant should be provided by 6 years of age unless there are special conditions to consider (e.g. large vestibular aqueduct syndrome (LVAS), meningitis, irradiated ears).
Otorhinolaryngology | Hearing device | Cochlear implant (CI) | CI sound processor replacement | Advanced Bionics | Naida CI Q90 Replacement Sound Processor | ACE-5280-R | Package | DE0009086 | Children (less than 18 years old) with severe-to-profound sensorineural hearing loss in one ear who are using cochlear implant system can be eligible for subsidy for the replacement of cochlear implant sound processor, which includes replacement with or without upgrade, where an upgrade refers to a change to a later model than currently used by the individual, if all of the following criteria are met: - The child is deemed by the attending healthcare professional to be receiving sufficient benefits from the cochlear implant, and demonstrating continued need for cochlear implant; AND - The existing cochlear implant sound processor has been used for at least 5 years, and its deterioration in performance is deemed by the attending healthcare professional to warrant replacement for achieving optimal hearing.
Otorhinolaryngology | Hearing device | Cochlear implant (CI) | CI sound processor replacement | Advanced Bionics | Naida CI Q30 Replacement Sound Processor | ACE-5260-R | Package | DE0009086 | Children (less than 18 years old) with severe-to-profound sensorineural hearing loss in one ear who are using cochlear implant system can be eligible for subsidy for the replacement of cochlear implant sound processor, which includes replacement with or without upgrade, where an upgrade refers to a change to a later model than currently used by the individual, if all of the following criteria are met: - The child is deemed by the attending healthcare professional to be receiving sufficient benefits from the cochlear implant, and demonstrating continued need for cochlear implant; AND - The existing cochlear implant sound processor has been used for at least 5 years, and its deterioration in performance is deemed by the attending healthcare professional to warrant replacement for achieving optimal hearing.
Otorhinolaryngology | Hearing device | Cochlear implant (CI) | CI sound processor replacement | Advanced Bionics | Naida CI M90 Sound Processor Replacement Kit | ACE-5293-R | Package | DE0009086 | Children (less than 18 years old) with severe-to-profound sensorineural hearing loss in one ear who are using cochlear implant system can be eligible for subsidy for the replacement of cochlear implant sound processor, which includes replacement with or without upgrade, where an upgrade refers to a change to a later model than currently used by the individual, if all of the following criteria are met: - The child is deemed by the attending healthcare professional to be receiving sufficient benefits from the cochlear implant, and demonstrating continued need for cochlear implant; AND - The existing cochlear implant sound processor has been used for at least 5 years, and its deterioration in performance is deemed by the attending healthcare professional to warrant replacement for achieving optimal hearing.
Otorhinolaryngology | Hearing device | Cochlear implant (CI) | CI sound processor replacement | Advanced Bionics | Sky CI M90 Sound Processor Replacement Kit | ACE-5295-R | Package | DE0009086 | Children (less than 18 years old) with severe-to-profound sensorineural hearing loss in one ear who are using cochlear implant system can be eligible for subsidy for the replacement of cochlear implant sound processor, which includes replacement with or without upgrade, where an upgrade refers to a change to a later model than currently used by the individual, if all of the following criteria are met: - The child is deemed by the attending healthcare professional to be receiving sufficient benefits from the cochlear implant, and demonstrating continued need for cochlear implant; AND - The existing cochlear implant sound processor has been used for at least 5 years, and its deterioration in performance is deemed by the attending healthcare professional to warrant replacement for achieving optimal hearing.
Otorhinolaryngology | Hearing device | Cochlear implant (CI) | CI sound processor replacement | Advanced Bionics | Naida CI M30 Sound Processor Replacement Kit | ACE-5294-R | Package | DE0009086 | Children (less than 18 years old) with severe-to-profound sensorineural hearing loss in one ear who are using cochlear implant system can be eligible for subsidy for the replacement of cochlear implant sound processor, which includes replacement with or without upgrade, where an upgrade refers to a change to a later model than currently used by the individual, if all of the following criteria are met: - The child is deemed by the attending healthcare professional to be receiving sufficient benefits from the cochlear implant, and demonstrating continued need for cochlear implant; AND - The existing cochlear implant sound processor has been used for at least 5 years, and its deterioration in performance is deemed by the attending healthcare professional to warrant replacement for achieving optimal hearing.
Otorhinolaryngology | Hearing device | Cochlear implant (CI) | CI sound processor replacement | Cochlear Limited | ACE Package - Kanso 2 Sound processor (Package A) | PRC21667 | Package | DE0505418 | Children (less than 18 years old) with severe-to-profound sensorineural hearing loss in one ear who are using cochlear implant system can be eligible for subsidy for the replacement of cochlear implant sound processor, which includes replacement with or without upgrade, where an upgrade refers to a change to a later model than currently used by the individual, if all of the following criteria are met: - The child is deemed by the attending healthcare professional to be receiving sufficient benefits from the cochlear implant, and demonstrating continued need for cochlear implant; AND - The existing cochlear implant sound processor has been used for at least 5 years, and its deterioration in performance is deemed by the attending healthcare professional to warrant replacement for achieving optimal hearing.
Otorhinolaryngology | Hearing device | Cochlear implant (CI) | CI sound processor replacement | Cochlear Limited | ACE Package -Nucleus 7 Sound Processor (Package A) | PRC21472 | Package | DE0502027 | Children (less than 18 years old) with severe-to-profound sensorineural hearing loss in one ear who are using cochlear implant system can be eligible for subsidy for the replacement of cochlear implant sound processor, which includes replacement with or without upgrade, where an upgrade refers to a change to a later model than currently used by the individual, if all of the following criteria are met: - The child is deemed by the attending healthcare professional to be receiving sufficient benefits from the cochlear implant, and demonstrating continued need for cochlear implant; AND - The existing cochlear implant sound processor has been used for at least 5 years, and its deterioration in performance is deemed by the attending healthcare professional to warrant replacement for achieving optimal hearing.
Otorhinolaryngology | Hearing device | Cochlear implant (CI) | CI sound processor replacement | Cochlear Limited | ACE Package - Kanso 2 Sound processor (Package B) | PRC21668 | Package | DE0505418 | Children (less than 18 years old) with severe-to-profound sensorineural hearing loss in one ear who are using cochlear implant system can be eligible for subsidy for the replacement of cochlear implant sound processor, which includes replacement with or without upgrade, where an upgrade refers to a change to a later model than currently used by the individual, if all of the following criteria are met: - The child is deemed by the attending healthcare professional to be receiving sufficient benefits from the cochlear implant, and demonstrating continued need for cochlear implant; AND - The existing cochlear implant sound processor has been used for at least 5 years, and its deterioration in performance is deemed by the attending healthcare professional to warrant replacement for achieving optimal hearing.
Otorhinolaryngology | Hearing device | Cochlear implant (CI) | CI sound processor replacement | Cochlear Limited | ACE Package -Nucleus 7 Sound Processor (Package B) | PRC21473 | Package | DE0502027 | Children (less than 18 years old) with severe-to-profound sensorineural hearing loss in one ear who are using cochlear implant system can be eligible for subsidy for the replacement of cochlear implant sound processor, which includes replacement with or without upgrade, where an upgrade refers to a change to a later model than currently used by the individual, if all of the following criteria are met: - The child is deemed by the attending healthcare professional to be receiving sufficient benefits from the cochlear implant, and demonstrating continued need for cochlear implant; AND - The existing cochlear implant sound processor has been used for at least 5 years, and its deterioration in performance is deemed by the attending healthcare professional to warrant replacement for achieving optimal hearing.
Otorhinolaryngology | Hearing device | Cochlear implant (CI) | CI sound processor replacement | Cochlear Limited | ACE Package -Nucleus 8 Sound Processor (Package A) | PRC21811 | Package | DE0507385 | Children (less than 18 years old) with severe-to-profound sensorineural hearing loss in one ear who are using cochlear implant system can be eligible for subsidy for the replacement of cochlear implant sound processor, which includes replacement with or without upgrade, where an upgrade refers to a change to a later model than currently used by the individual, if all of the following criteria are met: - The child is deemed by the attending healthcare professional to be receiving sufficient benefits from the cochlear implant, and demonstrating continued need for cochlear implant; AND - The existing cochlear implant sound processor has been used for at least 5 years, and its deterioration in performance is deemed by the attending healthcare professional to warrant replacement for achieving optimal hearing.
Otorhinolaryngology | Hearing device | Cochlear implant (CI) | CI sound processor replacement | Cochlear Limited | ACE Package -Nucleus 8 Sound Processor (Package B) | PRC21812 | Package | DE0507385 | Children (less than 18 years old) with severe-to-profound sensorineural hearing loss in one ear who are using cochlear implant system can be eligible for subsidy for the replacement of cochlear implant sound processor, which includes replacement with or without upgrade, where an upgrade refers to a change to a later model than currently used by the individual, if all of the following criteria are met: - The child is deemed by the attending healthcare professional to be receiving sufficient benefits from the cochlear implant, and demonstrating continued need for cochlear implant; AND - The existing cochlear implant sound processor has been used for at least 5 years, and its deterioration in performance is deemed by the attending healthcare professional to warrant replacement for achieving optimal hearing.
Otorhinolaryngology | Hearing device | Cochlear implant (CI) | CI sound processor replacement | MED-EL | Sonnet Audio Processor Basekit Replacement/Upgrade Set | MOH-RC-SONNET | Package | DE0018636 | Children (less than 18 years old) with severe-to-profound sensorineural hearing loss in one ear who are using cochlear implant system can be eligible for subsidy for the replacement of cochlear implant sound processor, which includes replacement with or without upgrade, where an upgrade refers to a change to a later model than currently used by the individual, if all of the following criteria are met: - The child is deemed by the attending healthcare professional to be receiving sufficient benefits from the cochlear implant, and demonstrating continued need for cochlear implant; AND - The existing cochlear implant sound processor has been used for at least 5 years, and its deterioration in performance is deemed by the attending healthcare professional to warrant replacement for achieving optimal hearing.
Otorhinolaryngology | Hearing device | Cochlear implant (CI) | CI sound processor replacement | MED-EL | Rondo 3 Processor Basekit Replacement/Upgrade Set | MOH-RC-RONDO3 | Package | DE0506576 | Children (less than 18 years old) with severe-to-profound sensorineural hearing loss in one ear who are using cochlear implant system can be eligible for subsidy for the replacement of cochlear implant sound processor, which includes replacement with or without upgrade, where an upgrade refers to a change to a later model than currently used by the individual, if all of the following criteria are met: - The child is deemed by the attending healthcare professional to be receiving sufficient benefits from the cochlear implant, and demonstrating continued need for cochlear implant; AND - The existing cochlear implant sound processor has been used for at least 5 years, and its deterioration in performance is deemed by the attending healthcare professional to warrant replacement for achieving optimal hearing.
Otorhinolaryngology | Hearing device | Cochlear implant (CI) | CI sound processor replacement | MED-EL | MOH-RC-SONNET2 Replacement Processor - (only for children below age of 18 years old) | MOH-RC-SONNET2 | Package | DE0506812 | Children (less than 18 years old) with severe-to-profound sensorineural hearing loss in one ear who are using cochlear implant system can be eligible for subsidy for the replacement of cochlear implant sound processor, which includes replacement with or without upgrade, where an upgrade refers to a change to a later model than currently used by the individual, if all of the following criteria are met: - The child is deemed by the attending healthcare professional to be receiving sufficient benefits from the cochlear implant, and demonstrating continued need for cochlear implant; AND - The existing cochlear implant sound processor has been used for at least 5 years, and its deterioration in performance is deemed by the attending healthcare professional to warrant replacement for achieving optimal hearing.
Otorhinolaryngology | Hearing device | Cochlear implant (CI) | CI sound processor replacement | NEURELEC | Neuro 2 sound processor, Silver - C044 | 179386 | Package | DE0018825 | Children (less than 18 years old) with severe-to-profound sensorineural hearing loss in one ear who are using cochlear implant system can be eligible for subsidy for the replacement of cochlear implant sound processor, which includes replacement with or without upgrade, where an upgrade refers to a change to a later model than currently used by the individual, if all of the following criteria are met: - The child is deemed by the attending healthcare professional to be receiving sufficient benefits from the cochlear implant, and demonstrating continued need for cochlear implant; AND - The existing cochlear implant sound processor has been used for at least 5 years, and its deterioration in performance is deemed by the attending healthcare professional to warrant replacement for achieving optimal hearing.
Otorhinolaryngology | Hearing device | Cochlear implant (CI) | CI sound processor replacement | NEURELEC | Neuro 2 sound processor, Aquamarine - C058 | 179388 | Package | DE0018825 | Children (less than 18 years old) with severe-to-profound sensorineural hearing loss in one ear who are using cochlear implant system can be eligible for subsidy for the replacement of cochlear implant sound processor, which includes replacement with or without upgrade, where an upgrade refers to a change to a later model than currently used by the individual, if all of the following criteria are met: - The child is deemed by the attending healthcare professional to be receiving sufficient benefits from the cochlear implant, and demonstrating continued need for cochlear implant; AND - The existing cochlear implant sound processor has been used for at least 5 years, and its deterioration in performance is deemed by the attending healthcare professional to warrant replacement for achieving optimal hearing.
Otorhinolaryngology | Hearing device | Cochlear implant (CI) | CI sound processor replacement | NEURELEC | Neuro 2 sound processor, Chroma Beige - C090 | 179390 | Package | DE0018825 | Children (less than 18 years old) with severe-to-profound sensorineural hearing loss in one ear who are using cochlear implant system can be eligible for subsidy for the replacement of cochlear implant sound processor, which includes replacement with or without upgrade, where an upgrade refers to a change to a later model than currently used by the individual, if all of the following criteria are met: - The child is deemed by the attending healthcare professional to be receiving sufficient benefits from the cochlear implant, and demonstrating continued need for cochlear implant; AND - The existing cochlear implant sound processor has been used for at least 5 years, and its deterioration in performance is deemed by the attending healthcare professional to warrant replacement for achieving optimal hearing.
Otorhinolaryngology | Hearing device | Cochlear implant (CI) | CI sound processor replacement | NEURELEC | Neuro 2 sound processor, Steel Grey - C092 | 179392 | Package | DE0018825 | Children (less than 18 years old) with severe-to-profound sensorineural hearing loss in one ear who are using cochlear implant system can be eligible for subsidy for the replacement of cochlear implant sound processor, which includes replacement with or without upgrade, where an upgrade refers to a change to a later model than currently used by the individual, if all of the following criteria are met: - The child is deemed by the attending healthcare professional to be receiving sufficient benefits from the cochlear implant, and demonstrating continued need for cochlear implant; AND - The existing cochlear implant sound processor has been used for at least 5 years, and its deterioration in performance is deemed by the attending healthcare professional to warrant replacement for achieving optimal hearing.
Otorhinolaryngology | Hearing device | Cochlear implant (CI) | CI sound processor replacement | NEURELEC | Neuro 2 sound processor, Terracotta - C094 | 179394 | Package | DE0018825 | Children (less than 18 years old) with severe-to-profound sensorineural hearing loss in one ear who are using cochlear implant system can be eligible for subsidy for the replacement of cochlear implant sound processor, which includes replacement with or without upgrade, where an upgrade refers to a change to a later model than currently used by the individual, if all of the following criteria are met: - The child is deemed by the attending healthcare professional to be receiving sufficient benefits from the cochlear implant, and demonstrating continued need for cochlear implant; AND - The existing cochlear implant sound processor has been used for at least 5 years, and its deterioration in performance is deemed by the attending healthcare professional to warrant replacement for achieving optimal hearing.
Otorhinolaryngology | Hearing device | Cochlear implant (CI) | CI sound processor replacement | NEURELEC | Neuro 2 sound processor, Power Pink - C057 | 179387 | Package | DE0018825 | Children (less than 18 years old) with severe-to-profound sensorineural hearing loss in one ear who are using cochlear implant system can be eligible for subsidy for the replacement of cochlear implant sound processor, which includes replacement with or without upgrade, where an upgrade refers to a change to a later model than currently used by the individual, if all of the following criteria are met: - The child is deemed by the attending healthcare professional to be receiving sufficient benefits from the cochlear implant, and demonstrating continued need for cochlear implant; AND - The existing cochlear implant sound processor has been used for at least 5 years, and its deterioration in performance is deemed by the attending healthcare professional to warrant replacement for achieving optimal hearing.
Otorhinolaryngology | Hearing device | Cochlear implant (CI) | CI sound processor replacement | NEURELEC | Neuro 2 sound processor, Diamond Black - C063 | 179389 | Package | DE0018825 | Children (less than 18 years old) with severe-to-profound sensorineural hearing loss in one ear who are using cochlear implant system can be eligible for subsidy for the replacement of cochlear implant sound processor, which includes replacement with or without upgrade, where an upgrade refers to a change to a later model than currently used by the individual, if all of the following criteria are met: - The child is deemed by the attending healthcare professional to be receiving sufficient benefits from the cochlear implant, and demonstrating continued need for cochlear implant; AND - The existing cochlear implant sound processor has been used for at least 5 years, and its deterioration in performance is deemed by the attending healthcare professional to warrant replacement for achieving optimal hearing.
Otorhinolaryngology | Hearing device | Cochlear implant (CI) | CI sound processor replacement | NEURELEC | Neuro 2 sound processor, Silver Grey - C091 | 179391 | Package | DE0018825 | Children (less than 18 years old) with severe-to-profound sensorineural hearing loss in one ear who are using cochlear implant system can be eligible for subsidy for the replacement of cochlear implant sound processor, which includes replacement with or without upgrade, where an upgrade refers to a change to a later model than currently used by the individual, if all of the following criteria are met: - The child is deemed by the attending healthcare professional to be receiving sufficient benefits from the cochlear implant, and demonstrating continued need for cochlear implant; AND - The existing cochlear implant sound processor has been used for at least 5 years, and its deterioration in performance is deemed by the attending healthcare professional to warrant replacement for achieving optimal hearing.
Otorhinolaryngology | Hearing device | Cochlear implant (CI) | CI sound processor replacement | NEURELEC | Neuro 2 sound processor, Chestnut Brown - C093 | 179393 | Package | DE0018825 | Children (less than 18 years old) with severe-to-profound sensorineural hearing loss in one ear who are using cochlear implant system can be eligible for subsidy for the replacement of cochlear implant sound processor, which includes replacement with or without upgrade, where an upgrade refers to a change to a later model than currently used by the individual, if all of the following criteria are met: - The child is deemed by the attending healthcare professional to be receiving sufficient benefits from the cochlear implant, and demonstrating continued need for cochlear implant; AND - The existing cochlear implant sound processor has been used for at least 5 years, and its deterioration in performance is deemed by the attending healthcare professional to warrant replacement for achieving optimal hearing.
Otorhinolaryngology | Hearing device | Cochlear implant (CI) | CI sound processor replacement | NEURELEC | Neuro 2 sound processor, Pure White - C098 | 179395 | Package | DE0018825 | Children (less than 18 years old) with severe-to-profound sensorineural hearing loss in one ear who are using cochlear implant system can be eligible for subsidy for the replacement of cochlear implant sound processor, which includes replacement with or without upgrade, where an upgrade refers to a change to a later model than currently used by the individual, if all of the following criteria are met: - The child is deemed by the attending healthcare professional to be receiving sufficient benefits from the cochlear implant, and demonstrating continued need for cochlear implant; AND - The existing cochlear implant sound processor has been used for at least 5 years, and its deterioration in performance is deemed by the attending healthcare professional to warrant replacement for achieving optimal hearing.
Otorhinolaryngology | Hearing device | Active middle ear implant (AMEI) | AMEI system | MED-EL | Vibrant Soundbridge Middle Ear Implant System | MOH-AMEI | Package | DE0005852, DE0500633 | 1. Patients with conductive hearing loss (CHL) or mixed hearing loss (MHL) who fulfil the following criteria and cannot achieve success or adequate benefit from traditional therapy and external hearing aids: - Bilateral stable hearing loss in each ear of more than or equal to 40dB HL; - Normal (free of infection or tympanic retraction) middle ear; - Normal tympanometry; - No inner ear disorders; - An air-bone gap of more than or equal to 30 dB HL across all frequencies OR at least involving the frequencies of 500, 1000 and 2000 Hz in cases of preceding reconstructive middle ear surgery with elimination of pathology; and - Having contraindications or medically valid reasons for not using bone conduction hearing implants (BCHI). 2. Patients with sensorineural hearing loss (SNHL) who fulfil the following criteria and cannot achieve success or adequate benefit from traditional therapy and external hearing aids: - A pure tone average (PTA4) lower than 80 dB HL; - Bilateral symmetrical SNHL with PTA thresholds in both ears within 20 dB HL of each other; - Speech perception discrimination more than or equal to 65 percent; - Normal (free of infection or tympanic retraction) middle ear; - Normal tympanometry; - No inner ear disorders; and - An air-bone gap of lower than 10 dB HL across all frequencies.
Otorhinolaryngology | Hearing device | Bone conduction hearing implant (BCHI) | BCHI system | Cochlear Limited | ACE Package-Baha 6 Max with Attract | PRC21693 | Package | DE0505478, DE0017104 | 1. Unilateral bone conduction hearing implant (BCHI) system in adults and children (less than 18 years) if they are: - Diagnosed with severe-to-profound sensorineural hearing loss (SNHL) in one ear, also known as single-sided deafness (SSD); AND - Assessed by the attending healthcare professional to be: -- Ineligible, or did not sufficiently benefit from conservative treatment or conventional hearing aid; AND -- Unlikely to benefit from contralateral routing of signals (CROS) hearing aid based on a CROS trial, or deemed anatomically or physiologically unable to undertake such trial; AND -- Gaining clinical benefit based on a trial with bone conduction wearables. OR - Diagnosed with moderate-to-severe conductive hearing loss (CHL) or mixed hearing loss (MHL) in one or both ears; AND - Assessed by the attending healthcare professional to be: -- Ineligible, or did not sufficiently benefit from surgery, conservative treatment, or conventional hearing aid; AND -- Showing stable bone conduction thresholds (less than or equal to 15 dB deterioration in more than two frequencies over at least a six-month period). 2. Children with SSD or moderate-to-severe CHL or MHL in one or both ears who had previously received bone conduction wearables can be eligible for subsidy of the BCHI system if deemed by the attending healthcare professional to be clinically suitable and likely to receive sufficient benefit from BCHI system.
Otorhinolaryngology | Hearing device | Bone conduction hearing implant (BCHI) | BCHI system | Cochlear Limited | ACE Package-Baha 6 Max with Connect | PRC21695 | Package | DE0505478, DE0017103 | 1. Unilateral bone conduction hearing implant (BCHI) system in adults and children (less than 18 years) if they are: - Diagnosed with severe-to-profound sensorineural hearing loss (SNHL) in one ear, also known as single-sided deafness (SSD); AND - Assessed by the attending healthcare professional to be: -- Ineligible, or did not sufficiently benefit from conservative treatment or conventional hearing aid; AND -- Unlikely to benefit from contralateral routing of signals (CROS) hearing aid based on a CROS trial, or deemed anatomically or physiologically unable to undertake such trial; AND -- Gaining clinical benefit based on a trial with bone conduction wearables. OR - Diagnosed with moderate-to-severe conductive hearing loss (CHL) or mixed hearing loss (MHL) in one or both ears; AND - Assessed by the attending healthcare professional to be: -- Ineligible, or did not sufficiently benefit from surgery, conservative treatment, or conventional hearing aid; AND -- Showing stable bone conduction thresholds (less than or equal to 15 dB deterioration in more than two frequencies over at least a six-month period). 2. Children with SSD or moderate-to-severe CHL or MHL in one or both ears who had previously received bone conduction wearables can be eligible for subsidy of the BCHI system if deemed by the attending healthcare professional to be clinically suitable and likely to receive sufficient benefit from BCHI system.
Otorhinolaryngology | Hearing device | Bone conduction hearing implant (BCHI) | BCHI system | Cochlear Limited | ACE Package-Baha 5 Power with Attract | PRC21692 | Package | DE0017104 | 1. Unilateral bone conduction hearing implant (BCHI) system in adults and children (less than 18 years) if they are: - Diagnosed with severe-to-profound sensorineural hearing loss (SNHL) in one ear, also known as single-sided deafness (SSD); AND - Assessed by the attending healthcare professional to be: -- Ineligible, or did not sufficiently benefit from conservative treatment or conventional hearing aid; AND -- Unlikely to benefit from contralateral routing of signals (CROS) hearing aid based on a CROS trial, or deemed anatomically or physiologically unable to undertake such trial; AND -- Gaining clinical benefit based on a trial with bone conduction wearables. OR - Diagnosed with moderate-to-severe conductive hearing loss (CHL) or mixed hearing loss (MHL) in one or both ears; AND - Assessed by the attending healthcare professional to be: -- Ineligible, or did not sufficiently benefit from surgery, conservative treatment, or conventional hearing aid; AND -- Showing stable bone conduction thresholds (less than or equal to 15 dB deterioration in more than two frequencies over at least a six-month period). 2. Children with SSD or moderate-to-severe CHL or MHL in one or both ears who had previously received bone conduction wearables can be eligible for subsidy of the BCHI system if deemed by the attending healthcare professional to be clinically suitable and likely to receive sufficient benefit from BCHI system.
Otorhinolaryngology | Hearing device | Bone conduction hearing implant (BCHI) | BCHI system | Cochlear Limited | ACE Package-Baha 5 Power with Connect | PRC21694 | Package | DE0017104, DE0017103 | 1. Unilateral bone conduction hearing implant (BCHI) system in adults and children (less than 18 years) if they are: - Diagnosed with severe-to-profound sensorineural hearing loss (SNHL) in one ear, also known as single-sided deafness (SSD); AND - Assessed by the attending healthcare professional to be: -- Ineligible, or did not sufficiently benefit from conservative treatment or conventional hearing aid; AND -- Unlikely to benefit from contralateral routing of signals (CROS) hearing aid based on a CROS trial, or deemed anatomically or physiologically unable to undertake such trial; AND -- Gaining clinical benefit based on a trial with bone conduction wearables. OR - Diagnosed with moderate-to-severe conductive hearing loss (CHL) or mixed hearing loss (MHL) in one or both ears; AND - Assessed by the attending healthcare professional to be: -- Ineligible, or did not sufficiently benefit from surgery, conservative treatment, or conventional hearing aid; AND -- Showing stable bone conduction thresholds (less than or equal to 15 dB deterioration in more than two frequencies over at least a six-month period). 2. Children with SSD or moderate-to-severe CHL or MHL in one or both ears who had previously received bone conduction wearables can be eligible for subsidy of the BCHI system if deemed by the attending healthcare professional to be clinically suitable and likely to receive sufficient benefit from BCHI system.
Otorhinolaryngology | Hearing device | Bone conduction hearing implant (BCHI) | BCHI system | Oticon Medical | BHX 3mm with abutment 6 mm and Ponto 4 | P41BX3A6SD | Package | DE0016633, DE0503340 | 1. Unilateral bone conduction hearing implant (BCHI) system in adults and children (less than 18 years) if they are: - Diagnosed with severe-to-profound sensorineural hearing loss (SNHL) in one ear, also known as single-sided deafness (SSD); AND - Assessed by the attending healthcare professional to be: -- Ineligible, or did not sufficiently benefit from conservative treatment or conventional hearing aid; AND -- Unlikely to benefit from contralateral routing of signals (CROS) hearing aid based on a CROS trial, or deemed anatomically or physiologically unable to undertake such trial; AND -- Gaining clinical benefit based on a trial with bone conduction wearables. OR - Diagnosed with moderate-to-severe conductive hearing loss (CHL) or mixed hearing loss (MHL) in one or both ears; AND - Assessed by the attending healthcare professional to be: -- Ineligible, or did not sufficiently benefit from surgery, conservative treatment, or conventional hearing aid; AND -- Showing stable bone conduction thresholds (less than or equal to 15 dB deterioration in more than two frequencies over at least a six-month period). 2. Children with SSD or moderate-to-severe CHL or MHL in one or both ears who had previously received bone conduction wearables can be eligible for subsidy of the BCHI system if deemed by the attending healthcare professional to be clinically suitable and likely to receive sufficient benefit from BCHI system.
Otorhinolaryngology | Hearing device | Bone conduction hearing implant (BCHI) | BCHI system | Oticon Medical | BHX 3mm with abutment 9 mm and Ponto 4 | P41BX3A9SD | Package | DE0016633, DE0503340 | 1. Unilateral bone conduction hearing implant (BCHI) system in adults and children (less than 18 years) if they are: - Diagnosed with severe-to-profound sensorineural hearing loss (SNHL) in one ear, also known as single-sided deafness (SSD); AND - Assessed by the attending healthcare professional to be: -- Ineligible, or did not sufficiently benefit from conservative treatment or conventional hearing aid; AND -- Unlikely to benefit from contralateral routing of signals (CROS) hearing aid based on a CROS trial, or deemed anatomically or physiologically unable to undertake such trial; AND -- Gaining clinical benefit based on a trial with bone conduction wearables. OR - Diagnosed with moderate-to-severe conductive hearing loss (CHL) or mixed hearing loss (MHL) in one or both ears; AND - Assessed by the attending healthcare professional to be: -- Ineligible, or did not sufficiently benefit from surgery, conservative treatment, or conventional hearing aid; AND -- Showing stable bone conduction thresholds (less than or equal to 15 dB deterioration in more than two frequencies over at least a six-month period). 2. Children with SSD or moderate-to-severe CHL or MHL in one or both ears who had previously received bone conduction wearables can be eligible for subsidy of the BCHI system if deemed by the attending healthcare professional to be clinically suitable and likely to receive sufficient benefit from BCHI system.
Otorhinolaryngology | Hearing device | Bone conduction hearing implant (BCHI) | BCHI system | Oticon Medical | BHX 4mm with abutment 6 mm and Ponto 4 | P41BX4A6SD | Package | DE0016633, DE0503340 | 1. Unilateral bone conduction hearing implant (BCHI) system in adults and children (less than 18 years) if they are: - Diagnosed with severe-to-profound sensorineural hearing loss (SNHL) in one ear, also known as single-sided deafness (SSD); AND - Assessed by the attending healthcare professional to be: -- Ineligible, or did not sufficiently benefit from conservative treatment or conventional hearing aid; AND -- Unlikely to benefit from contralateral routing of signals (CROS) hearing aid based on a CROS trial, or deemed anatomically or physiologically unable to undertake such trial; AND -- Gaining clinical benefit based on a trial with bone conduction wearables. OR - Diagnosed with moderate-to-severe conductive hearing loss (CHL) or mixed hearing loss (MHL) in one or both ears; AND - Assessed by the attending healthcare professional to be: -- Ineligible, or did not sufficiently benefit from surgery, conservative treatment, or conventional hearing aid; AND -- Showing stable bone conduction thresholds (less than or equal to 15 dB deterioration in more than two frequencies over at least a six-month period). 2. Children with SSD or moderate-to-severe CHL or MHL in one or both ears who had previously received bone conduction wearables can be eligible for subsidy of the BCHI system if deemed by the attending healthcare professional to be clinically suitable and likely to receive sufficient benefit from BCHI system.
Otorhinolaryngology | Hearing device | Bone conduction hearing implant (BCHI) | BCHI system | Oticon Medical | BHX 4mm with abutment 9 mm and Ponto 4 | P41BX4A9SD | Package | DE0016633, DE0503340 | 1. Unilateral bone conduction hearing implant (BCHI) system in adults and children (less than 18 years) if they are: - Diagnosed with severe-to-profound sensorineural hearing loss (SNHL) in one ear, also known as single-sided deafness (SSD); AND - Assessed by the attending healthcare professional to be: -- Ineligible, or did not sufficiently benefit from conservative treatment or conventional hearing aid; AND -- Unlikely to benefit from contralateral routing of signals (CROS) hearing aid based on a CROS trial, or deemed anatomically or physiologically unable to undertake such trial; AND -- Gaining clinical benefit based on a trial with bone conduction wearables. OR - Diagnosed with moderate-to-severe conductive hearing loss (CHL) or mixed hearing loss (MHL) in one or both ears; AND - Assessed by the attending healthcare professional to be: -- Ineligible, or did not sufficiently benefit from surgery, conservative treatment, or conventional hearing aid; AND -- Showing stable bone conduction thresholds (less than or equal to 15 dB deterioration in more than two frequencies over at least a six-month period). 2. Children with SSD or moderate-to-severe CHL or MHL in one or both ears who had previously received bone conduction wearables can be eligible for subsidy of the BCHI system if deemed by the attending healthcare professional to be clinically suitable and likely to receive sufficient benefit from BCHI system.
Otorhinolaryngology | Hearing device | Bone conduction hearing implant (BCHI) | BCHI system | Oticon Medical | BHX 4mm with abutment 12 mm and Ponto 4 | P41B4A12SD | Package | DE0016633, DE0503340 | 1. Unilateral bone conduction hearing implant (BCHI) system in adults and children (less than 18 years) if they are: - Diagnosed with severe-to-profound sensorineural hearing loss (SNHL) in one ear, also known as single-sided deafness (SSD); AND - Assessed by the attending healthcare professional to be: -- Ineligible, or did not sufficiently benefit from conservative treatment or conventional hearing aid; AND -- Unlikely to benefit from contralateral routing of signals (CROS) hearing aid based on a CROS trial, or deemed anatomically or physiologically unable to undertake such trial; AND -- Gaining clinical benefit based on a trial with bone conduction wearables. OR - Diagnosed with moderate-to-severe conductive hearing loss (CHL) or mixed hearing loss (MHL) in one or both ears; AND - Assessed by the attending healthcare professional to be: -- Ineligible, or did not sufficiently benefit from surgery, conservative treatment, or conventional hearing aid; AND -- Showing stable bone conduction thresholds (less than or equal to 15 dB deterioration in more than two frequencies over at least a six-month period). 2. Children with SSD or moderate-to-severe CHL or MHL in one or both ears who had previously received bone conduction wearables can be eligible for subsidy of the BCHI system if deemed by the attending healthcare professional to be clinically suitable and likely to receive sufficient benefit from BCHI system.
Otorhinolaryngology | Hearing device | Bone conduction hearing implant (BCHI) | BCHI system | Oticon Medical | BHX 4mm with abutment 14 mm and Ponto 4 | P41B4A14SD | Package | DE0016633, DE0503340 | 1. Unilateral bone conduction hearing implant (BCHI) system in adults and children (less than 18 years) if they are: - Diagnosed with severe-to-profound sensorineural hearing loss (SNHL) in one ear, also known as single-sided deafness (SSD); AND - Assessed by the attending healthcare professional to be: -- Ineligible, or did not sufficiently benefit from conservative treatment or conventional hearing aid; AND -- Unlikely to benefit from contralateral routing of signals (CROS) hearing aid based on a CROS trial, or deemed anatomically or physiologically unable to undertake such trial; AND -- Gaining clinical benefit based on a trial with bone conduction wearables. OR - Diagnosed with moderate-to-severe conductive hearing loss (CHL) or mixed hearing loss (MHL) in one or both ears; AND - Assessed by the attending healthcare professional to be: -- Ineligible, or did not sufficiently benefit from surgery, conservative treatment, or conventional hearing aid; AND -- Showing stable bone conduction thresholds (less than or equal to 15 dB deterioration in more than two frequencies over at least a six-month period). 2. Children with SSD or moderate-to-severe CHL or MHL in one or both ears who had previously received bone conduction wearables can be eligible for subsidy of the BCHI system if deemed by the attending healthcare professional to be clinically suitable and likely to receive sufficient benefit from BCHI system.
Otorhinolaryngology | Hearing device | Bone conduction hearing implant (BCHI) | BCHI system | Oticon Medical | Soft band (U) with Ponto 4 | PON41SFBSD | Package | DE0016633, DE0503340 | 1. Unilateral bone conduction hearing implant (BCHI) system in adults and children (less than 18 years) if they are: - Diagnosed with severe-to-profound sensorineural hearing loss (SNHL) in one ear, also known as single-sided deafness (SSD); AND - Assessed by the attending healthcare professional to be: -- Ineligible, or did not sufficiently benefit from conservative treatment or conventional hearing aid; AND -- Unlikely to benefit from contralateral routing of signals (CROS) hearing aid based on a CROS trial, or deemed anatomically or physiologically unable to undertake such trial; AND -- Gaining clinical benefit based on a trial with bone conduction wearables. OR - Diagnosed with moderate-to-severe conductive hearing loss (CHL) or mixed hearing loss (MHL) in one or both ears; AND - Assessed by the attending healthcare professional to be: -- Ineligible, or did not sufficiently benefit from surgery, conservative treatment, or conventional hearing aid; AND -- Showing stable bone conduction thresholds (less than or equal to 15 dB deterioration in more than two frequencies over at least a six-month period). 2. Children with SSD or moderate-to-severe CHL or MHL in one or both ears who had previously received bone conduction wearables can be eligible for subsidy of the BCHI system if deemed by the attending healthcare professional to be clinically suitable and likely to receive sufficient benefit from BCHI system.
Otorhinolaryngology | Hearing device | Bone conduction hearing implant (BCHI) | BCHI sound processor replacement/bone conduction wearable | Cochlear Limited | ACE Package-Baha 6 Max with Softband | PRC21690 | Package | DE0505478, DE0017104 | 1. Children with single-sided deafness (SSD) or moderate-to-severe CHL or MHL in one or both ears who are using bone conduction hearing implant (BCHI) system or bone conduction wearables can be eligible for subsidy for the replacement of BCHI sound processors (including replacement with or without upgrade where an upgrade refers to a change to a later model than currently used by the individual) if the following criteria are met: - The child is deemed by the attending healthcare professional to be receiving sufficient benefits from BCHI, and demonstrating continued need for BCHI; AND - The existing BCHI sound processor has been used for at least five years, and its deterioration in performance is deemed by the attending healthcare professional to warrant replacement for achieving optimal hearing. 2. Unilateral bone conduction wearables in children younger than five years old or without adequate mastoid thickness to support an implant if they are: - Diagnosed with SSD; AND - Assessed by the attending healthcare professional to be: -- Ineligible, or did not sufficiently benefit from conservative treatment or conventional hearing aid; AND -- Unlikely to benefit from CROS hearing aid based on a CROS trial, or deemed anatomically or physiologically unable to undertake such trial; AND -- Gaining clinical benefit based on a trial with bone conduction wearables. OR - Diagnosed with moderate-to-severe CHL or MHL in one or both ears; AND - Assessed by the attending healthcare professional to be: -- Ineligible, or did not sufficiently benefit from surgery, conservative treatment, or conventional hearing aid; AND -- Showing stable bone conduction thresholds (less than or equal to 15 dB deterioration in more than two frequencies over at least a six-month period), unless there are special clinical conditions deemed appropriate by the attending healthcare professional to warrant immediate fitting of the bone conduction wearables (e.g. children born with microtia or congenital aural atresia).
Otorhinolaryngology | Hearing device | Bone conduction hearing implant (BCHI) | BCHI sound processor replacement/bone conduction wearable | Cochlear Limited | ACE Package-Baha 6 Max with SoundArc | PRC21691 | Package | DE0505478 | 1. Children with single-sided deafness (SSD) or moderate-to-severe CHL or MHL in one or both ears who are using bone conduction hearing implant (BCHI) system or bone conduction wearables can be eligible for subsidy for the replacement of BCHI sound processors (including replacement with or without upgrade where an upgrade refers to a change to a later model than currently used by the individual) if the following criteria are met: - The child is deemed by the attending healthcare professional to be receiving sufficient benefits from BCHI, and demonstrating continued need for BCHI; AND - The existing BCHI sound processor has been used for at least five years, and its deterioration in performance is deemed by the attending healthcare professional to warrant replacement for achieving optimal hearing. 2. Unilateral bone conduction wearables in children younger than five years old or without adequate mastoid thickness to support an implant if they are: - Diagnosed with SSD; AND - Assessed by the attending healthcare professional to be: -- Ineligible, or did not sufficiently benefit from conservative treatment or conventional hearing aid; AND -- Unlikely to benefit from CROS hearing aid based on a CROS trial, or deemed anatomically or physiologically unable to undertake such trial; AND -- Gaining clinical benefit based on a trial with bone conduction wearables. OR - Diagnosed with moderate-to-severe CHL or MHL in one or both ears; AND - Assessed by the attending healthcare professional to be: -- Ineligible, or did not sufficiently benefit from surgery, conservative treatment, or conventional hearing aid; AND -- Showing stable bone conduction thresholds (less than or equal to 15 dB deterioration in more than two frequencies over at least a six-month period), unless there are special clinical conditions deemed appropriate by the attending healthcare professional to warrant immediate fitting of the bone conduction wearables (e.g. children born with microtia or congenital aural atresia).
Otorhinolaryngology | Hearing device | Bone conduction hearing implant (BCHI) | BCHI sound processor replacement/bone conduction wearable | Cochlear Limited | ACE Package-Baha 5 Power with Softband | PRC21688 | Package | DE0017104 | 1. Children with single-sided deafness (SSD) or moderate-to-severe CHL or MHL in one or both ears who are using bone conduction hearing implant (BCHI) system or bone conduction wearables can be eligible for subsidy for the replacement of BCHI sound processors (including replacement with or without upgrade where an upgrade refers to a change to a later model than currently used by the individual) if the following criteria are met: - The child is deemed by the attending healthcare professional to be receiving sufficient benefits from BCHI, and demonstrating continued need for BCHI; AND - The existing BCHI sound processor has been used for at least five years, and its deterioration in performance is deemed by the attending healthcare professional to warrant replacement for achieving optimal hearing. 2. Unilateral bone conduction wearables in children younger than five years old or without adequate mastoid thickness to support an implant if they are: - Diagnosed with SSD; AND - Assessed by the attending healthcare professional to be: -- Ineligible, or did not sufficiently benefit from conservative treatment or conventional hearing aid; AND -- Unlikely to benefit from CROS hearing aid based on a CROS trial, or deemed anatomically or physiologically unable to undertake such trial; AND -- Gaining clinical benefit based on a trial with bone conduction wearables. OR - Diagnosed with moderate-to-severe CHL or MHL in one or both ears; AND - Assessed by the attending healthcare professional to be: -- Ineligible, or did not sufficiently benefit from surgery, conservative treatment, or conventional hearing aid; AND -- Showing stable bone conduction thresholds (less than or equal to 15 dB deterioration in more than two frequencies over at least a six-month period), unless there are special clinical conditions deemed appropriate by the attending healthcare professional to warrant immediate fitting of the bone conduction wearables (e.g. children born with microtia or congenital aural atresia).
Otorhinolaryngology | Hearing device | Bone conduction hearing implant (BCHI) | BCHI sound processor replacement/bone conduction wearable | Cochlear Limited | ACE Package-Baha 5 Power with SoundArc | PRC21689 | Package | DE0017104 | 1. Children with single-sided deafness (SSD) or moderate-to-severe CHL or MHL in one or both ears who are using bone conduction hearing implant (BCHI) system or bone conduction wearables can be eligible for subsidy for the replacement of BCHI sound processors (including replacement with or without upgrade where an upgrade refers to a change to a later model than currently used by the individual) if the following criteria are met: - The child is deemed by the attending healthcare professional to be receiving sufficient benefits from BCHI, and demonstrating continued need for BCHI; AND - The existing BCHI sound processor has been used for at least five years, and its deterioration in performance is deemed by the attending healthcare professional to warrant replacement for achieving optimal hearing. 2. Unilateral bone conduction wearables in children younger than five years old or without adequate mastoid thickness to support an implant if they are: - Diagnosed with SSD; AND - Assessed by the attending healthcare professional to be: -- Ineligible, or did not sufficiently benefit from conservative treatment or conventional hearing aid; AND -- Unlikely to benefit from CROS hearing aid based on a CROS trial, or deemed anatomically or physiologically unable to undertake such trial; AND -- Gaining clinical benefit based on a trial with bone conduction wearables. OR - Diagnosed with moderate-to-severe CHL or MHL in one or both ears; AND - Assessed by the attending healthcare professional to be: -- Ineligible, or did not sufficiently benefit from surgery, conservative treatment, or conventional hearing aid; AND -- Showing stable bone conduction thresholds (less than or equal to 15 dB deterioration in more than two frequencies over at least a six-month period), unless there are special clinical conditions deemed appropriate by the attending healthcare professional to warrant immediate fitting of the bone conduction wearables (e.g. children born with microtia or congenital aural atresia).
Otorhinolaryngology | Hearing device | Bone conduction hearing implant (BCHI) | BCHI sound processor replacement/bone conduction wearable | Cochlear Limited | ACE Package-Baha 6 Max (Package A) | PRC21696 | Package | DE0505478 | 1. Children with single-sided deafness (SSD) or moderate-to-severe CHL or MHL in one or both ears who are using bone conduction hearing implant (BCHI) system or bone conduction wearables can be eligible for subsidy for the replacement of BCHI sound processors (including replacement with or without upgrade where an upgrade refers to a change to a later model than currently used by the individual) if the following criteria are met: - The child is deemed by the attending healthcare professional to be receiving sufficient benefits from BCHI, and demonstrating continued need for BCHI; AND - The existing BCHI sound processor has been used for at least five years, and its deterioration in performance is deemed by the attending healthcare professional to warrant replacement for achieving optimal hearing. 2. Unilateral bone conduction wearables in children younger than five years old or without adequate mastoid thickness to support an implant if they are: - Diagnosed with SSD; AND - Assessed by the attending healthcare professional to be: -- Ineligible, or did not sufficiently benefit from conservative treatment or conventional hearing aid; AND -- Unlikely to benefit from CROS hearing aid based on a CROS trial, or deemed anatomically or physiologically unable to undertake such trial; AND -- Gaining clinical benefit based on a trial with bone conduction wearables. OR - Diagnosed with moderate-to-severe CHL or MHL in one or both ears; AND - Assessed by the attending healthcare professional to be: -- Ineligible, or did not sufficiently benefit from surgery, conservative treatment, or conventional hearing aid; AND -- Showing stable bone conduction thresholds (less than or equal to 15 dB deterioration in more than two frequencies over at least a six-month period), unless there are special clinical conditions deemed appropriate by the attending healthcare professional to warrant immediate fitting of the bone conduction wearables (e.g. children born with microtia or congenital aural atresia).
Otorhinolaryngology | Hearing device | Bone conduction hearing implant (BCHI) | BCHI sound processor replacement/bone conduction wearable | Cochlear Limited | ACE Package-Baha 6 Max (Package B) | PRC21697 | Package | DE0505478 | 1. Children with single-sided deafness (SSD) or moderate-to-severe CHL or MHL in one or both ears who are using bone conduction hearing implant (BCHI) system or bone conduction wearables can be eligible for subsidy for the replacement of BCHI sound processors (including replacement with or without upgrade where an upgrade refers to a change to a later model than currently used by the individual) if the following criteria are met: - The child is deemed by the attending healthcare professional to be receiving sufficient benefits from BCHI, and demonstrating continued need for BCHI; AND - The existing BCHI sound processor has been used for at least five years, and its deterioration in performance is deemed by the attending healthcare professional to warrant replacement for achieving optimal hearing. 2. Unilateral bone conduction wearables in children younger than five years old or without adequate mastoid thickness to support an implant if they are: - Diagnosed with SSD; AND - Assessed by the attending healthcare professional to be: -- Ineligible, or did not sufficiently benefit from conservative treatment or conventional hearing aid; AND -- Unlikely to benefit from CROS hearing aid based on a CROS trial, or deemed anatomically or physiologically unable to undertake such trial; AND -- Gaining clinical benefit based on a trial with bone conduction wearables. OR - Diagnosed with moderate-to-severe CHL or MHL in one or both ears; AND - Assessed by the attending healthcare professional to be: -- Ineligible, or did not sufficiently benefit from surgery, conservative treatment, or conventional hearing aid; AND -- Showing stable bone conduction thresholds (less than or equal to 15 dB deterioration in more than two frequencies over at least a six-month period), unless there are special clinical conditions deemed appropriate by the attending healthcare professional to warrant immediate fitting of the bone conduction wearables (e.g. children born with microtia or congenital aural atresia).
Otorhinolaryngology | Hearing device | Bone conduction hearing implant (BCHI) | BCHI sound processor replacement/bone conduction wearable | Oticon Medical | PONTO 4, CBE | 186777-RPL | Package | DE0503340 | 1. Children with single-sided deafness (SSD) or moderate-to-severe CHL or MHL in one or both ears who are using bone conduction hearing implant (BCHI) system or bone conduction wearables can be eligible for subsidy for the replacement of BCHI sound processors (including replacement with or without upgrade where an upgrade refers to a change to a later model than currently used by the individual) if the following criteria are met: - The child is deemed by the attending healthcare professional to be receiving sufficient benefits from BCHI, and demonstrating continued need for BCHI; AND - The existing BCHI sound processor has been used for at least five years, and its deterioration in performance is deemed by the attending healthcare professional to warrant replacement for achieving optimal hearing. 2. Unilateral bone conduction wearables in children younger than five years old or without adequate mastoid thickness to support an implant if they are: - Diagnosed with SSD; AND - Assessed by the attending healthcare professional to be: -- Ineligible, or did not sufficiently benefit from conservative treatment or conventional hearing aid; AND -- Unlikely to benefit from CROS hearing aid based on a CROS trial, or deemed anatomically or physiologically unable to undertake such trial; AND -- Gaining clinical benefit based on a trial with bone conduction wearables. OR - Diagnosed with moderate-to-severe CHL or MHL in one or both ears; AND - Assessed by the attending healthcare professional to be: -- Ineligible, or did not sufficiently benefit from surgery, conservative treatment, or conventional hearing aid; AND -- Showing stable bone conduction thresholds (less than or equal to 15 dB deterioration in more than two frequencies over at least a six-month period), unless there are special clinical conditions deemed appropriate by the attending healthcare professional to warrant immediate fitting of the bone conduction wearables (e.g. children born with microtia or congenital aural atresia).
Otorhinolaryngology | Hearing device | Bone conduction hearing implant (BCHI) | BCHI sound processor replacement/bone conduction wearable | Oticon Medical | PONTO 4, TC | 186778-RPL | Package | DE0503340 | 1. Children with single-sided deafness (SSD) or moderate-to-severe CHL or MHL in one or both ears who are using bone conduction hearing implant (BCHI) system or bone conduction wearables can be eligible for subsidy for the replacement of BCHI sound processors (including replacement with or without upgrade where an upgrade refers to a change to a later model than currently used by the individual) if the following criteria are met: - The child is deemed by the attending healthcare professional to be receiving sufficient benefits from BCHI, and demonstrating continued need for BCHI; AND - The existing BCHI sound processor has been used for at least five years, and its deterioration in performance is deemed by the attending healthcare professional to warrant replacement for achieving optimal hearing. 2. Unilateral bone conduction wearables in children younger than five years old or without adequate mastoid thickness to support an implant if they are: - Diagnosed with SSD; AND - Assessed by the attending healthcare professional to be: -- Ineligible, or did not sufficiently benefit from conservative treatment or conventional hearing aid; AND -- Unlikely to benefit from CROS hearing aid based on a CROS trial, or deemed anatomically or physiologically unable to undertake such trial; AND -- Gaining clinical benefit based on a trial with bone conduction wearables. OR - Diagnosed with moderate-to-severe CHL or MHL in one or both ears; AND - Assessed by the attending healthcare professional to be: -- Ineligible, or did not sufficiently benefit from surgery, conservative treatment, or conventional hearing aid; AND -- Showing stable bone conduction thresholds (less than or equal to 15 dB deterioration in more than two frequencies over at least a six-month period), unless there are special clinical conditions deemed appropriate by the attending healthcare professional to warrant immediate fitting of the bone conduction wearables (e.g. children born with microtia or congenital aural atresia).
Otorhinolaryngology | Hearing device | Bone conduction hearing implant (BCHI) | BCHI sound processor replacement/bone conduction wearable | Oticon Medical | PONTO 4, SIL | 186779-RPL | Package | DE0503340 | 1. Children with single-sided deafness (SSD) or moderate-to-severe CHL or MHL in one or both ears who are using bone conduction hearing implant (BCHI) system or bone conduction wearables can be eligible for subsidy for the replacement of BCHI sound processors (including replacement with or without upgrade where an upgrade refers to a change to a later model than currently used by the individual) if the following criteria are met: - The child is deemed by the attending healthcare professional to be receiving sufficient benefits from BCHI, and demonstrating continued need for BCHI; AND - The existing BCHI sound processor has been used for at least five years, and its deterioration in performance is deemed by the attending healthcare professional to warrant replacement for achieving optimal hearing. 2. Unilateral bone conduction wearables in children younger than five years old or without adequate mastoid thickness to support an implant if they are: - Diagnosed with SSD; AND - Assessed by the attending healthcare professional to be: -- Ineligible, or did not sufficiently benefit from conservative treatment or conventional hearing aid; AND -- Unlikely to benefit from CROS hearing aid based on a CROS trial, or deemed anatomically or physiologically unable to undertake such trial; AND -- Gaining clinical benefit based on a trial with bone conduction wearables. OR - Diagnosed with moderate-to-severe CHL or MHL in one or both ears; AND - Assessed by the attending healthcare professional to be: -- Ineligible, or did not sufficiently benefit from surgery, conservative treatment, or conventional hearing aid; AND -- Showing stable bone conduction thresholds (less than or equal to 15 dB deterioration in more than two frequencies over at least a six-month period), unless there are special clinical conditions deemed appropriate by the attending healthcare professional to warrant immediate fitting of the bone conduction wearables (e.g. children born with microtia or congenital aural atresia).
Otorhinolaryngology | Hearing device | Bone conduction hearing implant (BCHI) | BCHI sound processor replacement/bone conduction wearable | Oticon Medical | PONTO 4, STG | 186780-RPL | Package | DE0503340 | 1. Children with single-sided deafness (SSD) or moderate-to-severe CHL or MHL in one or both ears who are using bone conduction hearing implant (BCHI) system or bone conduction wearables can be eligible for subsidy for the replacement of BCHI sound processors (including replacement with or without upgrade where an upgrade refers to a change to a later model than currently used by the individual) if the following criteria are met: - The child is deemed by the attending healthcare professional to be receiving sufficient benefits from BCHI, and demonstrating continued need for BCHI; AND - The existing BCHI sound processor has been used for at least five years, and its deterioration in performance is deemed by the attending healthcare professional to warrant replacement for achieving optimal hearing. 2. Unilateral bone conduction wearables in children younger than five years old or without adequate mastoid thickness to support an implant if they are: - Diagnosed with SSD; AND - Assessed by the attending healthcare professional to be: -- Ineligible, or did not sufficiently benefit from conservative treatment or conventional hearing aid; AND -- Unlikely to benefit from CROS hearing aid based on a CROS trial, or deemed anatomically or physiologically unable to undertake such trial; AND -- Gaining clinical benefit based on a trial with bone conduction wearables. OR - Diagnosed with moderate-to-severe CHL or MHL in one or both ears; AND - Assessed by the attending healthcare professional to be: -- Ineligible, or did not sufficiently benefit from surgery, conservative treatment, or conventional hearing aid; AND -- Showing stable bone conduction thresholds (less than or equal to 15 dB deterioration in more than two frequencies over at least a six-month period), unless there are special clinical conditions deemed appropriate by the attending healthcare professional to warrant immediate fitting of the bone conduction wearables (e.g. children born with microtia or congenital aural atresia).
Otorhinolaryngology | Hearing device | Bone conduction hearing implant (BCHI) | BCHI sound processor replacement/bone conduction wearable | Oticon Medical | PONTO 4, CNB | 186781-RPL | Package | DE0503340 | 1. Children with single-sided deafness (SSD) or moderate-to-severe CHL or MHL in one or both ears who are using bone conduction hearing implant (BCHI) system or bone conduction wearables can be eligible for subsidy for the replacement of BCHI sound processors (including replacement with or without upgrade where an upgrade refers to a change to a later model than currently used by the individual) if the following criteria are met: - The child is deemed by the attending healthcare professional to be receiving sufficient benefits from BCHI, and demonstrating continued need for BCHI; AND - The existing BCHI sound processor has been used for at least five years, and its deterioration in performance is deemed by the attending healthcare professional to warrant replacement for achieving optimal hearing. 2. Unilateral bone conduction wearables in children younger than five years old or without adequate mastoid thickness to support an implant if they are: - Diagnosed with SSD; AND - Assessed by the attending healthcare professional to be: -- Ineligible, or did not sufficiently benefit from conservative treatment or conventional hearing aid; AND -- Unlikely to benefit from CROS hearing aid based on a CROS trial, or deemed anatomically or physiologically unable to undertake such trial; AND -- Gaining clinical benefit based on a trial with bone conduction wearables. OR - Diagnosed with moderate-to-severe CHL or MHL in one or both ears; AND - Assessed by the attending healthcare professional to be: -- Ineligible, or did not sufficiently benefit from surgery, conservative treatment, or conventional hearing aid; AND -- Showing stable bone conduction thresholds (less than or equal to 15 dB deterioration in more than two frequencies over at least a six-month period), unless there are special clinical conditions deemed appropriate by the attending healthcare professional to warrant immediate fitting of the bone conduction wearables (e.g. children born with microtia or congenital aural atresia).
Otorhinolaryngology | Hearing device | Bone conduction hearing implant (BCHI) | BCHI sound processor replacement/bone conduction wearable | Oticon Medical | PONTO 4, DBL | 186782-RPL | Package | DE0503340 | 1. Children with single-sided deafness (SSD) or moderate-to-severe CHL or MHL in one or both ears who are using bone conduction hearing implant (BCHI) system or bone conduction wearables can be eligible for subsidy for the replacement of BCHI sound processors (including replacement with or without upgrade where an upgrade refers to a change to a later model than currently used by the individual) if the following criteria are met: - The child is deemed by the attending healthcare professional to be receiving sufficient benefits from BCHI, and demonstrating continued need for BCHI; AND - The existing BCHI sound processor has been used for at least five years, and its deterioration in performance is deemed by the attending healthcare professional to warrant replacement for achieving optimal hearing. 2. Unilateral bone conduction wearables in children younger than five years old or without adequate mastoid thickness to support an implant if they are: - Diagnosed with SSD; AND - Assessed by the attending healthcare professional to be: -- Ineligible, or did not sufficiently benefit from conservative treatment or conventional hearing aid; AND -- Unlikely to benefit from CROS hearing aid based on a CROS trial, or deemed anatomically or physiologically unable to undertake such trial; AND -- Gaining clinical benefit based on a trial with bone conduction wearables. OR - Diagnosed with moderate-to-severe CHL or MHL in one or both ears; AND - Assessed by the attending healthcare professional to be: -- Ineligible, or did not sufficiently benefit from surgery, conservative treatment, or conventional hearing aid; AND -- Showing stable bone conduction thresholds (less than or equal to 15 dB deterioration in more than two frequencies over at least a six-month period), unless there are special clinical conditions deemed appropriate by the attending healthcare professional to warrant immediate fitting of the bone conduction wearables (e.g. children born with microtia or congenital aural atresia).
Otorhinolaryngology | Hearing device | Bone conduction hearing implant (BCHI) | BCHI sound processor replacement/bone conduction wearable | Oticon Medical | PONTO 4 + softband | P41SFTBDSD | Package | DE0503340, DE0016633 | 1. Children with single-sided deafness (SSD) or moderate-to-severe CHL or MHL in one or both ears who are using bone conduction hearing implant (BCHI) system or bone conduction wearables can be eligible for subsidy for the replacement of BCHI sound processors (including replacement with or without upgrade where an upgrade refers to a change to a later model than currently used by the individual) if the following criteria are met: - The child is deemed by the attending healthcare professional to be receiving sufficient benefits from BCHI, and demonstrating continued need for BCHI; AND - The existing BCHI sound processor has been used for at least five years, and its deterioration in performance is deemed by the attending healthcare professional to warrant replacement for achieving optimal hearing. 2. Unilateral bone conduction wearables in children younger than five years old or without adequate mastoid thickness to support an implant if they are: - Diagnosed with SSD; AND - Assessed by the attending healthcare professional to be: -- Ineligible, or did not sufficiently benefit from conservative treatment or conventional hearing aid; AND -- Unlikely to benefit from CROS hearing aid based on a CROS trial, or deemed anatomically or physiologically unable to undertake such trial; AND -- Gaining clinical benefit based on a trial with bone conduction wearables. OR - Diagnosed with moderate-to-severe CHL or MHL in one or both ears; AND - Assessed by the attending healthcare professional to be: -- Ineligible, or did not sufficiently benefit from surgery, conservative treatment, or conventional hearing aid; AND -- Showing stable bone conduction thresholds (less than or equal to 15 dB deterioration in more than two frequencies over at least a six-month period), unless there are special clinical conditions deemed appropriate by the attending healthcare professional to warrant immediate fitting of the bone conduction wearables (e.g. children born with microtia or congenital aural atresia).
Otorhinolaryngology | Hearing device | Ossicular/middle ear implant (OMEI) | OMEI | Easmed | OFFSET ALTO TOTAL SIZERS INCLUDED TITANIUM/SILICONE | 600 | Standalone | DE0503997 | As per HSA registered indication(s)
Otorhinolaryngology | Hearing device | Ossicular/middle ear implant (OMEI) | OMEI | Easmed | OFFSET ALTO PARTIAL SIZERS INCLUDED TITANIUM/SILICONE | 650 | Standalone | DE0503997 | As per HSA registered indication(s)
Otorhinolaryngology | Hearing device | Ossicular/middle ear implant (OMEI) | OMEI | Easmed | CENTERED ALTO BYTE PARTIAL SIZERS INCLUDED TITANIUM/SILICONE | 655B | Standalone | DE0503997 | As per HSA registered indication(s)
Otorhinolaryngology | Hearing device | Ossicular/middle ear implant (OMEI) | OMEI | Heinz Kurz GmbH Medizintechnik | Omega Connector 1.5x0.8x0.5mm | 1004930 | Standalone | DE0014076 | As per HSA registered indication(s)
Otorhinolaryngology | Hearing device | Ossicular/middle ear implant (OMEI) | OMEI | Medtronic | 1156314//PROSTHESIS 1156314 CAUSSE LOOP PISTON .6 | 1156314 | Standalone | DE0005567 | As per HSA registered indication(s)
Otorhinolaryngology | Hearing device | Ossicular/middle ear implant (OMEI) | OMEI | Medtronic | 1156362//PROSTHESIS 1156362 SHEEHY POP POLYCEL | 1156362 | Standalone | DE0005620 | As per HSA registered indication(s)
Otorhinolaryngology | Hearing device | Ossicular/middle ear implant (OMEI) | OMEI | Medtronic | 1156363//PROSTHESIS 1156363 SHEEHY TOP POLYCEL 3M | 1156363 | Standalone | DE0005621 | As per HSA registered indication(s)
Urogenital | Urinary obstruction treatment | Ureteric stent | Ureteric stent - Polymer | Boston Scientific | Contour VL Ureteral Stent 4.8F x 22-30cm | M0061801550 | Standalone | DE0000176 | As per HSA registered indication(s)
Urogenital | Urinary obstruction treatment | Ureteric stent | Ureteric stent - Polymer | Boston Scientific | Contour VL Ureteral Stent 6F x 22-30cm | M0061801560 | Standalone | DE0000176 | As per HSA registered indication(s)
Urogenital | Urinary obstruction treatment | Ureteric stent | Ureteric stent - Polymer | Boston Scientific | Contour VL Ureteral Stent 7F x 22-30cm | M0061801570 | Standalone | DE0000176 | As per HSA registered indication(s)
Urogenital | Urinary obstruction treatment | Ureteric stent | Ureteric stent - Polymer | Boston Scientific | Contour VL Ureteral Stent Kit 4.8F x 22-30cm | M006180155010 | Standalone | DE0000176 | As per HSA registered indication(s)
Urogenital | Urinary obstruction treatment | Ureteric stent | Ureteric stent - Polymer | Boston Scientific | Contour VL Ureteral Stent Kit 6F x 22-30cm | M006180156010 | Standalone | DE0000176 | As per HSA registered indication(s)
Urogenital | Urinary obstruction treatment | Ureteric stent | Ureteric stent - Polymer | Boston Scientific | Contour VL Ureteral Stent Kit 7F x 22-30cm | M006180157010 | Standalone | DE0000176 | As per HSA registered indication(s)
Urogenital | Urinary obstruction treatment | Ureteric stent | Ureteric stent - Polymer | Boston Scientific | Percuflex Plus Ureteral Stent 4.8F x 10cm | M0061751950 | Standalone | DE0000177 | As per HSA registered indication(s)
Urogenital | Urinary obstruction treatment | Ureteric stent | Ureteric stent - Polymer | Boston Scientific | Percuflex Plus Ureteral Stent 4.8F x 12cm | M0061751960 | Standalone | DE0000177 | As per HSA registered indication(s)
Urogenital | Urinary obstruction treatment | Ureteric stent | Ureteric stent - Polymer | Boston Scientific | Percuflex Plus Ureteral Stent 4.8F x 14cm | M0061751970 | Standalone | DE0000177 | As per HSA registered indication(s)
Urogenital | Urinary obstruction treatment | Ureteric stent | Ureteric stent - Polymer | Boston Scientific | Percuflex Plus Ureteral Stent 4.8F x 16cm | M0061751980 | Standalone | DE0000177 | As per HSA registered indication(s)
Urogenital | Urinary obstruction treatment | Ureteric stent | Ureteric stent - Polymer | Boston Scientific | Percuflex Plus Ureteral Stent 4.8F x 18cm | M0061751990 | Standalone | DE0000177 | As per HSA registered indication(s)
Urogenital | Urinary obstruction treatment | Ureteric stent | Ureteric stent - Polymer | Boston Scientific | Percuflex Plus Ureteral Stent 4.8F x 20cm | M0061752500 | Standalone | DE0000177 | As per HSA registered indication(s)
Urogenital | Urinary obstruction treatment | Ureteric stent | Ureteric stent - Polymer | Boston Scientific | Percuflex Plus Ureteral Stent 4.8F x 22cm | M0061752510 | Standalone | DE0000177 | As per HSA registered indication(s)
Urogenital | Urinary obstruction treatment | Ureteric stent | Ureteric stent - Polymer | Boston Scientific | Percuflex Plus Ureteral Stent 4.8F x 24cm | M0061752520 | Standalone | DE0000177 | As per HSA registered indication(s)
Urogenital | Urinary obstruction treatment | Ureteric stent | Ureteric stent - Polymer | Boston Scientific | Percuflex Plus Ureteral Stent 4.8F x 26cm | M0061752530 | Standalone | DE0000177 | As per HSA registered indication(s)
Urogenital | Urinary obstruction treatment | Ureteric stent | Ureteric stent - Polymer | Boston Scientific | Percuflex Plus Ureteral Stent 4.8F x 28cm | M0061752540 | Standalone | DE0000177 | As per HSA registered indication(s)
Urogenital | Urinary obstruction treatment | Ureteric stent | Ureteric stent - Polymer | Boston Scientific | Percuflex Plus Ureteral Stent 4.8F x 30cm | M0061752550 | Standalone | DE0000177 | As per HSA registered indication(s)
Urogenital | Urinary obstruction treatment | Ureteric stent | Ureteric stent - Polymer | Boston Scientific | Percuflex Plus Ureteral Stent 6F x 20cm | M0061752600 | Standalone | DE0000177 | As per HSA registered indication(s)
Urogenital | Urinary obstruction treatment | Ureteric stent | Ureteric stent - Polymer | Boston Scientific | Percuflex Plus Ureteral Stent 6F x 22cm | M0061752610 | Standalone | DE0000177 | As per HSA registered indication(s)
Urogenital | Urinary obstruction treatment | Ureteric stent | Ureteric stent - Polymer | Boston Scientific | Percuflex Plus Ureteral Stent 6F x 24cm | M0061752620 | Standalone | DE0000177 | As per HSA registered indication(s)
Urogenital | Urinary obstruction treatment | Ureteric stent | Ureteric stent - Polymer | Boston Scientific | Percuflex Plus Ureteral Stent 6F x 26cm | M0061752630 | Standalone | DE0000177 | As per HSA registered indication(s)
Urogenital | Urinary obstruction treatment | Ureteric stent | Ureteric stent - Polymer | Boston Scientific | Percuflex Plus Ureteral Stent 6F x 28cm | M0061752640 | Standalone | DE0000177 | As per HSA registered indication(s)
Urogenital | Urinary obstruction treatment | Ureteric stent | Ureteric stent - Polymer | Boston Scientific | Percuflex Plus Ureteral Stent 6F x 30cm | M0061752650 | Standalone | DE0000177 | As per HSA registered indication(s)
Urogenital | Urinary obstruction treatment | Ureteric stent | Ureteric stent - Polymer | Boston Scientific | Percuflex Plus Ureteral Stent 7F x 20cm | M0061752700 | Standalone | DE0000177 | As per HSA registered indication(s)
Urogenital | Urinary obstruction treatment | Ureteric stent | Ureteric stent - Polymer | Boston Scientific | Percuflex Plus Ureteral Stent 7F x 22cm | M0061752710 | Standalone | DE0000177 | As per HSA registered indication(s)
Urogenital | Urinary obstruction treatment | Ureteric stent | Ureteric stent - Polymer | Boston Scientific | Percuflex Plus Ureteral Stent 7F x 24cm | M0061752720 | Standalone | DE0000177 | As per HSA registered indication(s)
Urogenital | Urinary obstruction treatment | Ureteric stent | Ureteric stent - Polymer | Boston Scientific | Percuflex Plus Ureteral Stent 7F x 26cm | M0061752730 | Standalone | DE0000177 | As per HSA registered indication(s)
Urogenital | Urinary obstruction treatment | Ureteric stent | Ureteric stent - Polymer | Boston Scientific | Percuflex Plus Ureteral Stent 7F x 28cm | M0061752740 | Standalone | DE0000177 | As per HSA registered indication(s)
Urogenital | Urinary obstruction treatment | Ureteric stent | Ureteric stent - Polymer | Boston Scientific | Percuflex Plus Ureteral Stent 7F x 30cm | M0061752750 | Standalone | DE0000177 | As per HSA registered indication(s)
Urogenital | Urinary obstruction treatment | Ureteric stent | Ureteric stent - Polymer | Boston Scientific | Percuflex Plus Ureteral Stent 8F x 20cm | M0061752800 | Standalone | DE0000177 | As per HSA registered indication(s)
Urogenital | Urinary obstruction treatment | Ureteric stent | Ureteric stent - Polymer | Boston Scientific | Percuflex Plus Ureteral Stent 8F x 22cm | M0061752810 | Standalone | DE0000177 | As per HSA registered indication(s)
Urogenital | Urinary obstruction treatment | Ureteric stent | Ureteric stent - Polymer | Boston Scientific | Percuflex Plus Ureteral Stent 8F x 24cm | M0061752820 | Standalone | DE0000177 | As per HSA registered indication(s)
Urogenital | Urinary obstruction treatment | Ureteric stent | Ureteric stent - Polymer | Boston Scientific | Percuflex Plus Ureteral Stent 8F x 26cm | M0061752830 | Standalone | DE0000177 | As per HSA registered indication(s)
Urogenital | Urinary obstruction treatment | Ureteric stent | Ureteric stent - Polymer | Boston Scientific | Percuflex Plus Ureteral Stent 8F x 28cm | M0061752840 | Standalone | DE0000177 | As per HSA registered indication(s)
Urogenital | Urinary obstruction treatment | Ureteric stent | Ureteric stent - Polymer | Boston Scientific | Percuflex Plus Ureteral Stent 8F x 30cm | M0061752850 | Standalone | DE0000177 | As per HSA registered indication(s)
Urogenital | Urinary obstruction treatment | Ureteric stent | Ureteric stent - Polymer | Boston Scientific | Polaris Loop Ureteral Stent 5F x 10cm | M0061552110 | Standalone | DE0012737 | As per HSA registered indication(s)
Urogenital | Urinary obstruction treatment | Ureteric stent | Ureteric stent - Polymer | Boston Scientific | Polaris Loop Ureteral Stent 5F x 12cm | M0061552120 | Standalone | DE0012737 | As per HSA registered indication(s)
Urogenital | Urinary obstruction treatment | Ureteric stent | Ureteric stent - Polymer | Boston Scientific | Polaris Loop Ureteral Stent 5F x 14cm | M0061552130 | Standalone | DE0012737 | As per HSA registered indication(s)
Urogenital | Urinary obstruction treatment | Ureteric stent | Ureteric stent - Polymer | Boston Scientific | Polaris Loop Ureteral Stent 5F x 16cm | M0061552140 | Standalone | DE0012737 | As per HSA registered indication(s)
Urogenital | Urinary obstruction treatment | Ureteric stent | Ureteric stent - Polymer | Boston Scientific | Polaris Loop Ureteral Stent 5F x 18cm | M0061552150 | Standalone | DE0012737 | As per HSA registered indication(s)
Urogenital | Urinary obstruction treatment | Ureteric stent | Ureteric stent - Polymer | Boston Scientific | Polaris Loop Ureteral Stent 5F x 20cm | M0061552200 | Standalone | DE0012737 | As per HSA registered indication(s)
Urogenital | Urinary obstruction treatment | Ureteric stent | Ureteric stent - Polymer | Boston Scientific | Polaris Loop Ureteral Stent 5F x 22cm | M0061552210 | Standalone | DE0012737 | As per HSA registered indication(s)
Urogenital | Urinary obstruction treatment | Ureteric stent | Ureteric stent - Polymer | Boston Scientific | Polaris Loop Ureteral Stent 5F x 24cm | M0061552220 | Standalone | DE0012737 | As per HSA registered indication(s)
Urogenital | Urinary obstruction treatment | Ureteric stent | Ureteric stent - Polymer | Boston Scientific | Polaris Loop Ureteral Stent 5F x 26cm | M0061552230 | Standalone | DE0012737 | As per HSA registered indication(s)
Urogenital | Urinary obstruction treatment | Ureteric stent | Ureteric stent - Polymer | Boston Scientific | Polaris Loop Ureteral Stent 5F x 28cm | M0061552240 | Standalone | DE0012737 | As per HSA registered indication(s)
Urogenital | Urinary obstruction treatment | Ureteric stent | Ureteric stent - Polymer | Boston Scientific | Polaris Loop Ureteral Stent 5F x 30cm | M0061552250 | Standalone | DE0012737 | As per HSA registered indication(s)
Urogenital | Urinary obstruction treatment | Ureteric stent | Ureteric stent - Polymer | Boston Scientific | Polaris Loop Ureteral Stent 6F x 20cm | M0061552300 | Standalone | DE0012737 | As per HSA registered indication(s)
Urogenital | Urinary obstruction treatment | Ureteric stent | Ureteric stent - Polymer | Boston Scientific | Polaris Loop Ureteral Stent 6F x 22cm | M0061552310 | Standalone | DE0012737 | As per HSA registered indication(s)
Urogenital | Urinary obstruction treatment | Ureteric stent | Ureteric stent - Polymer | Boston Scientific | Polaris Loop Ureteral Stent 6F x 24cm | M0061552320 | Standalone | DE0012737 | As per HSA registered indication(s)
Urogenital | Urinary obstruction treatment | Ureteric stent | Ureteric stent - Polymer | Boston Scientific | Polaris Loop Ureteral Stent 6F x 26cm | M0061552330 | Standalone | DE0012737 | As per HSA registered indication(s)
Urogenital | Urinary obstruction treatment | Ureteric stent | Ureteric stent - Polymer | Boston Scientific | Polaris Loop Ureteral Stent 6F x 28cm | M0061552340 | Standalone | DE0012737 | As per HSA registered indication(s)
Urogenital | Urinary obstruction treatment | Ureteric stent | Ureteric stent - Polymer | Boston Scientific | Polaris Loop Ureteral Stent 6F x 30cm | M0061552350 | Standalone | DE0012737 | As per HSA registered indication(s)
Urogenital | Urinary obstruction treatment | Ureteric stent | Ureteric stent - Polymer | Boston Scientific | Polaris Loop Ureteral Stent 7F x 20cm | M0061552400 | Standalone | DE0012737 | As per HSA registered indication(s)
Urogenital | Urinary obstruction treatment | Ureteric stent | Ureteric stent - Polymer | Boston Scientific | Polaris Loop Ureteral Stent 7F x 22cm | M0061552410 | Standalone | DE0012737 | As per HSA registered indication(s)
Urogenital | Urinary obstruction treatment | Ureteric stent | Ureteric stent - Polymer | Boston Scientific | Polaris Loop Ureteral Stent 7F x 24cm | M0061552420 | Standalone | DE0012737 | As per HSA registered indication(s)
Urogenital | Urinary obstruction treatment | Ureteric stent | Ureteric stent - Polymer | Boston Scientific | Polaris Loop Ureteral Stent 7F x 26cm | M0061552430 | Standalone | DE0012737 | As per HSA registered indication(s)
Urogenital | Urinary obstruction treatment | Ureteric stent | Ureteric stent - Polymer | Boston Scientific | Polaris Loop Ureteral Stent 7F x 28cm | M0061552440 | Standalone | DE0012737 | As per HSA registered indication(s)
Urogenital | Urinary obstruction treatment | Ureteric stent | Ureteric stent - Polymer | Boston Scientific | Polaris Loop Ureteral Stent 7F x 30cm | M0061552450 | Standalone | DE0012737 | As per HSA registered indication(s)
Urogenital | Urinary obstruction treatment | Ureteric stent | Ureteric stent - Polymer | Boston Scientific | Polaris Loop Ureteral Stent 8F x 20cm | M0061552500 | Standalone | DE0012737 | As per HSA registered indication(s)
Urogenital | Urinary obstruction treatment | Ureteric stent | Ureteric stent - Polymer | Boston Scientific | Polaris Loop Ureteral Stent 8F x 22cm | M0061552510 | Standalone | DE0012737 | As per HSA registered indication(s)
Urogenital | Urinary obstruction treatment | Ureteric stent | Ureteric stent - Polymer | Boston Scientific | Polaris Loop Ureteral Stent 8F x 24cm | M0061552520 | Standalone | DE0012737 | As per HSA registered indication(s)
Urogenital | Urinary obstruction treatment | Ureteric stent | Ureteric stent - Polymer | Boston Scientific | Polaris Loop Ureteral Stent 8F x 26cm | M0061552530 | Standalone | DE0012737 | As per HSA registered indication(s)
Urogenital | Urinary obstruction treatment | Ureteric stent | Ureteric stent - Polymer | Boston Scientific | Polaris Loop Ureteral Stent 8F x 28cm | M0061552540 | Standalone | DE0012737 | As per HSA registered indication(s)
Urogenital | Urinary obstruction treatment | Ureteric stent | Ureteric stent - Polymer | Boston Scientific | Polaris Loop Ureteral Stent 8F x 30cm | M0061552550 | Standalone | DE0012737 | As per HSA registered indication(s)
Urogenital | Urinary obstruction treatment | Ureteric stent | Ureteric stent - Polymer | Boston Scientific | Polaris Ultra Ureteral Stent 5F x 10cm | M0061921110 | Standalone | DE0003213 | As per HSA registered indication(s)
Urogenital | Urinary obstruction treatment | Ureteric stent | Ureteric stent - Polymer | Boston Scientific | Polaris Ultra Ureteral Stent 5F x 12cm | M0061921120 | Standalone | DE0003213 | As per HSA registered indication(s)
Urogenital | Urinary obstruction treatment | Ureteric stent | Ureteric stent - Polymer | Boston Scientific | Polaris Ultra Ureteral Stent 5F x 14cm | M0061921130 | Standalone | DE0003213 | As per HSA registered indication(s)
Urogenital | Urinary obstruction treatment | Ureteric stent | Ureteric stent - Polymer | Boston Scientific | Polaris Ultra Ureteral Stent 5F x 16cm | M0061921140 | Standalone | DE0003213 | As per HSA registered indication(s)
Urogenital | Urinary obstruction treatment | Ureteric stent | Ureteric stent - Polymer | Boston Scientific | Polaris Ultra Ureteral Stent 5F x 18cm | M0061921150 | Standalone | DE0003213 | As per HSA registered indication(s)
Urogenital | Urinary obstruction treatment | Ureteric stent | Ureteric stent - Polymer | Boston Scientific | Polaris Ultra Ureteral Stent 5F x 20cm | M0061921200 | Standalone | DE0003213 | As per HSA registered indication(s)
Urogenital | Urinary obstruction treatment | Ureteric stent | Ureteric stent - Polymer | Boston Scientific | Polaris Ultra Ureteral Stent 5F x 22cm | M0061921210 | Standalone | DE0003213 | As per HSA registered indication(s)
Urogenital | Urinary obstruction treatment | Ureteric stent | Ureteric stent - Polymer | Boston Scientific | Polaris Ultra Ureteral Stent 5F x 24cm | M0061921220 | Standalone | DE0003213 | As per HSA registered indication(s)
Urogenital | Urinary obstruction treatment | Ureteric stent | Ureteric stent - Polymer | Boston Scientific | Polaris Ultra Ureteral Stent 5F x 26cm | M0061921230 | Standalone | DE0003213 | As per HSA registered indication(s)
Urogenital | Urinary obstruction treatment | Ureteric stent | Ureteric stent - Polymer | Boston Scientific | Polaris Ultra Ureteral Stent 5F x 28cm | M0061921240 | Standalone | DE0003213 | As per HSA registered indication(s)
Urogenital | Urinary obstruction treatment | Ureteric stent | Ureteric stent - Polymer | Boston Scientific | Polaris Ultra Ureteral Stent 5F x 30cm | M0061921250 | Standalone | DE0003213 | As per HSA registered indication(s)
Urogenital | Urinary obstruction treatment | Ureteric stent | Ureteric stent - Polymer | Boston Scientific | Polaris Ultra Ureteral Stent 6F x 20cm | M0061921300 | Standalone | DE0003213 | As per HSA registered indication(s)
Urogenital | Urinary obstruction treatment | Ureteric stent | Ureteric stent - Polymer | Boston Scientific | Polaris Ultra Ureteral Stent 6F x 22cm | M0061921310 | Standalone | DE0003213 | As per HSA registered indication(s)
Urogenital | Urinary obstruction treatment | Ureteric stent | Ureteric stent - Polymer | Boston Scientific | Polaris Ultra Ureteral Stent 6F x 24cm | M0061921320 | Standalone | DE0003213 | As per HSA registered indication(s)
Urogenital | Urinary obstruction treatment | Ureteric stent | Ureteric stent - Polymer | Boston Scientific | Polaris Ultra Ureteral Stent 6F x 26cm | M0061921330 | Standalone | DE0003213 | As per HSA registered indication(s)
Urogenital | Urinary obstruction treatment | Ureteric stent | Ureteric stent - Polymer | Boston Scientific | Polaris Ultra Ureteral Stent 6F x 28cm | M0061921340 | Standalone | DE0003213 | As per HSA registered indication(s)
Urogenital | Urinary obstruction treatment | Ureteric stent | Ureteric stent - Polymer | Boston Scientific | Polaris Ultra Ureteral Stent 6F x 30cm | M0061921350 | Standalone | DE0003213 | As per HSA registered indication(s)
Urogenital | Urinary obstruction treatment | Ureteric stent | Ureteric stent - Polymer | Boston Scientific | Polaris Ultra Ureteral Stent 7F x 20cm | M0061921400 | Standalone | DE0003213 | As per HSA registered indication(s)
Urogenital | Urinary obstruction treatment | Ureteric stent | Ureteric stent - Polymer | Boston Scientific | Polaris Ultra Ureteral Stent 7F x 22cm | M0061921410 | Standalone | DE0003213 | As per HSA registered indication(s)
Urogenital | Urinary obstruction treatment | Ureteric stent | Ureteric stent - Polymer | Boston Scientific | Polaris Ultra Ureteral Stent 7F x 24cm | M0061921420 | Standalone | DE0003213 | As per HSA registered indication(s)
Urogenital | Urinary obstruction treatment | Ureteric stent | Ureteric stent - Polymer | Boston Scientific | Polaris Ultra Ureteral Stent 7F x 26cm | M0061921430 | Standalone | DE0003213 | As per HSA registered indication(s)
Urogenital | Urinary obstruction treatment | Ureteric stent | Ureteric stent - Polymer | Boston Scientific | Polaris Ultra Ureteral Stent 7F x 28cm | M0061921440 | Standalone | DE0003213 | As per HSA registered indication(s)
Urogenital | Urinary obstruction treatment | Ureteric stent | Ureteric stent - Polymer | Boston Scientific | Polaris Ultra Ureteral Stent 7F x 30cm | M0061921450 | Standalone | DE0003213 | As per HSA registered indication(s)
Urogenital | Urinary obstruction treatment | Ureteric stent | Ureteric stent - Polymer | Boston Scientific | Polaris Ultra Ureteral Stent 8F x 20cm | M0061921500 | Standalone | DE0003213 | As per HSA registered indication(s)
Urogenital | Urinary obstruction treatment | Ureteric stent | Ureteric stent - Polymer | Boston Scientific | Polaris Ultra Ureteral Stent 8F x 22cm | M0061921510 | Standalone | DE0003213 | As per HSA registered indication(s)
Urogenital | Urinary obstruction treatment | Ureteric stent | Ureteric stent - Polymer | Boston Scientific | Polaris Ultra Ureteral Stent 8F x 24cm | M0061921520 | Standalone | DE0003213 | As per HSA registered indication(s)
Urogenital | Urinary obstruction treatment | Ureteric stent | Ureteric stent - Polymer | Boston Scientific | Polaris Ultra Ureteral Stent 8F x 26cm | M0061921530 | Standalone | DE0003213 | As per HSA registered indication(s)
Urogenital | Urinary obstruction treatment | Ureteric stent | Ureteric stent - Polymer | Boston Scientific | Polaris Ultra Ureteral Stent 8F x 28cm | M0061921540 | Standalone | DE0003213 | As per HSA registered indication(s)
Urogenital | Urinary obstruction treatment | Ureteric stent | Ureteric stent - Polymer | Boston Scientific | Polaris Ultra Ureteral Stent 8F x 30cm | M0061921550 | Standalone | DE0003213 | As per HSA registered indication(s)
Urogenital | Urinary obstruction treatment | Ureteric stent | Ureteric stent - Polymer | Boston Scientific | Tria Firm Ureteral Stent 4.8F x 10cm | M0061902050 | Standalone | DE0505356 | As per HSA registered indication(s)
Urogenital | Urinary obstruction treatment | Ureteric stent | Ureteric stent - Polymer | Boston Scientific | Tria Firm Ureteral Stent 4.8F x 12cm | M0061902060 | Standalone | DE0505356 | As per HSA registered indication(s)
Urogenital | Urinary obstruction treatment | Ureteric stent | Ureteric stent - Polymer | Boston Scientific | Tria Firm Ureteral Stent 4.8F x 14cm | M0061902070 | Standalone | DE0505356 | As per HSA registered indication(s)
Urogenital | Urinary obstruction treatment | Ureteric stent | Ureteric stent - Polymer | Boston Scientific | Tria Firm Ureteral Stent 4.8F x 16cm | M0061902080 | Standalone | DE0505356 | As per HSA registered indication(s)
Urogenital | Urinary obstruction treatment | Ureteric stent | Ureteric stent - Polymer | Boston Scientific | Tria Firm Ureteral Stent 4.8F x 18cm | M0061902090 | Standalone | DE0505356 | As per HSA registered indication(s)
Urogenital | Urinary obstruction treatment | Ureteric stent | Ureteric stent - Polymer | Boston Scientific | Tria Firm Ureteral Stent 4.8F x 20cm | M0061902100 | Standalone | DE0505356 | As per HSA registered indication(s)
Urogenital | Urinary obstruction treatment | Ureteric stent | Ureteric stent - Polymer | Boston Scientific | Tria Firm Ureteral Stent 4.8F x 22cm | M0061902110 | Standalone | DE0505356 | As per HSA registered indication(s)
Urogenital | Urinary obstruction treatment | Ureteric stent | Ureteric stent - Polymer | Boston Scientific | Tria Firm Ureteral Stent 4.8F x 24cm | M0061902120 | Standalone | DE0505356 | As per HSA registered indication(s)
Urogenital | Urinary obstruction treatment | Ureteric stent | Ureteric stent - Polymer | Boston Scientific | Tria Firm Ureteral Stent 4.8F x 26cm | M0061902130 | Standalone | DE0505356 | As per HSA registered indication(s)
Urogenital | Urinary obstruction treatment | Ureteric stent | Ureteric stent - Polymer | Boston Scientific | Tria Firm Ureteral Stent 4.8F x 28cm | M0061902140 | Standalone | DE0505356 | As per HSA registered indication(s)
Urogenital | Urinary obstruction treatment | Ureteric stent | Ureteric stent - Polymer | Boston Scientific | Tria Firm Ureteral Stent 4.8F x 30cm | M0061902150 | Standalone | DE0505356 | As per HSA registered indication(s)
Urogenital | Urinary obstruction treatment | Ureteric stent | Ureteric stent - Polymer | Boston Scientific | Tria Firm Ureteral Stent 6F x 20cm | M0061902200 | Standalone | DE0505356 | As per HSA registered indication(s)
Urogenital | Urinary obstruction treatment | Ureteric stent | Ureteric stent - Polymer | Boston Scientific | Tria Firm Ureteral Stent 6F x 22cm | M0061902210 | Standalone | DE0505356 | As per HSA registered indication(s)
Urogenital | Urinary obstruction treatment | Ureteric stent | Ureteric stent - Polymer | Boston Scientific | Tria Firm Ureteral Stent 6F x 24cm | M0061902220 | Standalone | DE0505356 | As per HSA registered indication(s)
Urogenital | Urinary obstruction treatment | Ureteric stent | Ureteric stent - Polymer | Boston Scientific | Tria Firm Ureteral Stent 6F x 26cm | M0061902230 | Standalone | DE0505356 | As per HSA registered indication(s)
Urogenital | Urinary obstruction treatment | Ureteric stent | Ureteric stent - Polymer | Boston Scientific | Tria Firm Ureteral Stent 6F x 28cm | M0061902240 | Standalone | DE0505356 | As per HSA registered indication(s)
Urogenital | Urinary obstruction treatment | Ureteric stent | Ureteric stent - Polymer | Boston Scientific | Tria Firm Ureteral Stent 6F x 30cm | M0061902250 | Standalone | DE0505356 | As per HSA registered indication(s)
Urogenital | Urinary obstruction treatment | Ureteric stent | Ureteric stent - Polymer | Boston Scientific | Tria Firm Ureteral Stent 7F x 20cm | M0061902300 | Standalone | DE0505356 | As per HSA registered indication(s)
Urogenital | Urinary obstruction treatment | Ureteric stent | Ureteric stent - Polymer | Boston Scientific | Tria Firm Ureteral Stent 7F x 22cm | M0061902310 | Standalone | DE0505356 | As per HSA registered indication(s)
Urogenital | Urinary obstruction treatment | Ureteric stent | Ureteric stent - Polymer | Boston Scientific | Tria Firm Ureteral Stent 7F x 24cm | M0061902320 | Standalone | DE0505356 | As per HSA registered indication(s)
Urogenital | Urinary obstruction treatment | Ureteric stent | Ureteric stent - Polymer | Boston Scientific | Tria Firm Ureteral Stent 7F x 26cm | M0061902330 | Standalone | DE0505356 | As per HSA registered indication(s)
Urogenital | Urinary obstruction treatment | Ureteric stent | Ureteric stent - Polymer | Boston Scientific | Tria Firm Ureteral Stent 7F x 28cm | M0061902340 | Standalone | DE0505356 | As per HSA registered indication(s)
Urogenital | Urinary obstruction treatment | Ureteric stent | Ureteric stent - Polymer | Boston Scientific | Tria Firm Ureteral Stent 7F x 30cm | M0061902350 | Standalone | DE0505356 | As per HSA registered indication(s)
Urogenital | Urinary obstruction treatment | Ureteric stent | Ureteric stent - Polymer | Boston Scientific | Tria Firm Ureteral Stent 8F x 20cm | M0061902400 | Standalone | DE0505356 | As per HSA registered indication(s)
Urogenital | Urinary obstruction treatment | Ureteric stent | Ureteric stent - Polymer | Boston Scientific | Tria Firm Ureteral Stent 8F x 22cm | M0061902410 | Standalone | DE0505356 | As per HSA registered indication(s)
Urogenital | Urinary obstruction treatment | Ureteric stent | Ureteric stent - Polymer | Boston Scientific | Tria Firm Ureteral Stent 8F x 24cm | M0061902420 | Standalone | DE0505356 | As per HSA registered indication(s)
Urogenital | Urinary obstruction treatment | Ureteric stent | Ureteric stent - Polymer | Boston Scientific | Tria Firm Ureteral Stent 8F x 26cm | M0061902430 | Standalone | DE0505356 | As per HSA registered indication(s)
Urogenital | Urinary obstruction treatment | Ureteric stent | Ureteric stent - Polymer | Boston Scientific | Tria Firm Ureteral Stent 8F x 28cm | M0061902440 | Standalone | DE0505356 | As per HSA registered indication(s)
Urogenital | Urinary obstruction treatment | Ureteric stent | Ureteric stent - Polymer | Boston Scientific | Tria Firm Ureteral Stent 8F x 30cm | M0061902450 | Standalone | DE0505356 | As per HSA registered indication(s)
Urogenital | Urinary obstruction treatment | Ureteric stent | Ureteric stent - Polymer | Boston Scientific | Tria Soft Ureteral Stent 6F x 20cm | M0061903200 | Standalone | DE0505356 | As per HSA registered indication(s)
Urogenital | Urinary obstruction treatment | Ureteric stent | Ureteric stent - Polymer | Boston Scientific | Tria Soft Ureteral Stent 6F x 22cm | M0061903210 | Standalone | DE0505356 | As per HSA registered indication(s)
Urogenital | Urinary obstruction treatment | Ureteric stent | Ureteric stent - Polymer | Boston Scientific | Tria Soft Ureteral Stent 6F x 24cm | M0061903220 | Standalone | DE0505356 | As per HSA registered indication(s)
Urogenital | Urinary obstruction treatment | Ureteric stent | Ureteric stent - Polymer | Boston Scientific | Tria Soft Ureteral Stent 6F x 26cm | M0061903230 | Standalone | DE0505356 | As per HSA registered indication(s)
Urogenital | Urinary obstruction treatment | Ureteric stent | Ureteric stent - Polymer | Boston Scientific | Tria Soft Ureteral Stent 6F x 28cm | M0061903240 | Standalone | DE0505356 | As per HSA registered indication(s)
Urogenital | Urinary obstruction treatment | Ureteric stent | Ureteric stent - Polymer | Boston Scientific | Tria Soft Ureteral Stent 6F x 30cm | M0061903250 | Standalone | DE0505356 | As per HSA registered indication(s)
Urogenital | Urinary obstruction treatment | Ureteric stent | Ureteric stent - Polymer | Boston Scientific | Tria Soft Ureteral Stent 7F x 20cm | M0061903300 | Standalone | DE0505356 | As per HSA registered indication(s)
Urogenital | Urinary obstruction treatment | Ureteric stent | Ureteric stent - Polymer | Boston Scientific | Tria Soft Ureteral Stent 7F x 22cm | M0061903310 | Standalone | DE0505356 | As per HSA registered indication(s)
Urogenital | Urinary obstruction treatment | Ureteric stent | Ureteric stent - Polymer | Boston Scientific | Tria Soft Ureteral Stent 7F x 24cm | M0061903320 | Standalone | DE0505356 | As per HSA registered indication(s)
Urogenital | Urinary obstruction treatment | Ureteric stent | Ureteric stent - Polymer | Boston Scientific | Tria Soft Ureteral Stent 7F x 26cm | M0061903330 | Standalone | DE0505356 | As per HSA registered indication(s)
Urogenital | Urinary obstruction treatment | Ureteric stent | Ureteric stent - Polymer | Boston Scientific | Tria Soft Ureteral Stent 7F x 28cm | M0061903340 | Standalone | DE0505356 | As per HSA registered indication(s)
Urogenital | Urinary obstruction treatment | Ureteric stent | Ureteric stent - Polymer | Boston Scientific | Tria Soft Ureteral Stent 7F x 30cm | M0061903350 | Standalone | DE0505356 | As per HSA registered indication(s)
Urogenital | Urinary obstruction treatment | Ureteric stent | Ureteric stent - Polymer | Boston Scientific | Tria Soft Ureteral Stent 8F x 20cm | M0061903400 | Standalone | DE0505356 | As per HSA registered indication(s)
Urogenital | Urinary obstruction treatment | Ureteric stent | Ureteric stent - Polymer | Boston Scientific | Tria Soft Ureteral Stent 8F x 22cm | M0061903410 | Standalone | DE0505356 | As per HSA registered indication(s)
Urogenital | Urinary obstruction treatment | Ureteric stent | Ureteric stent - Polymer | Boston Scientific | Tria Soft Ureteral Stent 8F x 24cm | M0061903420 | Standalone | DE0505356 | As per HSA registered indication(s)
Urogenital | Urinary obstruction treatment | Ureteric stent | Ureteric stent - Polymer | Boston Scientific | Tria Soft Ureteral Stent 8F x 26cm | M0061903430 | Standalone | DE0505356 | As per HSA registered indication(s)
Urogenital | Urinary obstruction treatment | Ureteric stent | Ureteric stent - Polymer | Boston Scientific | Tria Soft Ureteral Stent 8F x 28cm | M0061903440 | Standalone | DE0505356 | As per HSA registered indication(s)
Urogenital | Urinary obstruction treatment | Ureteric stent | Ureteric stent - Polymer | Boston Scientific | Tria Soft Ureteral Stent 8F x 30cm | M0061903450 | Standalone | DE0505356 | As per HSA registered indication(s)
Urogenital | Urinary obstruction treatment | Ureteric stent | Ureteric stent - Polymer | CINC | Universa Soft Ureteral Stent | USH-500 | Standalone | DE0005373 | As per HSA registered indication(s)
Urogenital | Urinary obstruction treatment | Ureteric stent | Ureteric stent - Polymer | CINC | Universa Soft Ureteral Stent | USH-518 | Standalone | DE0005373 | As per HSA registered indication(s)
Urogenital | Urinary obstruction treatment | Ureteric stent | Ureteric stent - Polymer | CINC | Universa Soft Ureteral Stent | USH-520 | Standalone | DE0005373 | As per HSA registered indication(s)
Urogenital | Urinary obstruction treatment | Ureteric stent | Ureteric stent - Polymer | CINC | Universa Soft Ureteral Stent | USH-522 | Standalone | DE0005373 | As per HSA registered indication(s)
Urogenital | Urinary obstruction treatment | Ureteric stent | Ureteric stent - Polymer | CINC | Universa Soft Ureteral Stent | USH-524 | Standalone | DE0005373 | As per HSA registered indication(s)
Urogenital | Urinary obstruction treatment | Ureteric stent | Ureteric stent - Polymer | CINC | Universa Soft Ureteral Stent | USH-526 | Standalone | DE0005373 | As per HSA registered indication(s)
Urogenital | Urinary obstruction treatment | Ureteric stent | Ureteric stent - Polymer | CINC | Universa Soft Ureteral Stent | USH-600 | Standalone | DE0005373 | As per HSA registered indication(s)
Urogenital | Urinary obstruction treatment | Ureteric stent | Ureteric stent - Polymer | CINC | Universa Soft Ureteral Stent (without wire guide) | USH-600-R | Standalone | DE0005373 | As per HSA registered indication(s)
Urogenital | Urinary obstruction treatment | Ureteric stent | Ureteric stent - Polymer | CINC | Universa Soft Ureteral Stent | USH-618 | Standalone | DE0005373 | As per HSA registered indication(s)
Urogenital | Urinary obstruction treatment | Ureteric stent | Ureteric stent - Polymer | CINC | Universa Soft Ureteral Stent | USH-620 | Standalone | DE0005373 | As per HSA registered indication(s)
Urogenital | Urinary obstruction treatment | Ureteric stent | Ureteric stent - Polymer | CINC | Universa Soft Ureteral Stent | USH-622 | Standalone | DE0005373 | As per HSA registered indication(s)
Urogenital | Urinary obstruction treatment | Ureteric stent | Ureteric stent - Polymer | CINC | Universa Soft Ureteral Stent | USH-624 | Standalone | DE0005373 | As per HSA registered indication(s)
Urogenital | Urinary obstruction treatment | Ureteric stent | Ureteric stent - Polymer | CINC | Universa Soft Ureteral Stent | USH-626 | Standalone | DE0005373 | As per HSA registered indication(s)
Urogenital | Urinary obstruction treatment | Ureteric stent | Ureteric stent - Polymer | CINC | Universa Soft Ureteral Stent | USH-628 | Standalone | DE0005373 | As per HSA registered indication(s)
Urogenital | Urinary obstruction treatment | Ureteric stent | Ureteric stent - Polymer | CINC | Universa Soft Ureteral Stent | USH-700 | Standalone | DE0005373 | As per HSA registered indication(s)
Urogenital | Urinary obstruction treatment | Ureteric stent | Ureteric stent - Polymer | CINC | Universa Soft Ureteral Stent | USH-722 | Standalone | DE0005373 | As per HSA registered indication(s)
Urogenital | Urinary obstruction treatment | Ureteric stent | Ureteric stent - Polymer | CINC | Universa Soft Ureteral Stent | USH-724 | Standalone | DE0005373 | As per HSA registered indication(s)
Urogenital | Urinary obstruction treatment | Ureteric stent | Ureteric stent - Polymer | CINC | Universa Soft Ureteral Stent | USH-726 | Standalone | DE0005373 | As per HSA registered indication(s)
Urogenital | Urinary obstruction treatment | Ureteric stent | Ureteric stent - Polymer | CINC | Universa Soft Ureteral Stent | USH-728 | Standalone | DE0005373 | As per HSA registered indication(s)
Urogenital | Urinary obstruction treatment | Ureteric stent | Ureteric stent - Polymer | CINC | Universa Soft Ureteral Stent | USH-800 | Standalone | DE0005373 | As per HSA registered indication(s)
Urogenital | Urinary obstruction treatment | Ureteric stent | Ureteric stent - Polymer | CINC | Universa Soft Ureteral Stent | USH-822 | Standalone | DE0005373 | As per HSA registered indication(s)
Urogenital | Urinary obstruction treatment | Ureteric stent | Ureteric stent - Polymer | CINC | Universa Soft Ureteral Stent | USH-824 | Standalone | DE0005373 | As per HSA registered indication(s)
Urogenital | Urinary obstruction treatment | Ureteric stent | Ureteric stent - Polymer | CINC | Universa Soft Ureteral Stent | USH-826 | Standalone | DE0005373 | As per HSA registered indication(s)
Urogenital | Urinary obstruction treatment | Ureteric stent | Ureteric stent - Polymer | CINC | Universa Soft Ureteral Stent | USH-828 | Standalone | DE0005373 | As per HSA registered indication(s)
Urogenital | Urinary obstruction treatment | Ureteric stent | Ureteric stent - Polymer | CINC | Universa Firm Ureteral Stent | UFH-500 | Standalone | DE0005373 | As per HSA registered indication(s)
Urogenital | Urinary obstruction treatment | Ureteric stent | Ureteric stent - Polymer | CINC | Universa Firm Ureteral Stent | UFH-518 | Standalone | DE0005373 | As per HSA registered indication(s)
Urogenital | Urinary obstruction treatment | Ureteric stent | Ureteric stent - Polymer | CINC | Universa Firm Ureteral Stent | UFH-520 | Standalone | DE0005373 | As per HSA registered indication(s)
Urogenital | Urinary obstruction treatment | Ureteric stent | Ureteric stent - Polymer | CINC | Universa Firm Ureteral Stent | UFH-522 | Standalone | DE0005373 | As per HSA registered indication(s)
Urogenital | Urinary obstruction treatment | Ureteric stent | Ureteric stent - Polymer | CINC | Universa Firm Ureteral Stent | UFH-524 | Standalone | DE0005373 | As per HSA registered indication(s)
Urogenital | Urinary obstruction treatment | Ureteric stent | Ureteric stent - Polymer | CINC | Universa Firm Ureteral Stent | UFH-526 | Standalone | DE0005373 | As per HSA registered indication(s)
Urogenital | Urinary obstruction treatment | Ureteric stent | Ureteric stent - Polymer | CINC | Universa Firm Ureteral Stent | UFH-600 | Standalone | DE0005373 | As per HSA registered indication(s)
Urogenital | Urinary obstruction treatment | Ureteric stent | Ureteric stent - Polymer | CINC | Universa Firm Ureteral Stent | UFH-618 | Standalone | DE0005373 | As per HSA registered indication(s)
Urogenital | Urinary obstruction treatment | Ureteric stent | Ureteric stent - Polymer | CINC | Universa Firm Ureteral Stent | UFH-620 | Standalone | DE0005373 | As per HSA registered indication(s)
Urogenital | Urinary obstruction treatment | Ureteric stent | Ureteric stent - Polymer | CINC | Universa Firm Ureteral Stent | UFH-622 | Standalone | DE0005373 | As per HSA registered indication(s)
Urogenital | Urinary obstruction treatment | Ureteric stent | Ureteric stent - Polymer | CINC | Universa Firm Ureteral Stent | UFH-624 | Standalone | DE0005373 | As per HSA registered indication(s)
Urogenital | Urinary obstruction treatment | Ureteric stent | Ureteric stent - Polymer | CINC | Universa Firm Ureteral Stent | UFH-626 | Standalone | DE0005373 | As per HSA registered indication(s)
Urogenital | Urinary obstruction treatment | Ureteric stent | Ureteric stent - Polymer | CINC | Universa Firm Ureteral Stent | UFH-628 | Standalone | DE0005373 | As per HSA registered indication(s)
Urogenital | Urinary obstruction treatment | Ureteric stent | Ureteric stent - Polymer | CINC | Universa Firm Ureteral Stent (Without wire guide) | UFH-622-R | Standalone | DE0005373 | As per HSA registered indication(s)
Urogenital | Urinary obstruction treatment | Ureteric stent | Ureteric stent - Polymer | CINC | Universa Firm Ureteral Stent (Without wire guide) | UFH-624-R | Standalone | DE0005373 | As per HSA registered indication(s)
Urogenital | Urinary obstruction treatment | Ureteric stent | Ureteric stent - Polymer | CINC | Universa Firm Ureteral Stent (Without wire guide) | UFH-626-R | Standalone | DE0005373 | As per HSA registered indication(s)
Urogenital | Urinary obstruction treatment | Ureteric stent | Ureteric stent - Polymer | CINC | Universa Firm Ureteral Stent | UFH-700 | Standalone | DE0005373 | As per HSA registered indication(s)
Urogenital | Urinary obstruction treatment | Ureteric stent | Ureteric stent - Polymer | CINC | Universa Firm Ureteral Stent | UFH-722 | Standalone | DE0005373 | As per HSA registered indication(s)
Urogenital | Urinary obstruction treatment | Ureteric stent | Ureteric stent - Polymer | CINC | Universa Firm Ureteral Stent | UFH-724 | Standalone | DE0005373 | As per HSA registered indication(s)
Urogenital | Urinary obstruction treatment | Ureteric stent | Ureteric stent - Polymer | CINC | Universa Firm Ureteral Stent (Without wire guide) | UFH-726-R | Standalone | DE0005373 | As per HSA registered indication(s)
Urogenital | Urinary obstruction treatment | Ureteric stent | Ureteric stent - Polymer | CINC | Universa Firm Ureteral Stent (Without wire guide) | UFH-728-R | Standalone | DE0005373 | As per HSA registered indication(s)
Urogenital | Urinary obstruction treatment | Ureteric stent | Ureteric stent - Polymer | CINC | Universa Firm Ureteral Stent | UFH-800 | Standalone | DE0005373 | As per HSA registered indication(s)
Urogenital | Urinary obstruction treatment | Ureteric stent | Ureteric stent - Polymer | CINC | Universa Firm Ureteral Stent | UFH-822 | Standalone | DE0005373 | As per HSA registered indication(s)
Urogenital | Urinary obstruction treatment | Ureteric stent | Ureteric stent - Polymer | CINC | Universa Firm Ureteral Stent | UFH-824 | Standalone | DE0005373 | As per HSA registered indication(s)
Urogenital | Urinary obstruction treatment | Ureteric stent | Ureteric stent - Polymer | CINC | Universa Firm Ureteral Stent | UFH-826 | Standalone | DE0005373 | As per HSA registered indication(s)
Urogenital | Urinary obstruction treatment | Ureteric stent | Ureteric stent - Polymer | CINC | Universa Firm Ureteral Stent | UFH-828 | Standalone | DE0005373 | As per HSA registered indication(s)
Urogenital | Urinary obstruction treatment | Ureteric stent | Ureteric stent - Polymer | Coloplast | COLOPLAST IMAJIN DOUBLE LOOP URETERAL STENT KIT SILICONE HYDRO-COATED 6Fr-16cm | BCHS61 | Standalone | DE0505821 | As per HSA registered indication(s)
Urogenital | Urinary obstruction treatment | Ureteric stent | Ureteric stent - Polymer | Coloplast | COLOPLAST IMAJIN DOUBLE LOOP URETERAL STENT KIT SILICONE HYDRO-COATED 6Fr-20cm | BCHS62 | Standalone | DE0505821 | As per HSA registered indication(s)
Urogenital | Urinary obstruction treatment | Ureteric stent | Ureteric stent - Polymer | Coloplast | COLOPLAST IMAJIN DOUBLE LOOP URETERAL STENT KIT SILICONE HYDRO-COATED 6Fr-24cm | BCHS63 | Standalone | DE0505821 | As per HSA registered indication(s)
Urogenital | Urinary obstruction treatment | Ureteric stent | Ureteric stent - Polymer | Coloplast | COLOPLAST IMAJIN DOUBLE LOOP URETERAL STENT KIT SILICONE HYDRO-COATED 6Fr-26cm | BCHS64 | Standalone | DE0505821 | As per HSA registered indication(s)
Urogenital | Urinary obstruction treatment | Ureteric stent | Ureteric stent - Polymer | Coloplast | COLOPLAST IMAJIN DOUBLE LOOP URETERAL STENT KIT SILICONE HYDRO-COATED 6Fr-28cm | BCHS65 | Standalone | DE0505821 | As per HSA registered indication(s)
Urogenital | Urinary obstruction treatment | Ureteric stent | Ureteric stent - Polymer | Coloplast | COLOPLAST IMAJIN DOUBLE LOOP URETERAL STENT KIT SILICONE HYDRO-COATED 6Fr-30cm | BCHS66 | Standalone | DE0505821 | As per HSA registered indication(s)
Urogenital | Urinary obstruction treatment | Ureteric stent | Ureteric stent - Polymer | Coloplast | COLOPLAST IMAJIN DOUBLE LOOP URETERAL STENT KIT SILICONE HYDRO-COATED 6Fr-22cm | BCHS67 | Standalone | DE0505821 | As per HSA registered indication(s)
Urogenital | Urinary obstruction treatment | Ureteric stent | Ureteric stent - Polymer | Coloplast | COLOPLAST IMAJIN DOUBLE LOOP URETERAL STENT KIT SILICONE HYDRO-COATED 7Fr-16cm | BCHS71 | Standalone | DE0505821 | As per HSA registered indication(s)
Urogenital | Urinary obstruction treatment | Ureteric stent | Ureteric stent - Polymer | Coloplast | COLOPLAST IMAJIN DOUBLE LOOP URETERAL STENT KIT SILICONE HYDRO-COATED 7Fr-20cm | BCHS72 | Standalone | DE0505821 | As per HSA registered indication(s)
Urogenital | Urinary obstruction treatment | Ureteric stent | Ureteric stent - Polymer | Coloplast | COLOPLAST IMAJIN DOUBLE LOOP URETERAL STENT KIT SILICONE HYDRO-COATED 7Fr-24cm | BCHS73 | Standalone | DE0505821 | As per HSA registered indication(s)
Urogenital | Urinary obstruction treatment | Ureteric stent | Ureteric stent - Polymer | Coloplast | COLOPLAST IMAJIN DOUBLE LOOP URETERAL STENT KIT SILICONE HYDRO-COATED 7Fr-26cm | BCHS74 | Standalone | DE0505821 | As per HSA registered indication(s)
Urogenital | Urinary obstruction treatment | Ureteric stent | Ureteric stent - Polymer | Coloplast | COLOPLAST IMAJIN DOUBLE LOOP URETERAL STENT KIT SILICONE HYDRO-COATED 7Fr-28cm | BCHS75 | Standalone | DE0505821 | As per HSA registered indication(s)
Urogenital | Urinary obstruction treatment | Ureteric stent | Ureteric stent - Polymer | Coloplast | COLOPLAST IMAJIN DOUBLE LOOP URETERAL STENT KIT SILICONE HYDRO-COATED 7Fr-30cm | BCHS76 | Standalone | DE0505821 | As per HSA registered indication(s)
Urogenital | Urinary obstruction treatment | Ureteric stent | Ureteric stent - Polymer | Coloplast | COLOPLAST IMAJIN DOUBLE LOOP URETERAL STENT KIT SILICONE HYDRO-COATED 7Fr-22cm | BCHS77 | Standalone | DE0505821 | As per HSA registered indication(s)
Urogenital | Urinary obstruction treatment | Ureteric stent | Ureteric stent - Polymer | Coloplast | COLOPLAST IMAJIN DOUBLE LOOP URETERAL STENT KIT SILICONE HYDRO-COATED 8Fr-16cm | BCHS81 | Standalone | DE0505821 | As per HSA registered indication(s)
Urogenital | Urinary obstruction treatment | Ureteric stent | Ureteric stent - Polymer | Coloplast | COLOPLAST IMAJIN DOUBLE LOOP URETERAL STENT KIT SILICONE HYDRO-COATED 8Fr-20cm | BCHS82 | Standalone | DE0505821 | As per HSA registered indication(s)
Urogenital | Urinary obstruction treatment | Ureteric stent | Ureteric stent - Polymer | Coloplast | COLOPLAST IMAJIN DOUBLE LOOP URETERAL STENT KIT SILICONE HYDRO-COATED 8Fr-24cm | BCHS83 | Standalone | DE0505821 | As per HSA registered indication(s)
Urogenital | Urinary obstruction treatment | Ureteric stent | Ureteric stent - Polymer | Coloplast | COLOPLAST IMAJIN DOUBLE LOOP URETERAL STENT KIT SILICONE HYDRO-COATED 8Fr-26cm | BCHS84 | Standalone | DE0505821 | As per HSA registered indication(s)
Urogenital | Urinary obstruction treatment | Ureteric stent | Ureteric stent - Polymer | Coloplast | COLOPLAST IMAJIN DOUBLE LOOP URETERAL STENT KIT SILICONE HYDRO-COATED 8Fr-28cm | BCHS85 | Standalone | DE0505821 | As per HSA registered indication(s)
Urogenital | Urinary obstruction treatment | Ureteric stent | Ureteric stent - Polymer | Coloplast | COLOPLAST IMAJIN DOUBLE LOOP URETERAL STENT KIT SILICONE HYDRO-COATED 8Fr-30cm | BCHS86 | Standalone | DE0505821 | As per HSA registered indication(s)
Urogenital | Urinary obstruction treatment | Ureteric stent | Ureteric stent - Polymer | Coloplast | IMAJIN DOUBLE LOOP URETERAL STENT KIT SILICONE HYDRO-COATED (Stent only and steerable pusher) 6Fr-16cm | BCHJ61 | Standalone | DE0505821 | As per HSA registered indication(s)
Urogenital | Urinary obstruction treatment | Ureteric stent | Ureteric stent - Polymer | Coloplast | IMAJIN DOUBLE LOOP URETERAL STENT KIT SILICONE HYDRO-COATED (Stent only and steerable pusher) 6Fr-20cm | BCHJ62 | Standalone | DE0505821 | As per HSA registered indication(s)
Urogenital | Urinary obstruction treatment | Ureteric stent | Ureteric stent - Polymer | Coloplast | COLOPLAST IMAJIN DOUBLE LOOP URETERAL STENT KIT SILICONE HYDRO-COATED (Stent only and steerable pusher) 6Fr-24cm | BCHJ63 | Standalone | DE0505821 | As per HSA registered indication(s)
Urogenital | Urinary obstruction treatment | Ureteric stent | Ureteric stent - Polymer | Coloplast | COLOPLAST IMAJIN DOUBLE LOOP URETERAL STENT KIT SILICONE HYDRO-COATED (Stent only and steerable pusher) 6Fr-26cm | BCHJ64 | Standalone | DE0505821 | As per HSA registered indication(s)
Urogenital | Urinary obstruction treatment | Ureteric stent | Ureteric stent - Polymer | Coloplast | COLOPLAST IMAJIN DOUBLE LOOP URETERAL STENT KIT SILICONE HYDRO-COATED (Stent only and steerable pusher) 6Fr-28cm | BCHJ65 | Standalone | DE0505821 | As per HSA registered indication(s)
Urogenital | Urinary obstruction treatment | Ureteric stent | Ureteric stent - Polymer | Coloplast | COLOPLAST IMAJIN DOUBLE LOOP URETERAL STENT KIT SILICONE HYDRO-COATED (Stent only and steerable pusher) 6Fr-30cm | BCHJ66 | Standalone | DE0505821 | As per HSA registered indication(s)
Urogenital | Urinary obstruction treatment | Ureteric stent | Ureteric stent - Polymer | Coloplast | COLOPLAST IMAJIN DOUBLE LOOP URETERAL STENT KIT SILICONE HYDRO-COATED (Stent only and steerable pusher) 6Fr-22cm | BCHJ67 | Standalone | DE0505821 | As per HSA registered indication(s)
Urogenital | Urinary obstruction treatment | Ureteric stent | Ureteric stent - Polymer | Coloplast | COLOPLAST IMAJIN DOUBLE LOOP URETERAL STENT KIT SILICONE HYDRO-COATED (Stent only and steerable pusher) 7Fr-16cm | BCHJ71 | Standalone | DE0505821 | As per HSA registered indication(s)
Urogenital | Urinary obstruction treatment | Ureteric stent | Ureteric stent - Polymer | Coloplast | COLOPLAST IMAJIN DOUBLE LOOP URETERAL STENT KIT SILICONE HYDRO-COATED (Stent only and steerable pusher) 7Fr-20cm | BCHJ72 | Standalone | DE0505821 | As per HSA registered indication(s)
Urogenital | Urinary obstruction treatment | Ureteric stent | Ureteric stent - Polymer | Coloplast | COLOPLAST IMAJIN DOUBLE LOOP URETERAL STENT KIT SILICONE HYDRO-COATED (Stent only and steerable pusher) 7Fr-24cm | BCHJ73 | Standalone | DE0505821 | As per HSA registered indication(s)
Urogenital | Urinary obstruction treatment | Ureteric stent | Ureteric stent - Polymer | Coloplast | COLOPLAST IMAJIN DOUBLE LOOP URETERAL STENT KIT SILICONE HYDRO-COATED (Stent only and steerable pusher) 7Fr-26cm | BCHJ74 | Standalone | DE0505821 | As per HSA registered indication(s)
Urogenital | Urinary obstruction treatment | Ureteric stent | Ureteric stent - Polymer | Coloplast | COLOPLAST IMAJIN DOUBLE LOOP URETERAL STENT KIT SILICONE HYDRO-COATED (Stent only and steerable pusher) 7Fr-28cm | BCHJ75 | Standalone | DE0505821 | As per HSA registered indication(s)
Urogenital | Urinary obstruction treatment | Ureteric stent | Ureteric stent - Polymer | Coloplast | COLOPLAST IMAJIN DOUBLE LOOP URETERAL STENT KIT SILICONE HYDRO-COATED (Stent only and steerable pusher) 7Fr-30cm | BCHJ76 | Standalone | DE0505821 | As per HSA registered indication(s)
Urogenital | Urinary obstruction treatment | Ureteric stent | Ureteric stent - Polymer | Coloplast | COLOPLAST IMAJIN DOUBLE LOOP URETERAL STENT KIT SILICONE HYDRO-COATED (Stent only and steerable pusher) 7Fr-22cm | BCHJ77 | Standalone | DE0505821 | As per HSA registered indication(s)
Urogenital | Urinary obstruction treatment | Ureteric stent | Ureteric stent - Polymer | Coloplast | COLOPLAST IMAJIN DOUBLE LOOP URETERAL STENT KIT SILICONE HYDRO-COATED (Stent only and steerable pusher) 8Fr-16cm | BCHJ81 | Standalone | DE0505821 | As per HSA registered indication(s)
Urogenital | Urinary obstruction treatment | Ureteric stent | Ureteric stent - Polymer | Coloplast | COLOPLAST IMAJIN DOUBLE LOOP URETERAL STENT KIT SILICONE HYDRO-COATED (Stent only and steerable pusher) 8Fr-20cm | BCHJ82 | Standalone | DE0505821 | As per HSA registered indication(s)
Urogenital | Urinary obstruction treatment | Ureteric stent | Ureteric stent - Polymer | Coloplast | COLOPLAST IMAJIN DOUBLE LOOP URETERAL STENT KIT SILICONE HYDRO-COATED (Stent only and steerable pusher) 8Fr-22cm | BCHJ83 | Standalone | DE0505821 | As per HSA registered indication(s)
Urogenital | Urinary obstruction treatment | Ureteric stent | Ureteric stent - Polymer | Coloplast | COLOPLAST IMAJIN DOUBLE LOOP URETERAL STENT KIT SILICONE HYDRO-COATED (Stent only and steerable pusher) 8Fr-24cm | BCHJ84 | Standalone | DE0505821 | As per HSA registered indication(s)
Urogenital | Urinary obstruction treatment | Ureteric stent | Ureteric stent - Polymer | Coloplast | COLOPLAST IMAJIN DOUBLE LOOP URETERAL STENT KIT SILICONE HYDRO-COATED (Stent only and steerable pusher) 8Fr-26cm | BCHJ85 | Standalone | DE0505821 | As per HSA registered indication(s)
Urogenital | Urinary obstruction treatment | Ureteric stent | Ureteric stent - Polymer | Coloplast | COLOPLAST IMAJIN DOUBLE LOOP URETERAL STENT KIT SILICONE HYDRO-COATED (Stent only and steerable pusher) 8Fr-28cm | BCHJ86 | Standalone | DE0505821 | As per HSA registered indication(s)
Urogenital | Urinary obstruction treatment | Ureteric stent | Ureteric stent - Polymer | Coloplast | COLOPLAST VORTEK HYDRO-COATED DOUBLE LOOP URETERAL STENT KIT (Includes fixed core guidewire and steerable pusher) 4.8fr-22cm | BCFA47 | Standalone | DE0506160 | As per HSA registered indication(s)
Urogenital | Urinary obstruction treatment | Ureteric stent | Ureteric stent - Polymer | Coloplast | COLOPLAST VORTEK HYDRO-COATED DOUBLE LOOP URETERAL STENT KIT (Includes fixed core guidewire and steerable pusher) 4.8fr-24cm | BCFA43 | Standalone | DE0506160 | As per HSA registered indication(s)
Urogenital | Urinary obstruction treatment | Ureteric stent | Ureteric stent - Polymer | Coloplast | COLOPLAST VORTEK HYDRO-COATED DOUBLE LOOP URETERAL STENT KIT (Includes fixed core guidewire and steerable pusher) 4.8fr-26cm | BCFA44 | Standalone | DE0506160 | As per HSA registered indication(s)
Urogenital | Urinary obstruction treatment | Ureteric stent | Ureteric stent - Polymer | Coloplast | COLOPLAST VORTEK HYDRO-COATED DOUBLE LOOP URETERAL STENT KIT (Includes fixed core guidewire and steerable pusher) 4.8fr-28cm | BCFA45 | Standalone | DE0506160 | As per HSA registered indication(s)
Urogenital | Urinary obstruction treatment | Ureteric stent | Ureteric stent - Polymer | Coloplast | COLOPLAST VORTEK HYDRO-COATED DOUBLE LOOP URETERAL STENT KIT (Includes fixed core guidewire and steerable pusher) 6fr-24cm | BCFA63 | Standalone | DE0506160 | As per HSA registered indication(s)
Urogenital | Urinary obstruction treatment | Ureteric stent | Ureteric stent - Polymer | Coloplast | COLOPLAST VORTEK HYDRO-COATED DOUBLE LOOP URETERAL STENT KIT (Includes fixed core guidewire and steerable pusher) 6fr-26cm | BCFA64 | Standalone | DE0506160 | As per HSA registered indication(s)
Urogenital | Urinary obstruction treatment | Ureteric stent | Ureteric stent - Polymer | Coloplast | COLOPLAST VORTEK HYDRO-COATED DOUBLE LOOP URETERAL STENT KIT (Includes fixed core guidewire and steerable pusher) 6fr-28cm | BCFA65 | Standalone | DE0506160 | As per HSA registered indication(s)
Urogenital | Urinary obstruction treatment | Ureteric stent | Ureteric stent - Polymer | Coloplast | COLOPLAST VORTEK HYDRO-COATED DOUBLE LOOP URETERAL STENT KIT (Includes fixed core guidewire and steerable pusher) 6fr-30cm | BCFA66 | Standalone | DE0506160 | As per HSA registered indication(s)
Urogenital | Urinary obstruction treatment | Ureteric stent | Ureteric stent - Polymer | Coloplast | COLOPLAST VORTEK HYDRO-COATED DOUBLE LOOP URETERAL STENT KIT (Includes fixed core guidewire and steerable pusher) 6fr-22cm | BCFA67 | Standalone | DE0506160 | As per HSA registered indication(s)
Urogenital | Urinary obstruction treatment | Ureteric stent | Ureteric stent - Polymer | Coloplast | COLOPLAST VORTEK HYDRO-COATED DOUBLE LOOP URETERAL STENT KIT (Includes fixed core guidewire and steerable pusher) 7fr-24cm | BCFA73 | Standalone | DE0506160 | As per HSA registered indication(s)
Urogenital | Urinary obstruction treatment | Ureteric stent | Ureteric stent - Polymer | Coloplast | COLOPLAST VORTEK HYDRO-COATED DOUBLE LOOP URETERAL STENT KIT (Includes fixed core guidewire and steerable pusher) 7fr-26cm | BCFA74 | Standalone | DE0506160 | As per HSA registered indication(s)
Urogenital | Urinary obstruction treatment | Ureteric stent | Ureteric stent - Polymer | Coloplast | COLOPLAST VORTEK HYDRO-COATED DOUBLE LOOP URETERAL STENT KIT (Includes fixed core guidewire and steerable pusher) 7fr-28cm | BCFA75 | Standalone | DE0506160 | As per HSA registered indication(s)
Urogenital | Urinary obstruction treatment | Ureteric stent | Ureteric stent - Polymer | Coloplast | COLOPLAST VORTEK HYDRO-COATED DOUBLE LOOP URETERAL STENT KIT (Includes fixed core guidewire and steerable pusher) 7fr-30cm | BCFA76 | Standalone | DE0506160 | As per HSA registered indication(s)
Urogenital | Urinary obstruction treatment | Ureteric stent | Ureteric stent - Polymer | Coloplast | COLOPLAST VORTEK HYDRO-COATED DOUBLE LOOP URETERAL STENT KIT (Includes fixed core guidewire and steerable pusher) 7fr-22cm | BCFA77 | Standalone | DE0506160 | As per HSA registered indication(s)
Urogenital | Urinary obstruction treatment | Ureteric stent | Ureteric stent - Polymer | Coloplast | Coloplast Biosoft Duo Multi-length Hydro-Coated ureteral Stents kit with steerable pusher and fixed core guidewire 4.8fr 22-28cm | BCGA58 | Standalone | DE0507836 | As per HSA registered indication(s)
Urogenital | Urinary obstruction treatment | Ureteric stent | Ureteric stent - Polymer | Coloplast | Coloplast Biosoft Duo Multi-length Hydro-Coated ureteral Stents kit with steerable pusher and fixed core guidewire 6fr 22-28cm | BCGA68 | Standalone | DE0507836 | As per HSA registered indication(s)
Urogenital | Urinary obstruction treatment | Ureteric stent | Ureteric stent - Polymer | Coloplast | Coloplast Biosoft Duo Multi-length Hydro-Coated ureteral Stents kit with steerable pusher and fixed core guidewire 7fr 22-28cm | BCGA78 | Standalone | DE0507836 | As per HSA registered indication(s)
Urogenital | Urinary obstruction treatment | Ureteric stent | Ureteric stent - Polymer | CR Bard | Inlay Ureteral Stent Hydroglide Wire 4.7Fr / 14cm | 777414 | Standalone | DE0009187 | As per HSA registered indication(s)
Urogenital | Urinary obstruction treatment | Ureteric stent | Ureteric stent - Polymer | CR Bard | Inlay Ureteral Stent Hydroglide Wire 4.7Fr / 20cm | 777420 | Standalone | DE0009187 | As per HSA registered indication(s)
Urogenital | Urinary obstruction treatment | Ureteric stent | Ureteric stent - Polymer | CR Bard | Inlay Ureteral Stent Hydroglide Wire 4.7Fr / 22cm | 777422 | Standalone | DE0009187 | As per HSA registered indication(s)
Urogenital | Urinary obstruction treatment | Ureteric stent | Ureteric stent - Polymer | CR Bard | Inlay Ureteral Stent Hydroglide Wire 4.7Fr / 24cm | 777424 | Standalone | DE0009187 | As per HSA registered indication(s)
Urogenital | Urinary obstruction treatment | Ureteric stent | Ureteric stent - Polymer | CR Bard | Inlay Ureteral Stent Hydroglide Wire 4.7Fr / 26cm | 777426 | Standalone | DE0009187 | As per HSA registered indication(s)
Urogenital | Urinary obstruction treatment | Ureteric stent | Ureteric stent - Polymer | CR Bard | Inlay Ureteral Stent Hydroglide Wire 4.7Fr / 28cm | 777428 | Standalone | DE0009187 | As per HSA registered indication(s)
Urogenital | Urinary obstruction treatment | Ureteric stent | Ureteric stent - Polymer | CR Bard | Inlay Ureteral Stent Hydroglide Wire 6Fr / 14cm | 777614 | Standalone | DE0009187 | As per HSA registered indication(s)
Urogenital | Urinary obstruction treatment | Ureteric stent | Ureteric stent - Polymer | CR Bard | Inlay Ureteral Stent Hydroglide Wire 6Fr / 20cm | 777620 | Standalone | DE0009187 | As per HSA registered indication(s)
Urogenital | Urinary obstruction treatment | Ureteric stent | Ureteric stent - Polymer | CR Bard | Inlay Ureteral Stent Hydroglide Wire 6Fr / 22cm | 777622 | Standalone | DE0009187 | As per HSA registered indication(s)
Urogenital | Urinary obstruction treatment | Ureteric stent | Ureteric stent - Polymer | CR Bard | Inlay Ureteral Stent Hydroglide Wire 6Fr / 24cm | 777624 | Standalone | DE0009187 | As per HSA registered indication(s)
Urogenital | Urinary obstruction treatment | Ureteric stent | Ureteric stent - Polymer | CR Bard | Inlay Ureteral Stent Hydroglide Wire 6Fr / 26cm | 777626 | Standalone | DE0009187 | As per HSA registered indication(s)
Urogenital | Urinary obstruction treatment | Ureteric stent | Ureteric stent - Polymer | CR Bard | Inlay Ureteral Stent Hydroglide Wire 6Fr / 28cm | 777628 | Standalone | DE0009187 | As per HSA registered indication(s)
Urogenital | Urinary obstruction treatment | Ureteric stent | Ureteric stent - Polymer | CR Bard | Inlay Ureteral Stent Hydroglide Wire 7Fr / 14cm | 777714 | Standalone | DE0009187 | As per HSA registered indication(s)
Urogenital | Urinary obstruction treatment | Ureteric stent | Ureteric stent - Polymer | CR Bard | Inlay Ureteral Stent Hydroglide Wire 7Fr / 20cm | 777720 | Standalone | DE0009187 | As per HSA registered indication(s)
Urogenital | Urinary obstruction treatment | Ureteric stent | Ureteric stent - Polymer | CR Bard | Inlay Ureteral Stent Hydroglide Wire 7Fr / 22cm | 777722 | Standalone | DE0009187 | As per HSA registered indication(s)
Urogenital | Urinary obstruction treatment | Ureteric stent | Ureteric stent - Polymer | CR Bard | Inlay Ureteral Stent Hydroglide Wire 7Fr / 24cm | 777724 | Standalone | DE0009187 | As per HSA registered indication(s)
Urogenital | Urinary obstruction treatment | Ureteric stent | Ureteric stent - Polymer | CR Bard | Inlay Ureteral Stent Hydroglide Wire 7Fr / 26cm | 777726 | Standalone | DE0009187 | As per HSA registered indication(s)
Urogenital | Urinary obstruction treatment | Ureteric stent | Ureteric stent - Polymer | CR Bard | Inlay Ureteral Stent Hydroglide Wire 7Fr / 28cm | 777728 | Standalone | DE0009187 | As per HSA registered indication(s)
Urogenital | Urinary obstruction treatment | Ureteric stent | Ureteric stent - Polymer | CR Bard | Inlay Ureteral Stent Hydroglide Wire 8Fr / 14cm | 777814 | Standalone | DE0009187 | As per HSA registered indication(s)
Urogenital | Urinary obstruction treatment | Ureteric stent | Ureteric stent - Polymer | CR Bard | Inlay Ureteral Stent Hydroglide Wire 8Fr / 20cm | 777820 | Standalone | DE0009187 | As per HSA registered indication(s)
Urogenital | Urinary obstruction treatment | Ureteric stent | Ureteric stent - Polymer | CR Bard | Inlay Ureteral Stent Hydroglide Wire 8Fr / 22cm | 777822 | Standalone | DE0009187 | As per HSA registered indication(s)
Urogenital | Urinary obstruction treatment | Ureteric stent | Ureteric stent - Polymer | CR Bard | Inlay Ureteral Stent Hydroglide Wire 8Fr / 24cm | 777824 | Standalone | DE0009187 | As per HSA registered indication(s)
Urogenital | Urinary obstruction treatment | Ureteric stent | Ureteric stent - Polymer | CR Bard | Inlay Ureteral Stent Hydroglide Wire 8Fr / 26cm | 777826 | Standalone | DE0009187 | As per HSA registered indication(s)
Urogenital | Urinary obstruction treatment | Ureteric stent | Ureteric stent - Polymer | CR Bard | Inlay Ureteral Stent Hydroglide Wire 8Fr / 28cm | 777828 | Standalone | DE0009187 | As per HSA registered indication(s)
Urogenital | Urinary obstruction treatment | Ureteric stent | Ureteric stent - Polymer | CR Bard | Inlay Ureteral Stent 4.7Fr / 14cm | 778414 | Standalone | DE0009187 | As per HSA registered indication(s)
Urogenital | Urinary obstruction treatment | Ureteric stent | Ureteric stent - Polymer | CR Bard | Inlay Ureteral Stent 4.7Fr / 20cm | 778420 | Standalone | DE0009187 | As per HSA registered indication(s)
Urogenital | Urinary obstruction treatment | Ureteric stent | Ureteric stent - Polymer | CR Bard | Inlay Ureteral Stent 4.7Fr / 22cm | 778422 | Standalone | DE0009187 | As per HSA registered indication(s)
Urogenital | Urinary obstruction treatment | Ureteric stent | Ureteric stent - Polymer | CR Bard | Inlay Ureteral Stent 4.7Fr / 24cm | 778424 | Standalone | DE0009187 | As per HSA registered indication(s)
Urogenital | Urinary obstruction treatment | Ureteric stent | Ureteric stent - Polymer | CR Bard | Inlay Ureteral Stent 4.7Fr / 26cm | 778426 | Standalone | DE0009187 | As per HSA registered indication(s)
Urogenital | Urinary obstruction treatment | Ureteric stent | Ureteric stent - Polymer | CR Bard | Inlay Ureteral Stent 4.7Fr / 28cm | 778428 | Standalone | DE0009187 | As per HSA registered indication(s)
Urogenital | Urinary obstruction treatment | Ureteric stent | Ureteric stent - Polymer | CR Bard | Inlay Ureteral Stent 6Fr / 14cm | 778614 | Standalone | DE0009187 | As per HSA registered indication(s)
Urogenital | Urinary obstruction treatment | Ureteric stent | Ureteric stent - Polymer | CR Bard | Inlay Ureteral Stent 6Fr / 20cm | 778620 | Standalone | DE0009187 | As per HSA registered indication(s)
Urogenital | Urinary obstruction treatment | Ureteric stent | Ureteric stent - Polymer | CR Bard | Inlay Ureteral Stent 6Fr / 22cm | 778622 | Standalone | DE0009187 | As per HSA registered indication(s)
Urogenital | Urinary obstruction treatment | Ureteric stent | Ureteric stent - Polymer | CR Bard | Inlay Ureteral Stent 6Fr / 24cm | 778624 | Standalone | DE0009187 | As per HSA registered indication(s)
Urogenital | Urinary obstruction treatment | Ureteric stent | Ureteric stent - Polymer | CR Bard | Inlay Ureteral Stent 6Fr / 26cm | 778626 | Standalone | DE0009187 | As per HSA registered indication(s)
Urogenital | Urinary obstruction treatment | Ureteric stent | Ureteric stent - Polymer | CR Bard | Inlay Ureteral Stent 6Fr / 28cm | 778628 | Standalone | DE0009187 | As per HSA registered indication(s)
Urogenital | Urinary obstruction treatment | Ureteric stent | Ureteric stent - Polymer | CR Bard | Inlay Ureteral Stent 7Fr / 14cm | 778714 | Standalone | DE0009187 | As per HSA registered indication(s)
Urogenital | Urinary obstruction treatment | Ureteric stent | Ureteric stent - Polymer | CR Bard | Inlay Ureteral Stent 7Fr / 20cm | 778720 | Standalone | DE0009187 | As per HSA registered indication(s)
Urogenital | Urinary obstruction treatment | Ureteric stent | Ureteric stent - Polymer | CR Bard | Inlay Ureteral Stent 7Fr / 22cm | 778722 | Standalone | DE0009187 | As per HSA registered indication(s)
Urogenital | Urinary obstruction treatment | Ureteric stent | Ureteric stent - Polymer | CR Bard | Inlay Ureteral Stent 7Fr / 24cm | 778724 | Standalone | DE0009187 | As per HSA registered indication(s)
Urogenital | Urinary obstruction treatment | Ureteric stent | Ureteric stent - Polymer | CR Bard | Inlay Ureteral Stent 7Fr / 26cm | 778726 | Standalone | DE0009187 | As per HSA registered indication(s)
Urogenital | Urinary obstruction treatment | Ureteric stent | Ureteric stent - Polymer | CR Bard | Inlay Ureteral Stent 7Fr / 28cm | 778728 | Standalone | DE0009187 | As per HSA registered indication(s)
Urogenital | Urinary obstruction treatment | Ureteric stent | Ureteric stent - Polymer | CR Bard | Inlay Ureteral Stent 8Fr / 14cm | 778814 | Standalone | DE0009187 | As per HSA registered indication(s)
Urogenital | Urinary obstruction treatment | Ureteric stent | Ureteric stent - Polymer | CR Bard | Inlay Ureteral Stent 8Fr / 20cm | 778820 | Standalone | DE0009187 | As per HSA registered indication(s)
Urogenital | Urinary obstruction treatment | Ureteric stent | Ureteric stent - Polymer | CR Bard | Inlay Ureteral Stent 8Fr / 22cm | 778822 | Standalone | DE0009187 | As per HSA registered indication(s)
Urogenital | Urinary obstruction treatment | Ureteric stent | Ureteric stent - Polymer | CR Bard | Inlay Ureteral Stent 8Fr / 24cm | 778824 | Standalone | DE0009187 | As per HSA registered indication(s)
Urogenital | Urinary obstruction treatment | Ureteric stent | Ureteric stent - Polymer | CR Bard | Inlay Ureteral Stent 8Fr / 26cm | 778826 | Standalone | DE0009187 | As per HSA registered indication(s)
Urogenital | Urinary obstruction treatment | Ureteric stent | Ureteric stent - Polymer | CR Bard | Inlay Ureteral Stent 8Fr / 28cm | 778828 | Standalone | DE0009187 | As per HSA registered indication(s)
Urogenital | Urinary obstruction treatment | Ureteric stent | Ureteric stent - Polymer | CR Bard | Inlay Optima Ureteral Stent 4.7Fr / 14cm | 788414 | Standalone | DE0009188 | As per HSA registered indication(s)
Urogenital | Urinary obstruction treatment | Ureteric stent | Ureteric stent - Polymer | CR Bard | Inlay Optima Ureteral Stent 4.7Fr / 20cm | 788420 | Standalone | DE0009188 | As per HSA registered indication(s)
Urogenital | Urinary obstruction treatment | Ureteric stent | Ureteric stent - Polymer | CR Bard | Inlay Optima Ureteral Stent 4.7Fr / 22cm | 788422 | Standalone | DE0009188 | As per HSA registered indication(s)
Urogenital | Urinary obstruction treatment | Ureteric stent | Ureteric stent - Polymer | CR Bard | Inlay Optima Ureteral Stent 4.7Fr / 24cm | 788424 | Standalone | DE0009188 | As per HSA registered indication(s)
Urogenital | Urinary obstruction treatment | Ureteric stent | Ureteric stent - Polymer | CR Bard | Inlay Optima Ureteral Stent 4.7Fr / 26cm | 788426 | Standalone | DE0009188 | As per HSA registered indication(s)
Urogenital | Urinary obstruction treatment | Ureteric stent | Ureteric stent - Polymer | CR Bard | Inlay Optima Ureteral Stent 4.7Fr / 28cm | 788428 | Standalone | DE0009188 | As per HSA registered indication(s)
Urogenital | Urinary obstruction treatment | Ureteric stent | Ureteric stent - Polymer | CR Bard | Inlay Optima Ureteral Stent 4.7Fr / 30cm | 788430 | Standalone | DE0009188 | As per HSA registered indication(s)
Urogenital | Urinary obstruction treatment | Ureteric stent | Ureteric stent - Polymer | CR Bard | Inlay Optima Ureteral Stent 6Fr / 14cm | 788614 | Standalone | DE0009188 | As per HSA registered indication(s)
Urogenital | Urinary obstruction treatment | Ureteric stent | Ureteric stent - Polymer | CR Bard | Inlay Optima Ureteral Stent 6Fr / 20cm | 788620 | Standalone | DE0009188 | As per HSA registered indication(s)
Urogenital | Urinary obstruction treatment | Ureteric stent | Ureteric stent - Polymer | CR Bard | Inlay Optima Ureteral Stent 6Fr / 22cm | 788622 | Standalone | DE0009188 | As per HSA registered indication(s)
Urogenital | Urinary obstruction treatment | Ureteric stent | Ureteric stent - Polymer | CR Bard | Inlay Optima Ureteral Stent 6Fr / 24cm | 788624 | Standalone | DE0009188 | As per HSA registered indication(s)
Urogenital | Urinary obstruction treatment | Ureteric stent | Ureteric stent - Polymer | CR Bard | Inlay Optima Ureteral Stent 6Fr / 26cm | 788626 | Standalone | DE0009188 | As per HSA registered indication(s)
Urogenital | Urinary obstruction treatment | Ureteric stent | Ureteric stent - Polymer | CR Bard | Inlay Optima Ureteral Stent 6Fr / 28cm | 788628 | Standalone | DE0009188 | As per HSA registered indication(s)
Urogenital | Urinary obstruction treatment | Ureteric stent | Ureteric stent - Polymer | CR Bard | Inlay Optima Ureteral Stent 6Fr / 30cm | 788630 | Standalone | DE0009188 | As per HSA registered indication(s)
Urogenital | Urinary obstruction treatment | Ureteric stent | Ureteric stent - Polymer | CR Bard | Inlay Optima Ureteral Stent 7Fr / 14cm | 788714 | Standalone | DE0009188 | As per HSA registered indication(s)
Urogenital | Urinary obstruction treatment | Ureteric stent | Ureteric stent - Polymer | CR Bard | Inlay Optima Ureteral Stent 7Fr / 20cm | 788720 | Standalone | DE0009188 | As per HSA registered indication(s)
Urogenital | Urinary obstruction treatment | Ureteric stent | Ureteric stent - Polymer | CR Bard | Inlay Optima Ureteral Stent 7Fr / 22cm | 788722 | Standalone | DE0009188 | As per HSA registered indication(s)
Urogenital | Urinary obstruction treatment | Ureteric stent | Ureteric stent - Polymer | CR Bard | Inlay Optima Ureteral Stent 7Fr / 24cm | 788724 | Standalone | DE0009188 | As per HSA registered indication(s)
Urogenital | Urinary obstruction treatment | Ureteric stent | Ureteric stent - Polymer | CR Bard | Inlay Optima Ureteral Stent 7Fr / 26cm | 788726 | Standalone | DE0009188 | As per HSA registered indication(s)
Urogenital | Urinary obstruction treatment | Ureteric stent | Ureteric stent - Polymer | CR Bard | Inlay Optima Ureteral Stent 7Fr / 28cm | 788728 | Standalone | DE0009188 | As per HSA registered indication(s)
Urogenital | Urinary obstruction treatment | Ureteric stent | Ureteric stent - Polymer | CR Bard | Inlay Optima Ureteral Stent 7Fr / 30cm | 788730 | Standalone | DE0009188 | As per HSA registered indication(s)
Urogenital | Urinary obstruction treatment | Ureteric stent | Ureteric stent - Polymer | CR Bard | Inlay Optima Ureteral Stent 8Fr / 14cm | 788814 | Standalone | DE0009188 | As per HSA registered indication(s)
Urogenital | Urinary obstruction treatment | Ureteric stent | Ureteric stent - Polymer | CR Bard | Inlay Optima Ureteral Stent 8Fr / 20cm | 788820 | Standalone | DE0009188 | As per HSA registered indication(s)
Urogenital | Urinary obstruction treatment | Ureteric stent | Ureteric stent - Polymer | CR Bard | Inlay Optima Ureteral Stent 8Fr / 22cm | 788822 | Standalone | DE0009188 | As per HSA registered indication(s)
Urogenital | Urinary obstruction treatment | Ureteric stent | Ureteric stent - Polymer | CR Bard | Inlay Optima Ureteral Stent 8Fr / 24cm | 788824 | Standalone | DE0009188 | As per HSA registered indication(s)
Urogenital | Urinary obstruction treatment | Ureteric stent | Ureteric stent - Polymer | CR Bard | Inlay Optima Ureteral Stent 8Fr / 26cm | 788826 | Standalone | DE0009188 | As per HSA registered indication(s)
Urogenital | Urinary obstruction treatment | Ureteric stent | Ureteric stent - Polymer | CR Bard | Inlay Optima Ureteral Stent 8Fr / 28cm | 788828 | Standalone | DE0009188 | As per HSA registered indication(s)
Urogenital | Urinary obstruction treatment | Ureteric stent | Ureteric stent - Polymer | CR Bard | Inlay Optima Ureteral Stent 8Fr / 30cm | 788830 | Standalone | DE0009188 | As per HSA registered indication(s)
Urogenital | Urinary obstruction treatment | Ureteric stent | Ureteric stent - Polymer | CR Bard | Inlay Optima Ureteral Stent Hydroglide Wire 4.7Fr / 22-32cm | 787400 | Standalone | DE0010943 | As per HSA registered indication(s)
Urogenital | Urinary obstruction treatment | Ureteric stent | Ureteric stent - Polymer | CR Bard | Inlay Optima Ureteral Stent Hydroglide Wire 4.7Fr / 14cm | 787414 | Standalone | DE0010943 | As per HSA registered indication(s)
Urogenital | Urinary obstruction treatment | Ureteric stent | Ureteric stent - Polymer | CR Bard | Inlay Optima Ureteral Stent Hydroglide Wire 4.7Fr / 20cm | 787420 | Standalone | DE0010943 | As per HSA registered indication(s)
Urogenital | Urinary obstruction treatment | Ureteric stent | Ureteric stent - Polymer | CR Bard | Inlay Optima Ureteral Stent Hydroglide Wire 4.7Fr / 22cm | 787422 | Standalone | DE0010943 | As per HSA registered indication(s)
Urogenital | Urinary obstruction treatment | Ureteric stent | Ureteric stent - Polymer | CR Bard | Inlay Optima Ureteral Stent Hydroglide Wire 4.7Fr / 24cm | 787424 | Standalone | DE0010943 | As per HSA registered indication(s)
Urogenital | Urinary obstruction treatment | Ureteric stent | Ureteric stent - Polymer | CR Bard | Inlay Optima Ureteral Stent Hydroglide Wire 4.7Fr / 26cm | 787426 | Standalone | DE0010943 | As per HSA registered indication(s)
Urogenital | Urinary obstruction treatment | Ureteric stent | Ureteric stent - Polymer | CR Bard | Inlay Optima Ureteral Stent Hydroglide Wire 4.7Fr / 28cm | 787428 | Standalone | DE0010943 | As per HSA registered indication(s)
Urogenital | Urinary obstruction treatment | Ureteric stent | Ureteric stent - Polymer | CR Bard | Inlay Optima Ureteral Stent Hydroglide Wire 4.7Fr / 30cm | 787430 | Standalone | DE0010943 | As per HSA registered indication(s)
Urogenital | Urinary obstruction treatment | Ureteric stent | Ureteric stent - Polymer | CR Bard | Inlay Optima Ureteral Stent Hydroglide Wire 6Fr / 22-32cm | 787600 | Standalone | DE0010943 | As per HSA registered indication(s)
Urogenital | Urinary obstruction treatment | Ureteric stent | Ureteric stent - Polymer | CR Bard | Inlay Optima Ureteral Stent Hydroglide Wire 6Fr / 14cm | 787614 | Standalone | DE0010943 | As per HSA registered indication(s)
Urogenital | Urinary obstruction treatment | Ureteric stent | Ureteric stent - Polymer | CR Bard | Inlay Optima Ureteral Stent Hydroglide Wire 6Fr / 20cm | 787620 | Standalone | DE0010943 | As per HSA registered indication(s)
Urogenital | Urinary obstruction treatment | Ureteric stent | Ureteric stent - Polymer | CR Bard | Inlay Optima Ureteral Stent Hydroglide Wire 6Fr / 22cm | 787622 | Standalone | DE0010943 | As per HSA registered indication(s)
Urogenital | Urinary obstruction treatment | Ureteric stent | Ureteric stent - Polymer | CR Bard | Inlay Optima Ureteral Stent Hydroglide Wire 6Fr / 24cm | 787624 | Standalone | DE0010943 | As per HSA registered indication(s)
Urogenital | Urinary obstruction treatment | Ureteric stent | Ureteric stent - Polymer | CR Bard | Inlay Optima Ureteral Stent Hydroglide Wire 6Fr / 26cm | 787626 | Standalone | DE0010943 | As per HSA registered indication(s)
Urogenital | Urinary obstruction treatment | Ureteric stent | Ureteric stent - Polymer | CR Bard | Inlay Optima Ureteral Stent Hydroglide Wire 6Fr / 28cm | 787628 | Standalone | DE0010943 | As per HSA registered indication(s)
Urogenital | Urinary obstruction treatment | Ureteric stent | Ureteric stent - Polymer | CR Bard | Inlay Optima Ureteral Stent Hydroglide Wire 6Fr / 30cm | 787630 | Standalone | DE0010943 | As per HSA registered indication(s)
Urogenital | Urinary obstruction treatment | Ureteric stent | Ureteric stent - Polymer | CR Bard | Inlay Optima Ureteral Stent Hydroglide Wire 7Fr / 22-32cm | 787700 | Standalone | DE0010943 | As per HSA registered indication(s)
Urogenital | Urinary obstruction treatment | Ureteric stent | Ureteric stent - Polymer | CR Bard | Inlay Optima Ureteral Stent Hydroglide Wire 7Fr / 14cm | 787714 | Standalone | DE0010943 | As per HSA registered indication(s)
Urogenital | Urinary obstruction treatment | Ureteric stent | Ureteric stent - Polymer | CR Bard | Inlay Optima Ureteral Stent Hydroglide Wire 7Fr / 20cm | 787720 | Standalone | DE0010943 | As per HSA registered indication(s)
Urogenital | Urinary obstruction treatment | Ureteric stent | Ureteric stent - Polymer | CR Bard | Inlay Optima Ureteral Stent Hydroglide Wire 7Fr / 22cm | 787722 | Standalone | DE0010943 | As per HSA registered indication(s)
Urogenital | Urinary obstruction treatment | Ureteric stent | Ureteric stent - Polymer | CR Bard | Inlay Optima Ureteral Stent Hydroglide Wire 7Fr / 24cm | 787724 | Standalone | DE0010943 | As per HSA registered indication(s)
Urogenital | Urinary obstruction treatment | Ureteric stent | Ureteric stent - Polymer | CR Bard | Inlay Optima Ureteral Stent Hydroglide Wire 7Fr / 26cm | 787726 | Standalone | DE0010943 | As per HSA registered indication(s)
Urogenital | Urinary obstruction treatment | Ureteric stent | Ureteric stent - Polymer | CR Bard | Inlay Optima Ureteral Stent Hydroglide Wire 7Fr / 28cm | 787728 | Standalone | DE0010943 | As per HSA registered indication(s)
Urogenital | Urinary obstruction treatment | Ureteric stent | Ureteric stent - Polymer | CR Bard | Inlay Optima Ureteral Stent Hydroglide Wire 7Fr / 30cm | 787730 | Standalone | DE0010943 | As per HSA registered indication(s)
Urogenital | Urinary obstruction treatment | Ureteric stent | Ureteric stent - Polymer | CR Bard | Inlay Optima Ureteral Stent Hydroglide Wire 8Fr / 22-32cm | 787800 | Standalone | DE0010943 | As per HSA registered indication(s)
Urogenital | Urinary obstruction treatment | Ureteric stent | Ureteric stent - Polymer | CR Bard | Inlay Optima Ureteral Stent Hydroglide Wire 8Fr / 14cm | 787814 | Standalone | DE0010943 | As per HSA registered indication(s)
Urogenital | Urinary obstruction treatment | Ureteric stent | Ureteric stent - Polymer | CR Bard | Inlay Optima Ureteral Stent Hydroglide Wire 8Fr / 20cm | 787820 | Standalone | DE0010943 | As per HSA registered indication(s)
Urogenital | Urinary obstruction treatment | Ureteric stent | Ureteric stent - Polymer | CR Bard | Inlay Optima Ureteral Stent Hydroglide Wire 8Fr / 22cm | 787822 | Standalone | DE0010943 | As per HSA registered indication(s)
Urogenital | Urinary obstruction treatment | Ureteric stent | Ureteric stent - Polymer | CR Bard | Inlay Optima Ureteral Stent Hydroglide Wire 8Fr / 24cm | 787824 | Standalone | DE0010943 | As per HSA registered indication(s)
Urogenital | Urinary obstruction treatment | Ureteric stent | Ureteric stent - Polymer | CR Bard | Inlay Optima Ureteral Stent Hydroglide Wire 8Fr / 26cm | 787826 | Standalone | DE0010943 | As per HSA registered indication(s)
Urogenital | Urinary obstruction treatment | Ureteric stent | Ureteric stent - Polymer | CR Bard | Inlay Optima Ureteral Stent Hydroglide Wire 8Fr / 28cm | 787828 | Standalone | DE0010943 | As per HSA registered indication(s)
Urogenital | Urinary obstruction treatment | Ureteric stent | Ureteric stent - Polymer | CR Bard | Inlay Optima Ureteral Stent Hydroglide Wire 8Fr / 30cm | 787830 | Standalone | DE0010943 | As per HSA registered indication(s)
Urogenital | Urinary obstruction treatment | Ureteric stent | Ureteric stent - Polymer | CR Bard | Inlay Optima Ureteral Stent 4.7Fr / 22-32cm | 788400 | Standalone | DE0010943 | As per HSA registered indication(s)
Urogenital | Urinary obstruction treatment | Ureteric stent | Ureteric stent - Polymer | CR Bard | Inlay Optima Ureteral Stent 6Fr / 22-32cm | 788600 | Standalone | DE0010943 | As per HSA registered indication(s)
Urogenital | Urinary obstruction treatment | Ureteric stent | Ureteric stent - Polymer | CR Bard | Inlay Optima Ureteral Stent 7Fr / 22-32cm | 788700 | Standalone | DE0010943 | As per HSA registered indication(s)
Urogenital | Urinary obstruction treatment | Ureteric stent | Ureteric stent - Polymer | CR Bard | Inlay Optima Ureteral Stent 8Fr / 22-32cm | 788800 | Standalone | DE0010943 | As per HSA registered indication(s)
Urogenital | Urinary obstruction treatment | Ureteric stent | Ureteric stent - Polymer | CR Bard | Inlay Versafit Ureteral Stent Hydroglide Wire 4.7Fr, 22cm - 32cm Length | 777400 | Standalone | DE0009189 | As per HSA registered indication(s)
Urogenital | Urinary obstruction treatment | Ureteric stent | Ureteric stent - Polymer | CR Bard | Inlay Versafit Ureteral Stent Hydroglide Wire 6Fr, 22cm - 32cm Length | 777600 | Standalone | DE0009189 | As per HSA registered indication(s)
Urogenital | Urinary obstruction treatment | Ureteric stent | Ureteric stent - Polymer | CR Bard | Inlay Versafit Ureteral Stent Hydroglide Wire 7Fr, 22cm - 32cm Length | 777700 | Standalone | DE0009189 | As per HSA registered indication(s)
Urogenital | Urinary obstruction treatment | Ureteric stent | Ureteric stent - Polymer | CR Bard | Inlay Versafit Ureteral Stent Hydroglide Wire 8 Fr, 22cm - 32cm Length | 777800 | Standalone | DE0009189 | As per HSA registered indication(s)
Urogenital | Urinary obstruction treatment | Ureteric stent | Ureteric stent - Polymer | CR Bard | Inlay Versafit Ureteral Stent 4.7Fr 22cm - 32cm Length | 778400 | Standalone | DE0009189 | As per HSA registered indication(s)
Urogenital | Urinary obstruction treatment | Ureteric stent | Ureteric stent - Polymer | CR Bard | Inlay Versafit Ureteral Stent 6Fr, 22cm - 32cm Length | 778600 | Standalone | DE0009189 | As per HSA registered indication(s)
Urogenital | Urinary obstruction treatment | Ureteric stent | Ureteric stent - Polymer | CR Bard | Inlay Versafit Ureteral Stent 7Fr, 22cm - 32cm Length | 778700 | Standalone | DE0009189 | As per HSA registered indication(s)
Urogenital | Urinary obstruction treatment | Ureteric stent | Ureteric stent - Polymer | CR Bard | Inlay Versafit Ureteral Stent 8Fr, 22cm - 32cm Length | 778800 | Standalone | DE0009189 | As per HSA registered indication(s)
Urogenital | Urinary obstruction treatment | Ureteric stent | Ureteric stent - Polymer | Rocamed | Rocamed Endosil Silicone Ureteral JJ Stents | ROJB9524ST | Standalone | DE0503976 | As per HSA registered indication(s)
Urogenital | Urinary obstruction treatment | Ureteric stent | Ureteric stent - Polymer | Rocamed | Rocamed Endosil Silicone Ureteral JJ Stents | ROJB9526ST | Standalone | DE0503976 | As per HSA registered indication(s)
Urogenital | Urinary obstruction treatment | Ureteric stent | Ureteric stent - Polymer | Rocamed | Rocamed Endosil Silicone Ureteral JJ Stents | ROJB9528ST | Standalone | DE0503976 | As per HSA registered indication(s)
Urogenital | Urinary obstruction treatment | Ureteric stent | Ureteric stent - Polymer | Rocamed | Rocamed Endosil Silicone Ureteral JJ Stents | ROJB9530ST | Standalone | DE0503976 | As per HSA registered indication(s)
Urogenital | Urinary obstruction treatment | Ureteric stent | Ureteric stent - Polymer | Rocamed | Rocamed Endosil Silicone Ureteral JJ Stents | ROJB9624ST | Standalone | DE0503976 | As per HSA registered indication(s)
Urogenital | Urinary obstruction treatment | Ureteric stent | Ureteric stent - Polymer | Rocamed | Rocamed Endosil Silicone Ureteral JJ Stents | ROJB9626ST | Standalone | DE0503976 | As per HSA registered indication(s)
Urogenital | Urinary obstruction treatment | Ureteric stent | Ureteric stent - Polymer | Rocamed | Rocamed Endosil Silicone Ureteral JJ Stents | ROJB9628ST | Standalone | DE0503976 | As per HSA registered indication(s)
Urogenital | Urinary obstruction treatment | Ureteric stent | Ureteric stent - Polymer | Rocamed | Rocamed Endosil Silicone Ureteral JJ Stents | ROJB9630ST | Standalone | DE0503976 | As per HSA registered indication(s)
Urogenital | Urinary obstruction treatment | Ureteric stent | Ureteric stent - Polymer | Rocamed | Rocamed Endosil Silicone Ureteral JJ Stents | ROJB9724ST | Standalone | DE0503976 | As per HSA registered indication(s)
Urogenital | Urinary obstruction treatment | Ureteric stent | Ureteric stent - Polymer | Rocamed | Rocamed Endosil Silicone Ureteral JJ Stents | ROJB9726ST | Standalone | DE0503976 | As per HSA registered indication(s)
Urogenital | Urinary obstruction treatment | Ureteric stent | Ureteric stent - Polymer | Rocamed | Rocamed Endosil Silicone Ureteral JJ Stents | ROJB9728ST | Standalone | DE0503976 | As per HSA registered indication(s)
Urogenital | Urinary obstruction treatment | Ureteric stent | Ureteric stent - Polymer | Rocamed | Rocamed Endosil Silicone Ureteral JJ Stents | ROJB9730ST | Standalone | DE0503976 | As per HSA registered indication(s)
Urogenital | Urinary obstruction treatment | Ureteric stent | Ureteric stent - Polymer | Rocamed | Rocamed Endosil Silicone Ureteral JJ Stents | ROJB9824ST | Standalone | DE0503976 | As per HSA registered indication(s)
Urogenital | Urinary obstruction treatment | Ureteric stent | Ureteric stent - Polymer | Rocamed | Rocamed Endosil Silicone Ureteral JJ Stents | ROJB9826ST | Standalone | DE0503976 | As per HSA registered indication(s)
Urogenital | Urinary obstruction treatment | Ureteric stent | Ureteric stent - Polymer | Rocamed | Rocamed Endosil Silicone Ureteral JJ Stents | ROJB9828ST | Standalone | DE0503976 | As per HSA registered indication(s)
Urogenital | Urinary obstruction treatment | Ureteric stent | Ureteric stent - Polymer | Rocamed | Rocamed Endosil Silicone Ureteral JJ Stents | ROJB9830ST | Standalone | DE0503976 | As per HSA registered indication(s)
Urogenital | Urinary obstruction treatment | Ureteric stent | Ureteric stent - Polymer | Rocamed | JFil Ureteral Suture Stent | ROJV0708ST | Standalone | DE0507014 | As per HSA registered indication(s)
Urogenital | Urinary obstruction treatment | Ureteric stent | Ureteric stent - Polymer | Rocamed | JFil Ureteral Suture Stent | ROJV0716ST | Standalone | DE0507014 | As per HSA registered indication(s)
Urogenital | Urinary obstruction treatment | Ureteric stent | Ureteric stent - Polymer | Rocamed | RocaJJ Soft - STIFF KIT: Ureteral JJ Stent | ROJG9524ST | Standalone | DE0504015 | As per HSA registered indication(s)
Urogenital | Urinary obstruction treatment | Ureteric stent | Ureteric stent - Polymer | Rocamed | RocaJJ Soft - STIFF KIT: Ureteral JJ Stent | ROJG9526ST | Standalone | DE0504015 | As per HSA registered indication(s)
Urogenital | Urinary obstruction treatment | Ureteric stent | Ureteric stent - Polymer | Rocamed | RocaJJ Soft - STIFF KIT: Ureteral JJ Stent | ROJG9528ST | Standalone | DE0504015 | As per HSA registered indication(s)
Urogenital | Urinary obstruction treatment | Ureteric stent | Ureteric stent - Polymer | Rocamed | RocaJJ Soft - STIFF KIT: Ureteral JJ Stent | ROJG9530ST | Standalone | DE0504015 | As per HSA registered indication(s)
Urogenital | Urinary obstruction treatment | Ureteric stent | Ureteric stent - Polymer | Rocamed | RocaJJ Soft - STIFF KIT: Ureteral JJ Stent | ROJG9624ST | Standalone | DE0504015 | As per HSA registered indication(s)
Urogenital | Urinary obstruction treatment | Ureteric stent | Ureteric stent - Polymer | Rocamed | RocaJJ Soft - STIFF KIT: Ureteral JJ Stent | ROJG9626ST | Standalone | DE0504015 | As per HSA registered indication(s)
Urogenital | Urinary obstruction treatment | Ureteric stent | Ureteric stent - Polymer | Rocamed | RocaJJ Soft - STIFF KIT: Ureteral JJ Stent | ROJG9628ST | Standalone | DE0504015 | As per HSA registered indication(s)
Urogenital | Urinary obstruction treatment | Ureteric stent | Ureteric stent - Polymer | Rocamed | RocaJJ Soft - STIFF KIT: Ureteral JJ Stent | ROJG9630ST | Standalone | DE0504015 | As per HSA registered indication(s)
Urogenital | Urinary obstruction treatment | Ureteric stent | Ureteric stent - Polymer | Rocamed | RocaJJ Soft - STIFF KIT: Ureteral JJ Stent | ROJG9724ST | Standalone | DE0504015 | As per HSA registered indication(s)
Urogenital | Urinary obstruction treatment | Ureteric stent | Ureteric stent - Polymer | Rocamed | RocaJJ Soft - STIFF KIT: Ureteral JJ Stent | ROJG9726ST | Standalone | DE0504015 | As per HSA registered indication(s)
Urogenital | Urinary obstruction treatment | Ureteric stent | Ureteric stent - Polymer | Rocamed | RocaJJ Soft - STIFF KIT: Ureteral JJ Stent | ROJG9728ST | Standalone | DE0504015 | As per HSA registered indication(s)
Urogenital | Urinary obstruction treatment | Ureteric stent | Ureteric stent - Polymer | Rocamed | RocaJJ Soft - STIFF KIT: Ureteral JJ Stent | ROJG9730ST | Standalone | DE0504015 | As per HSA registered indication(s)
Urogenital | Urinary obstruction treatment | Ureteric stent | Ureteric stent - Polymer | Rocamed | RocaJJ Soft - STIFF KIT: Ureteral JJ Stent | ROJG9824ST | Standalone | DE0504015 | As per HSA registered indication(s)
Urogenital | Urinary obstruction treatment | Ureteric stent | Ureteric stent - Polymer | Rocamed | RocaJJ Soft - STIFF KIT: Ureteral JJ Stent | ROJG9826ST | Standalone | DE0504015 | As per HSA registered indication(s)
Urogenital | Urinary obstruction treatment | Ureteric stent | Ureteric stent - Polymer | Rocamed | RocaJJ Soft - STIFF KIT: Ureteral JJ Stent | ROJG9828ST | Standalone | DE0504015 | As per HSA registered indication(s)
Urogenital | Urinary obstruction treatment | Ureteric stent | Ureteric stent - Polymer | Rocamed | RocaJJ Soft - STIFF KIT: Ureteral JJ Stent | ROJG9830ST | Standalone | DE0504015 | As per HSA registered indication(s)
Urogenital | Urinary obstruction treatment | Ureteric stent | Ureteric stent - Polymer | Rocamed | RocaJJ Soft - SIMPLE KIT: Ureteral JJ Stent | ROJS0524ST | Standalone | DE0504015 | As per HSA registered indication(s)
Urogenital | Urinary obstruction treatment | Ureteric stent | Ureteric stent - Polymer | Rocamed | RocaJJ Soft - SIMPLE KIT: Ureteral JJ Stent | ROJS0526ST | Standalone | DE0504015 | As per HSA registered indication(s)
Urogenital | Urinary obstruction treatment | Ureteric stent | Ureteric stent - Polymer | Rocamed | RocaJJ Soft - SIMPLE KIT: Ureteral JJ Stent | ROJS0528ST | Standalone | DE0504015 | As per HSA registered indication(s)
Urogenital | Urinary obstruction treatment | Ureteric stent | Ureteric stent - Polymer | Rocamed | RocaJJ Soft - SIMPLE KIT: Ureteral JJ Stent | ROJS0530ST | Standalone | DE0504015 | As per HSA registered indication(s)
Urogenital | Urinary obstruction treatment | Ureteric stent | Ureteric stent - Polymer | Rocamed | RocaJJ Soft - SIMPLE KIT: Ureteral JJ Stent | ROJS0624ST | Standalone | DE0504015 | As per HSA registered indication(s)
Urogenital | Urinary obstruction treatment | Ureteric stent | Ureteric stent - Polymer | Rocamed | RocaJJ Soft - SIMPLE KIT: Ureteral JJ Stent | ROJS0626ST | Standalone | DE0504015 | As per HSA registered indication(s)
Urogenital | Urinary obstruction treatment | Ureteric stent | Ureteric stent - Polymer | Rocamed | RocaJJ Soft - SIMPLE KIT: Ureteral JJ Stent | ROJS0628ST | Standalone | DE0504015 | As per HSA registered indication(s)
Urogenital | Urinary obstruction treatment | Ureteric stent | Ureteric stent - Polymer | Rocamed | RocaJJ Soft - SIMPLE KIT: Ureteral JJ Stent | ROJS0630ST | Standalone | DE0504015 | As per HSA registered indication(s)
Urogenital | Urinary obstruction treatment | Ureteric stent | Ureteric stent - Polymer | Rocamed | RocaJJ Soft - SIMPLE KIT: Ureteral JJ Stent | ROJS0724ST | Standalone | DE0504015 | As per HSA registered indication(s)
Urogenital | Urinary obstruction treatment | Ureteric stent | Ureteric stent - Polymer | Rocamed | RocaJJ Soft - SIMPLE KIT: Ureteral JJ Stent | ROJS0726ST | Standalone | DE0504015 | As per HSA registered indication(s)
Urogenital | Urinary obstruction treatment | Ureteric stent | Ureteric stent - Polymer | Rocamed | RocaJJ Soft - SIMPLE KIT: Ureteral JJ Stent | ROJS0728ST | Standalone | DE0504015 | As per HSA registered indication(s)
Urogenital | Urinary obstruction treatment | Ureteric stent | Ureteric stent - Polymer | Rocamed | RocaJJ Soft - SIMPLE KIT: Ureteral JJ Stent | ROJS0730ST | Standalone | DE0504015 | As per HSA registered indication(s)
Urogenital | Urinary obstruction treatment | Ureteric stent | Ureteric stent - Polymer | Rocamed | RocaJJ Soft - SIMPLE KIT: Ureteral JJ Stent | ROJS0824ST | Standalone | DE0504015 | As per HSA registered indication(s)
Urogenital | Urinary obstruction treatment | Ureteric stent | Ureteric stent - Polymer | Rocamed | RocaJJ Soft - SIMPLE KIT: Ureteral JJ Stent | ROJS0826ST | Standalone | DE0504015 | As per HSA registered indication(s)
Urogenital | Urinary obstruction treatment | Ureteric stent | Ureteric stent - Polymer | Rocamed | RocaJJ Soft - SIMPLE KIT: Ureteral JJ Stent | ROJS0828ST | Standalone | DE0504015 | As per HSA registered indication(s)
Urogenital | Urinary obstruction treatment | Ureteric stent | Ureteric stent - Polymer | Rocamed | RocaJJ Soft - SIMPLE KIT: Ureteral JJ Stent | ROJS0830ST | Standalone | DE0504015 | As per HSA registered indication(s)
Urogenital | Urinary obstruction treatment | Ureteric stent | Ureteric stent - Polymer | Rocamed | RocaJJ Soft - ECO KIT: Ureteral JJ Stent | ROJS9524ST | Standalone | DE0504015 | As per HSA registered indication(s)
Urogenital | Urinary obstruction treatment | Ureteric stent | Ureteric stent - Polymer | Rocamed | RocaJJ Soft - ECO KIT: Ureteral JJ Stent | ROJS9526ST | Standalone | DE0504015 | As per HSA registered indication(s)
Urogenital | Urinary obstruction treatment | Ureteric stent | Ureteric stent - Polymer | Rocamed | RocaJJ Soft - ECO KIT: Ureteral JJ Stent | ROJS9528ST | Standalone | DE0504015 | As per HSA registered indication(s)
Urogenital | Urinary obstruction treatment | Ureteric stent | Ureteric stent - Polymer | Rocamed | RocaJJ Soft - ECO KIT: Ureteral JJ Stent | ROJS9530ST | Standalone | DE0504015 | As per HSA registered indication(s)
Urogenital | Urinary obstruction treatment | Ureteric stent | Ureteric stent - Polymer | Rocamed | RocaJJ Soft - ECO KIT: Ureteral JJ Stent | ROJS9624ST | Standalone | DE0504015 | As per HSA registered indication(s)
Urogenital | Urinary obstruction treatment | Ureteric stent | Ureteric stent - Polymer | Rocamed | RocaJJ Soft - ECO KIT: Ureteral JJ Stent | ROJS9626ST | Standalone | DE0504015 | As per HSA registered indication(s)
Urogenital | Urinary obstruction treatment | Ureteric stent | Ureteric stent - Polymer | Rocamed | RocaJJ Soft - ECO KIT: Ureteral JJ Stent | ROJS9628ST | Standalone | DE0504015 | As per HSA registered indication(s)
Urogenital | Urinary obstruction treatment | Ureteric stent | Ureteric stent - Polymer | Rocamed | RocaJJ Soft - ECO KIT: Ureteral JJ Stent | ROJS9630ST | Standalone | DE0504015 | As per HSA registered indication(s)
Urogenital | Urinary obstruction treatment | Ureteric stent | Ureteric stent - Polymer | Rocamed | RocaJJ Soft - ECO KIT: Ureteral JJ Stent | ROJS9724ST | Standalone | DE0504015 | As per HSA registered indication(s)
Urogenital | Urinary obstruction treatment | Ureteric stent | Ureteric stent - Polymer | Rocamed | RocaJJ Soft - ECO KIT: Ureteral JJ Stent | ROJS9726ST | Standalone | DE0504015 | As per HSA registered indication(s)
Urogenital | Urinary obstruction treatment | Ureteric stent | Ureteric stent - Polymer | Rocamed | RocaJJ Soft - ECO KIT: Ureteral JJ Stent | ROJS9728ST | Standalone | DE0504015 | As per HSA registered indication(s)
Urogenital | Urinary obstruction treatment | Ureteric stent | Ureteric stent - Polymer | Rocamed | RocaJJ Soft - ECO KIT: Ureteral JJ Stent | ROJS9730ST | Standalone | DE0504015 | As per HSA registered indication(s)
Urogenital | Urinary obstruction treatment | Ureteric stent | Ureteric stent - Polymer | Rocamed | RocaJJ Soft - ECO KIT: Ureteral JJ Stent | ROJS9824ST | Standalone | DE0504015 | As per HSA registered indication(s)
Urogenital | Urinary obstruction treatment | Ureteric stent | Ureteric stent - Polymer | Rocamed | RocaJJ Soft - ECO KIT: Ureteral JJ Stent | ROJS9826ST | Standalone | DE0504015 | As per HSA registered indication(s)
Urogenital | Urinary obstruction treatment | Ureteric stent | Ureteric stent - Polymer | Rocamed | RocaJJ Soft - ECO KIT: Ureteral JJ Stent | ROJS9828ST | Standalone | DE0504015 | As per HSA registered indication(s)
Urogenital | Urinary obstruction treatment | Ureteric stent | Ureteric stent - Polymer | Rocamed | RocaJJ Soft - ECO KIT: Ureteral JJ Stent | ROJS9830ST | Standalone | DE0504015 | As per HSA registered indication(s)
Urogenital | Urinary obstruction treatment | Ureteric stent | Ureteric stent - Polymer | Rocamed | RocaJJ Soft Hydrophilic Multi Length Stent Set | ROJM0600ST | Standalone | DE0504015 | As per HSA registered indication(s)
Urogenital | Urinary obstruction treatment | Ureteric stent | Ureteric stent - Polymer | Rocamed | RocaJJ Soft Hydrophilic Multi Length Stent Set | ROJM0700ST | Standalone | DE0504015 | As per HSA registered indication(s)
Urogenital | Urinary obstruction treatment | Ureteric stent | Ureteric stent - Metal | IRL | Resonance Metallic Ureteral Stent | RMS-060020-R | Standalone | DE0005157 | As per HSA registered indication(s)
Urogenital | Urinary obstruction treatment | Ureteric stent | Ureteric stent - Metal | IRL | Resonance Metallic Ureteral Stent | RMS-060022-R | Standalone | DE0005157 | As per HSA registered indication(s)
Urogenital | Urinary obstruction treatment | Ureteric stent | Ureteric stent - Metal | IRL | Resonance Metallic Ureteral Stent | RMS-060024-R | Standalone | DE0005157 | As per HSA registered indication(s)
Urogenital | Urinary obstruction treatment | Ureteric stent | Ureteric stent - Metal | IRL | Resonance Metallic Ureteral Stent | RMS-060026-R | Standalone | DE0005157 | As per HSA registered indication(s)
Urogenital | Urinary obstruction treatment | Ureteric stent | Ureteric stent - Metal | IRL | Resonance Metallic Ureteral Stent | RMS-060028-R | Standalone | DE0005157 | As per HSA registered indication(s)
Urogenital | Urinary obstruction treatment | Urethral stent | Urethral stent - Adult | Rocamed | Rocamed EXIME Temporary prostatic stent | ROFV2200ST | Standalone | DE0506246 | As per HSA registered indication(s)
Urogenital | Urinary incontinence treatment | Urinary sling | Urinary sling - Female | Boston Scientific | Advantage Fit | M0068502110 | Standalone | DE0014753 | As per HSA registered indication(s)
Urogenital | Urinary incontinence treatment | Urinary sling | Urinary sling - Female | Boston Scientific | Obtryx II, Curved | M0068504110 | Standalone | DE0013592 | As per HSA registered indication(s)
Urogenital | Urinary incontinence treatment | Urinary sling | Urinary sling - Female | Boston Scientific | Obtryx II, Halo | M0068505110 | Standalone | DE0013592 | As per HSA registered indication(s)
Urogenital | Urinary incontinence treatment | Urinary sling | Urinary sling - Female | Boston Scientific | Solyx SIS System Single | M0068507000 | Standalone | DE0500940 | As per HSA registered indication(s)
Urogenital | Urinary incontinence treatment | Urinary sling | Urinary sling - Female | Coloplast | Coloplast Altis Single Incision Sling System | 519650 | Standalone | DE0500932 | As per HSA registered indication(s)
Urogenital | Urinary incontinence treatment | Urinary sling | Urinary sling - Female | Coloplast | Coloplast Aris Trans-Obturator Surgical Kit | UR3105 | Standalone | DE0504577 | As per HSA registered indication(s)
Urogenital | Urinary incontinence treatment | Urinary sling | Urinary sling - Female | Coloplast | Coloplast Supris Retropubic Sling System | 51956 | Standalone | DE0504576 | As per HSA registered indication(s)
Urogenital | Urinary incontinence treatment | Urinary sling | Urinary sling - Female | Ethicon, Sarl | Gynecare TVT Obturator System Tensionfree Support for Incontinence | 810081 | Standalone | DE0003283 | As per HSA registered indication(s)
Urogenital | Urinary incontinence treatment | Urinary sling | Urinary sling - Female | Ethicon, Sarl | Gynecare TVT Device Blue PROLENE (polyprolylene) nonabsorbable tape | 810041B | Standalone | DE0003891 | As per HSA registered indication(s)
Urogenital | Urinary incontinence treatment | Urinary sling | Urinary sling - Female | Ethicon, Sarl | Gynecare TVT Abbrevo Continence System | TVTOML | Standalone | DE0007397 | As per HSA registered indication(s)
Urogenital | Urinary incontinence treatment | Urinary sling | Urinary sling - Female | Ethicon, Sarl | Gynecare TVT Exact Continence System | TVTRL | Standalone | DE0006645 | As per HSA registered indication(s)
Urogenital | Urinary incontinence treatment | Urinary sling | Urinary sling - Male | Boston Scientific | AdVance XP Male Sling System | 720163-01 | Standalone | DE0503519 | As per HSA registered indication(s)
Urogenital | Urinary bulking agent | Urinary bulking agent | Urinary bulking agent | Palette Life Sciences | Deflux 1mL / Gel For Injection | 011503 | Standalone | DE0000522 | As per HSA registered indication(s)
Vascular | Vascular occlusion | Vascular coil | Vascular coil - Pushable | BSC Corp Marlborough | Pushable 0.018Fibered Platinum Coils | M0013120021 | Package | DE0012384 | As per HSA registered indication(s)
Vascular | Vascular occlusion | Vascular coil | Vascular coil - Pushable | BSC Corp Marlborough | Pushable 0.018Fibered Platinum Coils | M0013120051 | Package | DE0012384 | As per HSA registered indication(s)
Vascular | Vascular occlusion | Vascular coil | Vascular coil - Pushable | BSC Corp Marlborough | Pushable 0.018Fibered Platinum Coils | M0013120211 | Package | DE0012384 | As per HSA registered indication(s)
Vascular | Vascular occlusion | Vascular coil | Vascular coil - Pushable | BSC Corp Marlborough | Pushable 0.018Fibered Platinum Coils | M0013120431 | Package | DE0012384 | As per HSA registered indication(s)
Vascular | Vascular occlusion | Vascular coil | Vascular coil - Pushable | BSC Corp Marlborough | Pushable 0.018Fibered Platinum Coils | M0013120221 | Package | DE0012384 | As per HSA registered indication(s)
Vascular | Vascular occlusion | Vascular coil | Vascular coil - Pushable | BSC Corp Marlborough | Pushable 0.018Fibered Platinum Coils | M0013120331 | Package | DE0012384 | As per HSA registered indication(s)
Vascular | Vascular occlusion | Vascular coil | Vascular coil - Pushable | BSC Corp Marlborough | Pushable 0.018Fibered Platinum Coils | M0013120441 | Package | DE0012384 | As per HSA registered indication(s)
Vascular | Vascular occlusion | Vascular coil | Vascular coil - Pushable | BSC Corp Marlborough | Pushable 0.018Fibered Platinum Coils | M0013120551 | Package | DE0012384 | As per HSA registered indication(s)
Vascular | Vascular occlusion | Vascular coil | Vascular coil - Pushable | BSC Corp Marlborough | Pushable 0.018Fibered Platinum Coils | M0013120661 | Package | DE0012384 | As per HSA registered indication(s)
Vascular | Vascular occlusion | Vascular coil | Vascular coil - Pushable | BSC Corp Marlborough | Pushable 0.018Fibered Platinum Coils | M0013120771 | Package | DE0012384 | As per HSA registered indication(s)
Vascular | Vascular occlusion | Vascular coil | Vascular coil - Pushable | BSC Corp Marlborough | Pushable 0.018Fibered Platinum Coils | M0013822031 | Package | DE0012384 | As per HSA registered indication(s)
Vascular | Vascular occlusion | Vascular coil | Vascular coil - Pushable | BSC Corp Marlborough | Pushable 0.018Fibered Platinum Coils | M0013822041 | Package | DE0012384 | As per HSA registered indication(s)
Vascular | Vascular occlusion | Vascular coil | Vascular coil - Pushable | BSC Corp Marlborough | Pushable 0.018Fibered Platinum Coils | M0013822051 | Package | DE0012384 | As per HSA registered indication(s)
Vascular | Vascular occlusion | Vascular coil | Vascular coil - Pushable | BSC Corp Marlborough | Pushable 0.018Fibered Platinum Coils | M0013822061 | Package | DE0012384 | As per HSA registered indication(s)
Vascular | Vascular occlusion | Vascular coil | Vascular coil - Pushable | BSC Corp Marlborough | Pushable 0.018Fibered Platinum Coils | M0013812031 | Package | DE0012384 | As per HSA registered indication(s)
Vascular | Vascular occlusion | Vascular coil | Vascular coil - Pushable | BSC Corp Marlborough | Pushable 0.018Fibered Platinum Coils | M0013812041 | Package | DE0012384 | As per HSA registered indication(s)
Vascular | Vascular occlusion | Vascular coil | Vascular coil - Pushable | BSC Corp Marlborough | Pushable 0.018Fibered Platinum Coils | M0013812051 | Package | DE0012384 | As per HSA registered indication(s)
Vascular | Vascular occlusion | Vascular coil | Vascular coil - Pushable | BSC Corp Marlborough | Pushable 0.018Fibered Platinum Coils | M0013812061 | Package | DE0012384 | As per HSA registered indication(s)
Vascular | Vascular occlusion | Vascular coil | Vascular coil - Pushable | BSC Corp Marlborough | Pushable 0.035Fibered Platinum Coils | M0013723021 | Package | DE0012384 | As per HSA registered indication(s)
Vascular | Vascular occlusion | Vascular coil | Vascular coil - Pushable | BSC Corp Marlborough | Pushable 0.035Fibered Platinum Coils | M0013723041 | Package | DE0012384 | As per HSA registered indication(s)
Vascular | Vascular occlusion | Vascular coil | Vascular coil - Pushable | BSC Corp Marlborough | Pushable 0.035Fibered Platinum Coils | M0013724031 | Package | DE0012384 | As per HSA registered indication(s)
Vascular | Vascular occlusion | Vascular coil | Vascular coil - Pushable | BSC Corp Marlborough | Pushable 0.035Fibered Platinum Coils | M0013725031 | Package | DE0012384 | As per HSA registered indication(s)
Vascular | Vascular occlusion | Vascular coil | Vascular coil - Pushable | BSC Corp Marlborough | Pushable 0.035Fibered Platinum Coils | M0013725051 | Package | DE0012384 | As per HSA registered indication(s)
Vascular | Vascular occlusion | Vascular coil | Vascular coil - Pushable | BSC Corp Marlborough | Pushable 0.035Fibered Platinum Coils | M0013726041 | Package | DE0012384 | As per HSA registered indication(s)
Vascular | Vascular occlusion | Vascular coil | Vascular coil - Pushable | BSC Corp Marlborough | Pushable 0.035Fibered Platinum Coils | M0013727041 | Package | DE0012384 | As per HSA registered indication(s)
Vascular | Vascular occlusion | Vascular coil | Vascular coil - Pushable | BSC Corp Marlborough | Pushable 0.035Fibered Platinum Coils | M0013729061 | Package | DE0012384 | As per HSA registered indication(s)
Vascular | Vascular occlusion | Vascular coil | Vascular coil - Pushable | BSC Corp Marlborough | Pushable 0.035Fibered Platinum Coils | M0013732041 | Package | DE0012384 | As per HSA registered indication(s)
Vascular | Vascular occlusion | Vascular coil | Vascular coil - Pushable | BSC Corp Marlborough | Pushable 0.035Fibered Platinum Coils | M0013733051 | Package | DE0012384 | As per HSA registered indication(s)
Vascular | Vascular occlusion | Vascular coil | Vascular coil - Pushable | BSC Corp Marlborough | Pushable 0.035Fibered Platinum Coils | M0013733061 | Package | DE0012384 | As per HSA registered indication(s)
Vascular | Vascular occlusion | Vascular coil | Vascular coil - Pushable | BSC Corp Marlborough | Pushable 0.035Fibered Platinum Coils | M0013733071 | Package | DE0012384 | As per HSA registered indication(s)
Vascular | Vascular occlusion | Vascular coil | Vascular coil - Pushable | CINC | MReye Embolization Coil | IMWCE-35-2-3 /G42406 | Standalone | DE0005548 | As per HSA registered indication(s)
Vascular | Vascular occlusion | Vascular coil | Vascular coil - Pushable | CINC | MReye Embolization Coil | IMWCE-35-3-2 /G47900 | Standalone | DE0005548 | As per HSA registered indication(s)
Vascular | Vascular occlusion | Vascular coil | Vascular coil - Pushable | CINC | MReye Embolization Coil | IMWCE-35-3-3 /G42408 | Standalone | DE0005548 | As per HSA registered indication(s)
Vascular | Vascular occlusion | Vascular coil | Vascular coil - Pushable | CINC | MReye Embolization Coil | IMWCE-35-3-4 /G42409 | Standalone | DE0005548 | As per HSA registered indication(s)
Vascular | Vascular occlusion | Vascular coil | Vascular coil - Pushable | CINC | MReye Embolization Coil | IMWCE-35-3-5 /G42410 | Standalone | DE0005548 | As per HSA registered indication(s)
Vascular | Vascular occlusion | Vascular coil | Vascular coil - Pushable | CINC | MReye Embolization Coil | IMWCE-35-4-3 /G42414 | Standalone | DE0005548 | As per HSA registered indication(s)
Vascular | Vascular occlusion | Vascular coil | Vascular coil - Pushable | CINC | MReye Embolization Coil | IMWCE-35-5-10 /G19908 | Standalone | DE0005548 | As per HSA registered indication(s)
Vascular | Vascular occlusion | Vascular coil | Vascular coil - Pushable | CINC | MReye Embolization Coil | IMWCE-35-5-5 /G36405 | Standalone | DE0005548 | As per HSA registered indication(s)
Vascular | Vascular occlusion | Vascular coil | Vascular coil - Pushable | CINC | MReye Embolization Coil | IMWCE-35-5-8 /G42423 | Standalone | DE0005548 | As per HSA registered indication(s)
Vascular | Vascular occlusion | Vascular coil | Vascular coil - Pushable | CINC | MReye Embolization Coil | IMWCE-35-8-8 /G20948 | Standalone | DE0005548 | As per HSA registered indication(s)
Vascular | Vascular occlusion | Vascular coil | Vascular coil - Pushable | CINC | MReye Embolization Coil | IMWCE-35-10-5 /G19956 | Standalone | DE0005548 | As per HSA registered indication(s)
Vascular | Vascular occlusion | Vascular coil | Vascular coil - Pushable | CINC | MReye Embolization Coil | IMWCE-35-10-10 /G20035 | Standalone | DE0005548 | As per HSA registered indication(s)
Vascular | Vascular occlusion | Vascular coil | Vascular coil - Pushable | CINC | MReye Embolization Coil | IMWCE-35-15-10 /G19929 | Standalone | DE0005548 | As per HSA registered indication(s)
Vascular | Vascular occlusion | Vascular coil | Vascular coil - Pushable | CINC | MReye Embolization Coil | IMWCE-35-15-15 /G20055 | Standalone | DE0005548 | As per HSA registered indication(s)
Vascular | Vascular occlusion | Vascular coil | Vascular coil - Pushable | CINC | MReye Embolization Coil | IMWCE-35-15-20 /G19949 | Standalone | DE0005548 | As per HSA registered indication(s)
Vascular | Vascular occlusion | Vascular coil | Vascular coil - Pushable | CINC | MReye Embolization Coil | IMWCE-38-5-8 /G42463 | Standalone | DE0005548 | As per HSA registered indication(s)
Vascular | Vascular occlusion | Vascular coil | Vascular coil - Pushable | CINC | MReye Embolization Coil | IMWCE-38-8-10 /G42475 | Standalone | DE0005548 | As per HSA registered indication(s)
Vascular | Vascular occlusion | Vascular coil | Vascular coil - Pushable | CINC | MReye Embolization Coil | IMWCE-38-15-30 /G52983 | Standalone | DE0005548 | As per HSA registered indication(s)
Vascular | Vascular occlusion | Vascular coil | Vascular coil - Pushable | CINC | MReye Embolization Coil | IMWCE-35-1-5 /G42404 | Standalone | DE0005548 | As per HSA registered indication(s)
Vascular | Vascular occlusion | Vascular coil | Vascular coil - Pushable | CINC | MReye Embolization Coil | IMWCE-35-1.5-5 /G19992 | Standalone | DE0005548 | As per HSA registered indication(s)
Vascular | Vascular occlusion | Vascular coil | Vascular coil - Pushable | CINC | MReye Embolization Coil | IMWCE-35-4-4 /G20098 | Standalone | DE0005548 | As per HSA registered indication(s)
Vascular | Vascular occlusion | Vascular coil | Vascular coil - Pushable | CINC | MReye Embolization Coil | IMWCE-35-5-12 /G20096 | Standalone | DE0005548 | As per HSA registered indication(s)
Vascular | Vascular occlusion | Vascular coil | Vascular coil - Pushable | CINC | MReye Embolization Coil | IMWCE-35-5-15 /G20149 | Standalone | DE0005548 | As per HSA registered indication(s)
Vascular | Vascular occlusion | Vascular coil | Vascular coil - Pushable | CINC | MReye Embolization Coil | IMWCE-35-5-3 /G42419 | Standalone | DE0005548 | As per HSA registered indication(s)
Vascular | Vascular occlusion | Vascular coil | Vascular coil - Pushable | CINC | MReye Embolization Coil | IMWCE-35-5-4 /G20322 | Standalone | DE0005548 | As per HSA registered indication(s)
Vascular | Vascular occlusion | Vascular coil | Vascular coil - Pushable | CINC | MReye Embolization Coil | IMWCE-35-5-6 /G20291 | Standalone | DE0005548 | As per HSA registered indication(s)
Vascular | Vascular occlusion | Vascular coil | Vascular coil - Pushable | CINC | MReye Embolization Coil | IMWCE-35-5-7 /G19907 | Standalone | DE0005548 | As per HSA registered indication(s)
Vascular | Vascular occlusion | Vascular coil | Vascular coil - Pushable | CINC | MReye Embolization Coil | IMWCE-35-8-10 /G20207 | Standalone | DE0005548 | As per HSA registered indication(s)
Vascular | Vascular occlusion | Vascular coil | Vascular coil - Pushable | CINC | MReye Embolization Coil | IMWCE-35-8-15 /G20326 | Standalone | DE0005548 | As per HSA registered indication(s)
Vascular | Vascular occlusion | Vascular coil | Vascular coil - Pushable | CINC | MReye Embolization Coil | IMWCE-35-8-5 /G19957 | Standalone | DE0005548 | As per HSA registered indication(s)
Vascular | Vascular occlusion | Vascular coil | Vascular coil - Pushable | CINC | MReye Embolization Coil | IMWCE-35-10-4 /G42436 | Standalone | DE0005548 | As per HSA registered indication(s)
Vascular | Vascular occlusion | Vascular coil | Vascular coil - Pushable | CINC | MReye Embolization Coil | IMWCE-35-10-6 /G42438 | Standalone | DE0005548 | As per HSA registered indication(s)
Vascular | Vascular occlusion | Vascular coil | Vascular coil - Pushable | CINC | MReye Embolization Coil | IMWCE-35-10-8 /G20452 | Standalone | DE0005548 | As per HSA registered indication(s)
Vascular | Vascular occlusion | Vascular coil | Vascular coil - Pushable | CINC | MReye Embolization Coil | IMWCE-35-10-12 /G20825 | Standalone | DE0005548 | As per HSA registered indication(s)
Vascular | Vascular occlusion | Vascular coil | Vascular coil - Pushable | CINC | MReye Embolization Coil | IMWCE-35-10-15 /G19942 | Standalone | DE0005548 | As per HSA registered indication(s)
Vascular | Vascular occlusion | Vascular coil | Vascular coil - Pushable | CINC | MReye Embolization Coil | IMWCE-35-12-5 /G47888 | Standalone | DE0005548 | As per HSA registered indication(s)
Vascular | Vascular occlusion | Vascular coil | Vascular coil - Pushable | CINC | MReye Embolization Coil | IMWCE-35-12-8 /G47889 | Standalone | DE0005548 | As per HSA registered indication(s)
Vascular | Vascular occlusion | Vascular coil | Vascular coil - Pushable | CINC | MReye Embolization Coil | IMWCE-35-14-5 /G47892 | Standalone | DE0005548 | As per HSA registered indication(s)
Vascular | Vascular occlusion | Vascular coil | Vascular coil - Pushable | CINC | MReye Embolization Coil | IMWCE-35-14-6 /G47893 | Standalone | DE0005548 | As per HSA registered indication(s)
Vascular | Vascular occlusion | Vascular coil | Vascular coil - Pushable | CINC | MReye Embolization Coil | IMWCE-35-15-5 /G42443 | Standalone | DE0005548 | As per HSA registered indication(s)
Vascular | Vascular occlusion | Vascular coil | Vascular coil - Pushable | CINC | MReye Embolization Coil | IMWCE-35-20-20 /G20151 | Standalone | DE0005548 | As per HSA registered indication(s)
Vascular | Vascular occlusion | Vascular coil | Vascular coil - Pushable | CINC | MReye Embolization Coil | IMWCE-38-2-8 /G47925 | Standalone | DE0005548 | As per HSA registered indication(s)
Vascular | Vascular occlusion | Vascular coil | Vascular coil - Pushable | CINC | MReye Embolization Coil | IMWCE-38-2.5-5 /G33398 | Standalone | DE0005548 | As per HSA registered indication(s)
Vascular | Vascular occlusion | Vascular coil | Vascular coil - Pushable | CINC | MReye Embolization Coil | IMWCE-38-4-3 /G42454 | Standalone | DE0005548 | As per HSA registered indication(s)
Vascular | Vascular occlusion | Vascular coil | Vascular coil - Pushable | CINC | MReye Embolization Coil | IMWCE-38-4-4 /G20013 | Standalone | DE0005548 | As per HSA registered indication(s)
Vascular | Vascular occlusion | Vascular coil | Vascular coil - Pushable | CINC | MReye Embolization Coil | IMWCE-38-4-7 /G47930 | Standalone | DE0005548 | As per HSA registered indication(s)
Vascular | Vascular occlusion | Vascular coil | Vascular coil - Pushable | CINC | MReye Embolization Coil | IMWCE-38-4-10 /G47928 | Standalone | DE0005548 | As per HSA registered indication(s)
Vascular | Vascular occlusion | Vascular coil | Vascular coil - Pushable | CINC | MReye Embolization Coil | IMWCE-38-4-12 /G47929 | Standalone | DE0005548 | As per HSA registered indication(s)
Vascular | Vascular occlusion | Vascular coil | Vascular coil - Pushable | CINC | MReye Embolization Coil | IMWCE-38-5-3 /G42458 | Standalone | DE0005548 | As per HSA registered indication(s)
Vascular | Vascular occlusion | Vascular coil | Vascular coil - Pushable | CINC | MReye Embolization Coil | IMWCE-38-5-5 /G42460 | Standalone | DE0005548 | As per HSA registered indication(s)
Vascular | Vascular occlusion | Vascular coil | Vascular coil - Pushable | CINC | MReye Embolization Coil | IMWCE-38-6-15 /G42471 | Standalone | DE0005548 | As per HSA registered indication(s)
Vascular | Vascular occlusion | Vascular coil | Vascular coil - Pushable | CINC | MReye Embolization Coil | IMWCE-38-12-5 /G47918 | Standalone | DE0005548 | As per HSA registered indication(s)
Vascular | Vascular occlusion | Vascular coil | Vascular coil - Pushable | CINC | MReye Embolization Coil | IMWCE-38-12-12 /G47916 | Standalone | DE0005548 | As per HSA registered indication(s)
Vascular | Vascular occlusion | Vascular coil | Vascular coil - Pushable | CINC | MReye Embolization Coil | IMWCE-38-13-8 /G47919 | Standalone | DE0005548 | As per HSA registered indication(s)
Vascular | Vascular occlusion | Vascular coil | Vascular coil - Pushable | CINC | MReye Embolization Coil | IMWCE-38-15-2 /G47920 | Standalone | DE0005548 | As per HSA registered indication(s)
Vascular | Vascular occlusion | Vascular coil | Vascular coil - Pushable | CINC | MReye Embolization Coil | IMWCE-38-16-45 /G52984 | Standalone | DE0005548 | As per HSA registered indication(s)
Vascular | Vascular occlusion | Vascular coil | Vascular coil - Pushable | CINC | MReye Embolization Coil | IMWCE-38-20-15 /G52981 | Standalone | DE0005548 | As per HSA registered indication(s)
Vascular | Vascular occlusion | Vascular coil | Vascular coil - Pushable | CINC | Nester Embolization Coil | MWCE-35-14-4-NESTER /G26993 | Standalone | DE0007922 | As per HSA registered indication(s)
Vascular | Vascular occlusion | Vascular coil | Vascular coil - Pushable | CINC | Nester Embolization Coil | MWCE-35-14-6-NESTER /G26994 | Standalone | DE0007922 | As per HSA registered indication(s)
Vascular | Vascular occlusion | Vascular coil | Vascular coil - Pushable | CINC | Nester Embolization Coil | MWCE-35-14-8-NESTER /G26995 | Standalone | DE0007922 | As per HSA registered indication(s)
Vascular | Vascular occlusion | Vascular coil | Vascular coil - Pushable | CINC | Nester Embolization Coil | MWCE-35-14-10-NESTER /G26991 | Standalone | DE0007922 | As per HSA registered indication(s)
Vascular | Vascular occlusion | Vascular coil | Vascular coil - Pushable | CINC | Nester Embolization Coil | MWCE-35-14-12-NESTER /G26992 | Standalone | DE0007922 | As per HSA registered indication(s)
Vascular | Vascular occlusion | Vascular coil | Vascular coil - Pushable | CINC | Nester Embolization Coil | MWCE-35-14-14-NESTER /G52751 | Standalone | DE0007922 | As per HSA registered indication(s)
Vascular | Vascular occlusion | Vascular coil | Vascular coil - Pushable | CINC | Nester Embolization Coil | MWCE-35-20-20-NESTER /G52756 | Standalone | DE0007922 | As per HSA registered indication(s)
Vascular | Vascular occlusion | Vascular coil | Vascular coil - Pushable | CINC | Nester Embolization Coil | MWCE-35-7-4-NESTER /G52742 | Standalone | DE0007922 | As per HSA registered indication(s)
Vascular | Vascular occlusion | Vascular coil | Vascular coil - Pushable | CINC | Nester Embolization Coil | MWCE-35-7-6-NESTER /G52743 | Standalone | DE0007922 | As per HSA registered indication(s)
Vascular | Vascular occlusion | Vascular coil | Vascular coil - Pushable | CINC | Nester Embolization Coil | MWCE-35-7-8-NESTER /G52744 | Standalone | DE0007922 | As per HSA registered indication(s)
Vascular | Vascular occlusion | Vascular coil | Vascular coil - Pushable | CINC | Nester Embolization Coil | MWCE-35-14-16-NESTER /G52752 | Standalone | DE0007922 | As per HSA registered indication(s)
Vascular | Vascular occlusion | Vascular coil | Vascular coil - Pushable | CINC | Nester Embolization Coil | MWCE-35-14-18-NESTER /G52753 | Standalone | DE0007922 | As per HSA registered indication(s)
Vascular | Vascular occlusion | Vascular coil | Vascular coil - Pushable | CINC | Nester Embolization Coil | MWCE-35-14-20-NESTER /G52754 | Standalone | DE0007922 | As per HSA registered indication(s)
Vascular | Vascular occlusion | Vascular coil | Vascular coil - Pushable | CINC | Nester Embolization Coil | MWCE-35-20-18-NESTER /G52755 | Standalone | DE0007922 | As per HSA registered indication(s)
Vascular | Vascular occlusion | Vascular coil | Vascular coil - Pushable | CINC | Nester Embolization Coil | MWCE-35-4-4-NESTER /G27960 | Standalone | DE0007922 | As per HSA registered indication(s)
Vascular | Vascular occlusion | Vascular coil | Vascular coil - Pushable | CINC | Nester Embolization Coil | MWCE-35-4-5-NESTER /G27961 | Standalone | DE0007922 | As per HSA registered indication(s)
Vascular | Vascular occlusion | Vascular coil | Vascular coil - Pushable | CINC | Nester Embolization Coil | MWCE-35-6-6-NESTER /G27962 | Standalone | DE0007922 | As per HSA registered indication(s)
Vascular | Vascular occlusion | Vascular coil | Vascular coil - Pushable | CINC | Nester Embolization Coil | MWCE-35-8-8-NESTER /G31456 | Standalone | DE0007922 | As per HSA registered indication(s)
Vascular | Vascular occlusion | Vascular coil | Vascular coil - Pushable | CINC | Nester Embolization Coil | MWCE-35-7-10-NESTER /G52745 | Standalone | DE0007922 | As per HSA registered indication(s)
Vascular | Vascular occlusion | Vascular coil | Vascular coil - Pushable | CINC | Nester Embolization Coil | MWCE-35-7-12-NESTER /G52746 | Standalone | DE0007922 | As per HSA registered indication(s)
Vascular | Vascular occlusion | Vascular coil | Vascular coil - Pushable | CINC | Nester Embolization Coil | MWCE-35-7-14-NESTER /G52747 | Standalone | DE0007922 | As per HSA registered indication(s)
Vascular | Vascular occlusion | Vascular coil | Vascular coil - Pushable | CINC | Nester Embolization Coil | MWCE-35-7-16-NESTER /G52748 | Standalone | DE0007922 | As per HSA registered indication(s)
Vascular | Vascular occlusion | Vascular coil | Vascular coil - Pushable | CINC | Nester Embolization Coil | MWCE-35-7-18-NESTER /G52749 | Standalone | DE0007922 | As per HSA registered indication(s)
Vascular | Vascular occlusion | Vascular coil | Vascular coil - Pushable | CINC | Nester Embolization Coil | MWCE-35-7-20-NESTER /G52750 | Standalone | DE0007922 | As per HSA registered indication(s)
Vascular | Vascular occlusion | Vascular coil | Vascular coil - Pushable | CINC | Nester Platinum Embolization Microcoil | MWCE-18-5-3-NESTER /G52734 | Standalone | DE0007924 | As per HSA registered indication(s)
Vascular | Vascular occlusion | Vascular coil | Vascular coil - Pushable | CINC | Nester Platinum Embolization Microcoil | MWCE-18-7-3-NESTER /G52736 | Standalone | DE0007924 | As per HSA registered indication(s)
Vascular | Vascular occlusion | Vascular coil | Vascular coil - Pushable | CINC | Nester Platinum Embolization Microcoil | MWCE-18-7-4-NESTER /G52737 | Standalone | DE0007924 | As per HSA registered indication(s)
Vascular | Vascular occlusion | Vascular coil | Vascular coil - Pushable | CINC | Nester Platinum Embolization Microcoil | MWCE-18-7-6-NESTER /G52738 | Standalone | DE0007924 | As per HSA registered indication(s)
Vascular | Vascular occlusion | Vascular coil | Vascular coil - Pushable | CINC | Nester Platinum Embolization Microcoil | MWCE-18-7-8-NESTER /G52739 | Standalone | DE0007924 | As per HSA registered indication(s)
Vascular | Vascular occlusion | Vascular coil | Vascular coil - Pushable | CINC | Nester Platinum Embolization Microcoil | MWCE-18-14-3-NESTER /G26987 | Standalone | DE0007924 | As per HSA registered indication(s)
Vascular | Vascular occlusion | Vascular coil | Vascular coil - Pushable | CINC | Nester Platinum Embolization Microcoil | MWCE-18-14-4-NESTER /G26988 | Standalone | DE0007924 | As per HSA registered indication(s)
Vascular | Vascular occlusion | Vascular coil | Vascular coil - Pushable | CINC | Nester Platinum Embolization Microcoil | MWCE-18-14-6-NESTER /G26989 | Standalone | DE0007924 | As per HSA registered indication(s)
Vascular | Vascular occlusion | Vascular coil | Vascular coil - Pushable | CINC | Nester Platinum Embolization Microcoil | MWCE-18-14-8-NESTER /G26990 | Standalone | DE0007924 | As per HSA registered indication(s)
Vascular | Vascular occlusion | Vascular coil | Vascular coil - Pushable | CINC | Nester Platinum Embolization Microcoil | MWCE-18-14-10-NESTER /G26986 | Standalone | DE0007924 | As per HSA registered indication(s)
Vascular | Vascular occlusion | Vascular coil | Vascular coil - Pushable | CINC | Nester Platinum Embolization Microcoil | MWCE-18-3-2-NESTER /G52731 | Standalone | DE0007924 | As per HSA registered indication(s)
Vascular | Vascular occlusion | Vascular coil | Vascular coil - Pushable | CINC | Nester Platinum Embolization Microcoil | MWCE-18-3-3-NESTER /G52732 | Standalone | DE0007924 | As per HSA registered indication(s)
Vascular | Vascular occlusion | Vascular coil | Vascular coil - Pushable | CINC | Nester Platinum Embolization Microcoil | MWCE-18-4-3-NESTER /G36267 | Standalone | DE0007924 | As per HSA registered indication(s)
Vascular | Vascular occlusion | Vascular coil | Vascular coil - Pushable | CINC | Nester Platinum Embolization Microcoil | MWCE-18-5-2-NESTER /G52733 | Standalone | DE0007924 | As per HSA registered indication(s)
Vascular | Vascular occlusion | Vascular coil | Vascular coil - Pushable | CINC | Nester Platinum Embolization Microcoil | MWCE-18-7-2-NESTER /G52735 | Standalone | DE0007924 | As per HSA registered indication(s)
Vascular | Vascular occlusion | Vascular coil | Vascular coil - Pushable | CINC | Nester Platinum Embolization Microcoil | MWCE-18-7-10-NESTER /G52741 | Standalone | DE0007924 | As per HSA registered indication(s)
Vascular | Vascular occlusion | Vascular coil | Vascular coil - Pushable | CINC | Tornado Embolization Coil | MWCE-35-4/3-TORNADO /G10414 | Standalone | DE0006436 | As per HSA registered indication(s)
Vascular | Vascular occlusion | Vascular coil | Vascular coil - Pushable | CINC | Tornado Embolization Coil | MWCE-35-5/3-TORNADO /G10415 | Standalone | DE0006436 | As per HSA registered indication(s)
Vascular | Vascular occlusion | Vascular coil | Vascular coil - Pushable | CINC | Tornado Embolization Coil | MWCE-35-6/3-TORNADO /G10416 | Standalone | DE0006436 | As per HSA registered indication(s)
Vascular | Vascular occlusion | Vascular coil | Vascular coil - Pushable | CINC | Tornado Embolization Coil | MWCE-35-7/3-TORNADO /G10417 | Standalone | DE0006436 | As per HSA registered indication(s)
Vascular | Vascular occlusion | Vascular coil | Vascular coil - Pushable | CINC | Tornado Embolization Coil | MWCE-35-8/4-TORNADO /G10411 | Standalone | DE0006436 | As per HSA registered indication(s)
Vascular | Vascular occlusion | Vascular coil | Vascular coil - Pushable | CINC | Tornado Embolization Coil | MWCE-35-8/5-TORNADO /G10412 | Standalone | DE0006436 | As per HSA registered indication(s)
Vascular | Vascular occlusion | Vascular coil | Vascular coil - Pushable | CINC | Tornado Embolization Coil | MWCE-35-10/3-TORNADO /G10418 | Standalone | DE0006436 | As per HSA registered indication(s)
Vascular | Vascular occlusion | Vascular coil | Vascular coil - Pushable | CINC | Tornado Embolization Coil | MWCE-35-10/4-TORNADO /G10428 | Standalone | DE0006436 | As per HSA registered indication(s)
Vascular | Vascular occlusion | Vascular coil | Vascular coil - Pushable | CINC | Tornado Embolization Coil | MWCE-35-10/5-TORNADO /G10413 | Standalone | DE0006436 | As per HSA registered indication(s)
Vascular | Vascular occlusion | Vascular coil | Vascular coil - Pushable | CINC | Tornado Platinum Embolization Microcoil | MWCE-18S-3/2-TORNADO /G08261 | Standalone | DE0006437 | As per HSA registered indication(s)
Vascular | Vascular occlusion | Vascular coil | Vascular coil - Pushable | CINC | Tornado Platinum Embolization Microcoil | MWCE-18S-4/3-TORNADO /G12924 | Standalone | DE0006437 | As per HSA registered indication(s)
Vascular | Vascular occlusion | Vascular coil | Vascular coil - Pushable | CINC | Tornado Platinum Embolization Microcoil | MWCE-18S-5/2-TORNADO /G08356 | Standalone | DE0006437 | As per HSA registered indication(s)
Vascular | Vascular occlusion | Vascular coil | Vascular coil - Pushable | CINC | Tornado Platinum Embolization Microcoil | MWCE-18S-6/2-TORNADO /G08259 | Standalone | DE0006437 | As per HSA registered indication(s)
Vascular | Vascular occlusion | Vascular coil | Vascular coil - Pushable | CINC | Tornado Platinum Embolization Microcoil | MWCE-18S-7/2-TORNADO /G09837 | Standalone | DE0006437 | As per HSA registered indication(s)
Vascular | Vascular occlusion | Vascular coil | Vascular coil - Pushable | CINC | Tornado Platinum Embolization Microcoil | MWCE-18S-8/4-TORNADO /G09215 | Standalone | DE0006437 | As per HSA registered indication(s)
Vascular | Vascular occlusion | Vascular coil | Vascular coil - Pushable | CINC | Tornado Platinum Embolization Microcoil | MWCE-18S-8/5-TORNADO /G08939 | Standalone | DE0006437 | As per HSA registered indication(s)
Vascular | Vascular occlusion | Vascular coil | Vascular coil - Pushable | CINC | Tornado Platinum Embolization Microcoil | MWCE-18S-10/4-TORNADO /G09217 | Standalone | DE0006437 | As per HSA registered indication(s)
Vascular | Vascular occlusion | Vascular coil | Vascular coil - Pushable | CINC | Tornado Platinum Embolization Microcoil | MWCE-18S-10/5-TORNADO /G09216 | Standalone | DE0006437 | As per HSA registered indication(s)
Vascular | Vascular occlusion | Vascular coil | Vascular coil - Pushable | CINC | Tornado Platinum Embolization Microcoil | MWCE-18S-2/3-TORNADO-LEF/G09944 | Standalone | DE0006437 | As per HSA registered indication(s)
Vascular | Vascular occlusion | Vascular coil | Vascular coil - Pushable | CINC | Tornado Platinum Embolization Microcoil | MWCE-18S-2/4-TORNADO-LEF/G09945 | Standalone | DE0006437 | As per HSA registered indication(s)
Vascular | Vascular occlusion | Vascular coil | Vascular coil - Pushable | CINC | Tornado Platinum Embolization Microcoil | MWCE-18S-2/3-TORNADO-LEF-081800/G13106 | Standalone | DE0006437 | As per HSA registered indication(s)
Vascular | Vascular occlusion | Vascular coil | Vascular coil - Pushable | CINC | Tornado Platinum Embolization Microcoil | MWCE-18S-2/4-TORNADO-LEF-081800/G13107 | Standalone | DE0006437 | As per HSA registered indication(s)
Vascular | Vascular occlusion | Vascular coil | Vascular coil - Pushable | CINC | Tornado Platinum Embolization Microcoil | MWCE-18S-2/5-TORNADO-LEF-081800/G13108 | Standalone | DE0006437 | As per HSA registered indication(s)
Vascular | Vascular occlusion | Vascular coil | Vascular coil - Pushable | CINC | Tornado Platinum Embolization Microcoil | MWCE-18S-2/6-TORNADO-LEF-081800/G13109 | Standalone | DE0006437 | As per HSA registered indication(s)
Vascular | Vascular occlusion | Vascular coil | Vascular coil - Pushable | CINC | Tornado Platinum Embolization Microcoil | MWCE-35-3/10-TORNADO-LEF/G10423 | Standalone | DE0006436 | As per HSA registered indication(s)
Vascular | Vascular occlusion | Vascular coil | Vascular coil - Pushable | CINC | Tornado Platinum Embolization Microcoil | MWCE-38-5/10-TORNADO-LEF/G11065 | Standalone | DE0006436 | As per HSA registered indication(s)
Vascular | Vascular occlusion | Vascular coil | Vascular coil - Pushable | CINC | Tornado Platinum Embolization Microcoil | MWCE-18S-4/2-TORNADO /G08357 | Standalone | DE0006437 | As per HSA registered indication(s)
Vascular | Vascular occlusion | Vascular coil | Vascular coil - Pushable | CINC | Tornado Platinum Embolization Microcoil | MWCE-18S-7/3-TORNADO /G09218 | Standalone | DE0006437 | As per HSA registered indication(s)
Vascular | Vascular occlusion | Vascular coil | Vascular coil - Detachable | BSC Corp Marlborough | Interlock18 Fibered IDC Occlusion System | M001361480 | Standalone | DE0009439 | As per HSA registered indication(s)
Vascular | Vascular occlusion | Vascular coil | Vascular coil - Detachable | BSC Corp Marlborough | Interlock18 Fibered IDC Occlusion System | M001361490 | Standalone | DE0009439 | As per HSA registered indication(s)
Vascular | Vascular occlusion | Vascular coil | Vascular coil - Detachable | BSC Corp Marlborough | Interlock18 Fibered IDC Occlusion System | M001361500 | Standalone | DE0009439 | As per HSA registered indication(s)
Vascular | Vascular occlusion | Vascular coil | Vascular coil - Detachable | BSC Corp Marlborough | Interlock18 Fibered IDC Occlusion System | M001361510 | Standalone | DE0009439 | As per HSA registered indication(s)
Vascular | Vascular occlusion | Vascular coil | Vascular coil - Detachable | BSC Corp Marlborough | Interlock18 Fibered IDC Occlusion System | M001361520 | Standalone | DE0009439 | As per HSA registered indication(s)
Vascular | Vascular occlusion | Vascular coil | Vascular coil - Detachable | BSC Corp Marlborough | Interlock18 Fibered IDC Occlusion System | M001361530 | Standalone | DE0009439 | As per HSA registered indication(s)
Vascular | Vascular occlusion | Vascular coil | Vascular coil - Detachable | BSC Corp Marlborough | Interlock18 Fibered IDC Occlusion System | M001361540 | Standalone | DE0009439 | As per HSA registered indication(s)
Vascular | Vascular occlusion | Vascular coil | Vascular coil - Detachable | BSC Corp Marlborough | Interlock18 Fibered IDC Occlusion System | M001361550 | Standalone | DE0009439 | As per HSA registered indication(s)
Vascular | Vascular occlusion | Vascular coil | Vascular coil - Detachable | BSC Corp Marlborough | Interlock18 Fibered IDC Occlusion System | M001361560 | Standalone | DE0009439 | As per HSA registered indication(s)
Vascular | Vascular occlusion | Vascular coil | Vascular coil - Detachable | BSC Corp Marlborough | Interlock18 Fibered IDC Occlusion System | M001361570 | Standalone | DE0009439 | As per HSA registered indication(s)
Vascular | Vascular occlusion | Vascular coil | Vascular coil - Detachable | BSC Corp Marlborough | Interlock18 Fibered IDC Occlusion System | M001361580 | Standalone | DE0009439 | As per HSA registered indication(s)
Vascular | Vascular occlusion | Vascular coil | Vascular coil - Detachable | BSC Corp Marlborough | Interlock18 Fibered IDC Occlusion System | M001361590 | Standalone | DE0009439 | As per HSA registered indication(s)
Vascular | Vascular occlusion | Vascular coil | Vascular coil - Detachable | BSC Corp Marlborough | Interlock18 Fibered IDC Occlusion System | M001361600 | Standalone | DE0009439 | As per HSA registered indication(s)
Vascular | Vascular occlusion | Vascular coil | Vascular coil - Detachable | BSC Corp Marlborough | Interlock18 Fibered IDC Occlusion System | M001361610 | Standalone | DE0009439 | As per HSA registered indication(s)
Vascular | Vascular occlusion | Vascular coil | Vascular coil - Detachable | BSC Corp Marlborough | Interlock18 Fibered IDC Occlusion System | M001361620 | Standalone | DE0009439 | As per HSA registered indication(s)
Vascular | Vascular occlusion | Vascular coil | Vascular coil - Detachable | BSC Corp Marlborough | Interlock18 Fibered IDC Occlusion System | M001361630 | Standalone | DE0009439 | As per HSA registered indication(s)
Vascular | Vascular occlusion | Vascular coil | Vascular coil - Detachable | BSC Corp Marlborough | Interlock18 Fibered IDC Occlusion System | M001361640 | Standalone | DE0009439 | As per HSA registered indication(s)
Vascular | Vascular occlusion | Vascular coil | Vascular coil - Detachable | BSC Corp Marlborough | Interlock18 Fibered IDC Occlusion System | M001361920 | Standalone | DE0009439 | As per HSA registered indication(s)
Vascular | Vascular occlusion | Vascular coil | Vascular coil - Detachable | BSC Corp Marlborough | Interlock18 Fibered IDC Occlusion System | M001361930 | Standalone | DE0009439 | As per HSA registered indication(s)
Vascular | Vascular occlusion | Vascular coil | Vascular coil - Detachable | BSC Corp Marlborough | Interlock18 Fibered IDC Occlusion System | M001361940 | Standalone | DE0009439 | As per HSA registered indication(s)
Vascular | Vascular occlusion | Vascular coil | Vascular coil - Detachable | BSC Corp Marlborough | Interlock18 Fibered IDC Occlusion System | M001361950 | Standalone | DE0009439 | As per HSA registered indication(s)
Vascular | Vascular occlusion | Vascular coil | Vascular coil - Detachable | BSC Corp Marlborough | Interlock18 Fibered IDC Occlusion System | M001361960 | Standalone | DE0009439 | As per HSA registered indication(s)
Vascular | Vascular occlusion | Vascular coil | Vascular coil - Detachable | BSC Corp Marlborough | Interlock35 Fibered IDC Occlusion System | M001363500 | Standalone | DE0008350 | As per HSA registered indication(s)
Vascular | Vascular occlusion | Vascular coil | Vascular coil - Detachable | BSC Corp Marlborough | Interlock35 Fibered IDC Occlusion System | M001363510 | Standalone | DE0008350 | As per HSA registered indication(s)
Vascular | Vascular occlusion | Vascular coil | Vascular coil - Detachable | BSC Corp Marlborough | Interlock35 Fibered IDC Occlusion System | M001363520 | Standalone | DE0008350 | As per HSA registered indication(s)
Vascular | Vascular occlusion | Vascular coil | Vascular coil - Detachable | BSC Corp Marlborough | Interlock35 Fibered IDC Occlusion System | M001363530 | Standalone | DE0008350 | As per HSA registered indication(s)
Vascular | Vascular occlusion | Vascular coil | Vascular coil - Detachable | BSC Corp Marlborough | Interlock35 Fibered IDC Occlusion System | M001363540 | Standalone | DE0008350 | As per HSA registered indication(s)
Vascular | Vascular occlusion | Vascular coil | Vascular coil - Detachable | BSC Corp Marlborough | Interlock35 Fibered IDC Occlusion System | M001363550 | Standalone | DE0008350 | As per HSA registered indication(s)
Vascular | Vascular occlusion | Vascular coil | Vascular coil - Detachable | BSC Corp Marlborough | Interlock35 Fibered IDC Occlusion System | M001363560 | Standalone | DE0008350 | As per HSA registered indication(s)
Vascular | Vascular occlusion | Vascular coil | Vascular coil - Detachable | BSC Corp Marlborough | Interlock35 Fibered IDC Occlusion System | M001363570 | Standalone | DE0008350 | As per HSA registered indication(s)
Vascular | Vascular occlusion | Vascular coil | Vascular coil - Detachable | BSC Corp Marlborough | Interlock35 Fibered IDC Occlusion System | M001363580 | Standalone | DE0008350 | As per HSA registered indication(s)
Vascular | Vascular occlusion | Vascular coil | Vascular coil - Detachable | BSC Corp Marlborough | Interlock35 Fibered IDC Occlusion System | M001363590 | Standalone | DE0008350 | As per HSA registered indication(s)
Vascular | Vascular occlusion | Vascular coil | Vascular coil - Detachable | BSC Corp Marlborough | Interlock35 Fibered IDC Occlusion System | M001363600 | Standalone | DE0008350 | As per HSA registered indication(s)
Vascular | Vascular occlusion | Vascular coil | Vascular coil - Detachable | BSC Corp Marlborough | Interlock35 Fibered IDC Occlusion System | M001363610 | Standalone | DE0008350 | As per HSA registered indication(s)
Vascular | Vascular occlusion | Vascular coil | Vascular coil - Detachable | BSC Corp Marlborough | Interlock35 Fibered IDC Occlusion System | M001363620 | Standalone | DE0008350 | As per HSA registered indication(s)
Vascular | Vascular occlusion | Vascular coil | Vascular coil - Detachable | BSC Corp Marlborough | Interlock35 Fibered IDC Occlusion System | M001363630 | Standalone | DE0008350 | As per HSA registered indication(s)
Vascular | Vascular occlusion | Vascular coil | Vascular coil - Detachable | BSC Corp Marlborough | Interlock35 Fibered IDC Occlusion System | M001363640 | Standalone | DE0008350 | As per HSA registered indication(s)
Vascular | Vascular occlusion | Vascular coil | Vascular coil - Detachable | BSC Corp Marlborough | Interlock35 Fibered IDC Occlusion System | M001363650 | Standalone | DE0008350 | As per HSA registered indication(s)
Vascular | Vascular occlusion | Vascular coil | Vascular coil - Detachable | BSC Corp Marlborough | Interlock35 Fibered IDC Occlusion System | M001363660 | Standalone | DE0008350 | As per HSA registered indication(s)
Vascular | Vascular occlusion | Vascular coil | Vascular coil - Detachable | BSC Corp Marlborough | Interlock35 Fibered IDC Occlusion System | M001363670 | Standalone | DE0008350 | As per HSA registered indication(s)
Vascular | Vascular occlusion | Vascular coil | Vascular coil - Detachable | BSC Corp Marlborough | Interlock35 Fibered IDC Occlusion System | M001363700 | Standalone | DE0008350 | As per HSA registered indication(s)
Vascular | Vascular occlusion | Vascular coil | Vascular coil - Detachable | BSC Corp Marlborough | Interlock35 Fibered IDC Occlusion System | M001363710 | Standalone | DE0008350 | As per HSA registered indication(s)
Vascular | Vascular occlusion | Vascular coil | Vascular coil - Detachable | BSC Corp Marlborough | Interlock35 Fibered IDC Occlusion System | M001363720 | Standalone | DE0008350 | As per HSA registered indication(s)
Vascular | Vascular occlusion | Vascular coil | Vascular coil - Detachable | BSC Corp Marlborough | Interlock35 Fibered IDC Occlusion System | M001363730 | Standalone | DE0008350 | As per HSA registered indication(s)
Vascular | Vascular occlusion | Vascular coil | Vascular coil - Detachable | BSC Corp Marlborough | Interlock35 Fibered IDC Occlusion System | M001363750 | Standalone | DE0008350 | As per HSA registered indication(s)
Vascular | Vascular occlusion | Vascular coil | Vascular coil - Detachable | BSC Corp Marlborough | Interlock35 Fibered IDC Occlusion System | M001363760 | Standalone | DE0008350 | As per HSA registered indication(s)
Vascular | Vascular occlusion | Vascular coil | Vascular coil - Detachable | BSC Corp Marlborough | Interlock35 Fibered IDC Occlusion System | M001363770 | Standalone | DE0008350 | As per HSA registered indication(s)
Vascular | Vascular occlusion | Vascular coil | Vascular coil - Detachable | BSC Corp Marlborough | Interlock35 Fibered IDC Occlusion System | M001363780 | Standalone | DE0008350 | As per HSA registered indication(s)
Vascular | Vascular occlusion | Vascular coil | Vascular coil - Detachable | BSC Corp Marlborough | Interlock35 Fibered IDC Occlusion System | M001363790 | Standalone | DE0008350 | As per HSA registered indication(s)
Vascular | Vascular occlusion | Vascular coil | Vascular coil - Detachable | BSC Corp Marlborough | Interlock35 Fibered IDC Occlusion System | M001363800 | Standalone | DE0008350 | As per HSA registered indication(s)
Vascular | Vascular occlusion | Vascular coil | Vascular coil - Detachable | BSC Corp Marlborough | Interlock35 Fibered IDC Occlusion System | M001363810 | Standalone | DE0008350 | As per HSA registered indication(s)
Vascular | Vascular occlusion | Vascular coil | Vascular coil - Detachable | BSC Corp Marlborough | Interlock35 Fibered IDC Occlusion System | M001363820 | Standalone | DE0008350 | As per HSA registered indication(s)
Vascular | Vascular occlusion | Vascular coil | Vascular coil - Detachable | BSC Corp Marlborough | Interlock35 Fibered IDC Occlusion System | M001363830 | Standalone | DE0008350 | As per HSA registered indication(s)
Vascular | Vascular occlusion | Vascular coil | Vascular coil - Detachable | BSC Corp Marlborough | Interlock35 Fibered IDC Occlusion System | M001363910 | Standalone | DE0008350 | As per HSA registered indication(s)
Vascular | Vascular occlusion | Vascular coil | Vascular coil - Detachable | BSC Corp Marlborough | Interlock35 Fibered IDC Occlusion System | M001363920 | Standalone | DE0008350 | As per HSA registered indication(s)
Vascular | Vascular occlusion | Vascular coil | Vascular coil - Detachable | BSC Corp Marlborough | Interlock35 Fibered IDC Occlusion System | M001363930 | Standalone | DE0008350 | As per HSA registered indication(s)
Vascular | Vascular occlusion | Vascular coil | Vascular coil - Detachable | BSC Corp Marlborough | Interlock35 Fibered IDC Occlusion System | M001363940 | Standalone | DE0008350 | As per HSA registered indication(s)
Vascular | Vascular occlusion | Vascular coil | Vascular coil - Detachable | BSC Corp Marlborough | Interlock35 Fibered IDC Occlusion System | M001363950 | Standalone | DE0008350 | As per HSA registered indication(s)
Vascular | Vascular occlusion | Vascular coil | Vascular coil - Detachable | Medos International SARL | Medos DELTAXSFT Microcoil Delivery System | DLX100151 | Standalone | DE0504595 | As per HSA registered indication(s)
Vascular | Vascular occlusion | Vascular coil | Vascular coil - Detachable | Medos International SARL | Medos DELTAXSFT Microcoil Delivery System | DLX100152 | Standalone | DE0504595 | As per HSA registered indication(s)
Vascular | Vascular occlusion | Vascular coil | Vascular coil - Detachable | Medos International SARL | Medos DELTAXSFT Microcoil Delivery System | DLX100153 | Standalone | DE0504595 | As per HSA registered indication(s)
Vascular | Vascular occlusion | Vascular coil | Vascular coil - Detachable | Medos International SARL | Medos DELTAXSFT Microcoil Delivery System | DLX100201 | Standalone | DE0504595 | As per HSA registered indication(s)
Vascular | Vascular occlusion | Vascular coil | Vascular coil - Detachable | Medos International SARL | Medos DELTAXSFT Microcoil Delivery System | DLX100202 | Standalone | DE0504595 | As per HSA registered indication(s)
Vascular | Vascular occlusion | Vascular coil | Vascular coil - Detachable | Medos International SARL | Medos DELTAXSFT Microcoil Delivery System | DLX100203 | Standalone | DE0504595 | As per HSA registered indication(s)
Vascular | Vascular occlusion | Vascular coil | Vascular coil - Detachable | Medos International SARL | Medos DELTAXSFT Microcoil Delivery System | DLX100204 | Standalone | DE0504595 | As per HSA registered indication(s)
Vascular | Vascular occlusion | Vascular coil | Vascular coil - Detachable | Medos International SARL | Medos DELTAXSFT Microcoil Delivery System | DLX100206 | Standalone | DE0504595 | As per HSA registered indication(s)
Vascular | Vascular occlusion | Vascular coil | Vascular coil - Detachable | Medos International SARL | Medos DELTAXSFT Microcoil Delivery System | DLX100254 | Standalone | DE0504595 | As per HSA registered indication(s)
Vascular | Vascular occlusion | Vascular coil | Vascular coil - Detachable | Medos International SARL | Medos DELTAXSFT Microcoil Delivery System | DLX100256 | Standalone | DE0504595 | As per HSA registered indication(s)
Vascular | Vascular occlusion | Vascular coil | Vascular coil - Detachable | Medos International SARL | Medos DELTAXSFT Microcoil Delivery System | DLX100304 | Standalone | DE0504595 | As per HSA registered indication(s)
Vascular | Vascular occlusion | Vascular coil | Vascular coil - Detachable | Medos International SARL | Medos DELTAXSFT Microcoil Delivery System | DLX100306 | Standalone | DE0504595 | As per HSA registered indication(s)
Vascular | Vascular occlusion | Vascular coil | Vascular coil - Detachable | Medos International SARL | Medos DELTAXSFT Microcoil Delivery System | DLX100406 | Standalone | DE0504595 | As per HSA registered indication(s)
Vascular | Vascular occlusion | Vascular coil | Vascular coil - Detachable | Medos International SARL | Medos DELTAXSFT Microcoil Delivery System | DLX100408 | Standalone | DE0504595 | As per HSA registered indication(s)
Vascular | Vascular occlusion | Vascular coil | Vascular coil - Detachable | Medos International SARL | Medos DELTAFILL Microcoil Delivery System | DLF100154 | Standalone | DE0504596 | As per HSA registered indication(s)
Vascular | Vascular occlusion | Vascular coil | Vascular coil - Detachable | Medos International SARL | Medos DELTAFILL Microcoil Delivery System | DLF100208 | Standalone | DE0504596 | As per HSA registered indication(s)
Vascular | Vascular occlusion | Vascular coil | Vascular coil - Detachable | Medos International SARL | Medos DELTAFILL Microcoil Delivery System | DLF100250 | Standalone | DE0504596 | As per HSA registered indication(s)
Vascular | Vascular occlusion | Vascular coil | Vascular coil - Detachable | Medos International SARL | Medos DELTAFILL Microcoil Delivery System | DLF100258 | Standalone | DE0504596 | As per HSA registered indication(s)
Vascular | Vascular occlusion | Vascular coil | Vascular coil - Detachable | Medos International SARL | Medos DELTAFILL Microcoil Delivery System | DLF100308 | Standalone | DE0504596 | As per HSA registered indication(s)
Vascular | Vascular occlusion | Vascular coil | Vascular coil - Detachable | Medos International SARL | Medos DELTAFILL Microcoil Delivery System | DLF100310 | Standalone | DE0504596 | As per HSA registered indication(s)
Vascular | Vascular occlusion | Vascular coil | Vascular coil - Detachable | Medos International SARL | Medos DELTAFILL Microcoil Delivery System | DLF100408 | Standalone | DE0504596 | As per HSA registered indication(s)
Vascular | Vascular occlusion | Vascular coil | Vascular coil - Detachable | Medos International SARL | Medos DELTAFILL Microcoil Delivery System | DLF100410 | Standalone | DE0504596 | As per HSA registered indication(s)
Vascular | Vascular occlusion | Vascular coil | Vascular coil - Detachable | Medos International SARL | Medos DELTAFILL Microcoil Delivery System | DLF100510 | Standalone | DE0504596 | As per HSA registered indication(s)
Vascular | Vascular occlusion | Vascular coil | Vascular coil - Detachable | Medos International SARL | Medos DELTAFILL Microcoil Delivery System | DLF100515 | Standalone | DE0504596 | As per HSA registered indication(s)
Vascular | Vascular occlusion | Vascular coil | Vascular coil - Detachable | Medos International SARL | Medos DELTAFILL Microcoil Delivery System | DLF100612 | Standalone | DE0504596 | As per HSA registered indication(s)
Vascular | Vascular occlusion | Vascular coil | Vascular coil - Detachable | Medos International SARL | Medos DELTAFILL Microcoil Delivery System | DLF100616 | Standalone | DE0504596 | As per HSA registered indication(s)
Vascular | Vascular occlusion | Vascular coil | Vascular coil - Detachable | Medos International SARL | Medos DELTAFILL Microcoil Delivery System | DLF100716 | Standalone | DE0504596 | As per HSA registered indication(s)
Vascular | Vascular occlusion | Vascular coil | Vascular coil - Detachable | Medos International SARL | Medos DELTAFILL Microcoil Delivery System | DLF100720 | Standalone | DE0504596 | As per HSA registered indication(s)
Vascular | Vascular occlusion | Vascular coil | Vascular coil - Detachable | Medos International SARL | Medos DELTAFILL Microcoil Delivery System | DLF100820 | Standalone | DE0504596 | As per HSA registered indication(s)
Vascular | Vascular occlusion | Vascular coil | Vascular coil - Detachable | Medos International SARL | Medos DELTAFILL Microcoil Delivery System | DLF100925 | Standalone | DE0504596 | As per HSA registered indication(s)
Vascular | Vascular occlusion | Vascular coil | Vascular coil - Detachable | Medos International SARL | Medos DELTAFILL Microcoil Delivery System | DLF180312 | Standalone | DE0504596 | As per HSA registered indication(s)
Vascular | Vascular occlusion | Vascular coil | Vascular coil - Detachable | Medos International SARL | Medos DELTAFILL Microcoil Delivery System | DLF180415 | Standalone | DE0504596 | As per HSA registered indication(s)
Vascular | Vascular occlusion | Vascular coil | Vascular coil - Detachable | Medos International SARL | Medos DELTAFILL Microcoil Delivery System | DLF180520 | Standalone | DE0504596 | As per HSA registered indication(s)
Vascular | Vascular occlusion | Vascular coil | Vascular coil - Detachable | Medos International SARL | Medos DELTAFILL Microcoil Delivery System | DLF180625 | Standalone | DE0504596 | As per HSA registered indication(s)
Vascular | Vascular occlusion | Vascular coil | Vascular coil - Detachable | Medos International SARL | Medos DELTAFILL Microcoil Delivery System | DLF180733 | Standalone | DE0504596 | As per HSA registered indication(s)
Vascular | Vascular occlusion | Vascular coil | Vascular coil - Detachable | Medos International SARL | Medos DELTAFILL Microcoil Delivery System | DLF180835 | Standalone | DE0504596 | As per HSA registered indication(s)
Vascular | Vascular occlusion | Vascular coil | Vascular coil - Detachable | Medos International SARL | Medos DELTAFILL Microcoil Delivery System | DLF180935 | Standalone | DE0504596 | As per HSA registered indication(s)
Vascular | Vascular occlusion | Vascular coil | Vascular coil - Detachable | Medos International SARL | Medos DELTAFILL Microcoil Delivery System | DLF181040 | Standalone | DE0504596 | As per HSA registered indication(s)
Vascular | Vascular occlusion | Vascular coil | Vascular coil - Detachable | Medos International SARL | Medos DELTAFILL Microcoil Delivery System | DLF181242 | Standalone | DE0504596 | As per HSA registered indication(s)
Vascular | Vascular occlusion | Vascular coil | Vascular coil - Detachable | Medos International SARL | Medos DELTAFILL Microcoil Delivery System | DLF181445 | Standalone | DE0504596 | As per HSA registered indication(s)
Vascular | Vascular occlusion | Vascular coil | Vascular coil - Detachable | Medos International SARL | Medos DELTAFILL Microcoil Delivery System | DLF181650 | Standalone | DE0504596 | As per HSA registered indication(s)
Vascular | Vascular occlusion | Vascular coil | Vascular coil - Detachable | Medos International SARL | Medos DELTAFILL Microcoil Delivery System | DLF181855 | Standalone | DE0504596 | As per HSA registered indication(s)
Vascular | Vascular occlusion | Vascular coil | Vascular coil - Detachable | Medos International SARL | Medos DELTAFILL Microcoil Delivery System | DLF182060 | Standalone | DE0504596 | As per HSA registered indication(s)
Vascular | Vascular occlusion | Vascular coil | Vascular coil - Detachable | Medos International SARL | Medos DELTAFILL Microcoil Delivery System | DLF182260 | Standalone | DE0504596 | As per HSA registered indication(s)
Vascular | Vascular occlusion | Vascular coil | Vascular coil - Detachable | Medos International SARL | Medos DELTAFILL Microcoil Delivery System | DLF182460 | Standalone | DE0504596 | As per HSA registered indication(s)
Vascular | Vascular occlusion | Vascular coil | Vascular coil - Detachable | Medos International SARL | Medos MICRUSFRAME Microcoil Delivery System | MFR100253 | Standalone | DE0504594 | As per HSA registered indication(s)
Vascular | Vascular occlusion | Vascular coil | Vascular coil - Detachable | Medos International SARL | Medos MICRUSFRAME Microcoil Delivery System | MFR100305 | Standalone | DE0504594 | As per HSA registered indication(s)
Vascular | Vascular occlusion | Vascular coil | Vascular coil - Detachable | Medos International SARL | Medos MICRUSFRAME Microcoil Delivery System | MFR100356 | Standalone | DE0504594 | As per HSA registered indication(s)
Vascular | Vascular occlusion | Vascular coil | Vascular coil - Detachable | Medos International SARL | Medos MICRUSFRAME Microcoil Delivery System | MFR100407 | Standalone | DE0504594 | As per HSA registered indication(s)
Vascular | Vascular occlusion | Vascular coil | Vascular coil - Detachable | Medos International SARL | Medos MICRUSFRAME Microcoil Delivery System | MFR100412 | Standalone | DE0504594 | As per HSA registered indication(s)
Vascular | Vascular occlusion | Vascular coil | Vascular coil - Detachable | Medos International SARL | Medos MICRUSFRAME Microcoil Delivery System | MFR100509 | Standalone | DE0504594 | As per HSA registered indication(s)
Vascular | Vascular occlusion | Vascular coil | Vascular coil - Detachable | Medos International SARL | Medos MICRUSFRAME Microcoil Delivery System | MFR100517 | Standalone | DE0504594 | As per HSA registered indication(s)
Vascular | Vascular occlusion | Vascular coil | Vascular coil - Detachable | Medos International SARL | Medos MICRUSFRAME Microcoil Delivery System | MFR100611 | Standalone | DE0504594 | As per HSA registered indication(s)
Vascular | Vascular occlusion | Vascular coil | Vascular coil - Detachable | Medos International SARL | Medos MICRUSFRAME Microcoil Delivery System | MFR100626 | Standalone | DE0504594 | As per HSA registered indication(s)
Vascular | Vascular occlusion | Vascular coil | Vascular coil - Detachable | Medos International SARL | Medos MICRUSFRAME Microcoil Delivery System | MFR100713 | Standalone | DE0504594 | As per HSA registered indication(s)
Vascular | Vascular occlusion | Vascular coil | Vascular coil - Detachable | Medos International SARL | Medos MICRUSFRAME Microcoil Delivery System | MFR100730 | Standalone | DE0504594 | As per HSA registered indication(s)
Vascular | Vascular occlusion | Vascular coil | Vascular coil - Detachable | Medos International SARL | Medos MICRUSFRAME Microcoil Delivery System | MFR100816 | Standalone | DE0504594 | As per HSA registered indication(s)
Vascular | Vascular occlusion | Vascular coil | Vascular coil - Detachable | Medos International SARL | Medos MICRUSFRAME Microcoil Delivery System | MFR100829 | Standalone | DE0504594 | As per HSA registered indication(s)
Vascular | Vascular occlusion | Vascular coil | Vascular coil - Detachable | Medos International SARL | Medos MICRUSFRAME Microcoil Delivery System | MFR140225 | Standalone | DE0504594 | As per HSA registered indication(s)
Vascular | Vascular occlusion | Vascular coil | Vascular coil - Detachable | Medos International SARL | Medos MICRUSFRAME Microcoil Delivery System | MFR140303 | Standalone | DE0504594 | As per HSA registered indication(s)
Vascular | Vascular occlusion | Vascular coil | Vascular coil - Detachable | Medos International SARL | Medos MICRUSFRAME Microcoil Delivery System | MFR140304 | Standalone | DE0504594 | As per HSA registered indication(s)
Vascular | Vascular occlusion | Vascular coil | Vascular coil - Detachable | Medos International SARL | Medos MICRUSFRAME Microcoil Delivery System | MFR140306 | Standalone | DE0504594 | As per HSA registered indication(s)
Vascular | Vascular occlusion | Vascular coil | Vascular coil - Detachable | Medos International SARL | Medos MICRUSFRAME Microcoil Delivery System | MFR140406 | Standalone | DE0504594 | As per HSA registered indication(s)
Vascular | Vascular occlusion | Vascular coil | Vascular coil - Detachable | Medos International SARL | Medos MICRUSFRAME Microcoil Delivery System | MFR140408 | Standalone | DE0504594 | As per HSA registered indication(s)
Vascular | Vascular occlusion | Vascular coil | Vascular coil - Detachable | Medos International SARL | Medos MICRUSFRAME Microcoil Delivery System | MFR140445 | Standalone | DE0504594 | As per HSA registered indication(s)
Vascular | Vascular occlusion | Vascular coil | Vascular coil - Detachable | Medos International SARL | Medos MICRUSFRAME Microcoil Delivery System | MFR140507 | Standalone | DE0504594 | As per HSA registered indication(s)
Vascular | Vascular occlusion | Vascular coil | Vascular coil - Detachable | Medos International SARL | Medos MICRUSFRAME Microcoil Delivery System | MFR140512 | Standalone | DE0504594 | As per HSA registered indication(s)
Vascular | Vascular occlusion | Vascular coil | Vascular coil - Detachable | Medos International SARL | Medos MICRUSFRAME Microcoil Delivery System | MFR140609 | Standalone | DE0504594 | As per HSA registered indication(s)
Vascular | Vascular occlusion | Vascular coil | Vascular coil - Detachable | Medos International SARL | Medos MICRUSFRAME Microcoil Delivery System | MFR140615 | Standalone | DE0504594 | As per HSA registered indication(s)
Vascular | Vascular occlusion | Vascular coil | Vascular coil - Detachable | Medos International SARL | Medos MICRUSFRAME Microcoil Delivery System | MFR140711 | Standalone | DE0504594 | As per HSA registered indication(s)
Vascular | Vascular occlusion | Vascular coil | Vascular coil - Detachable | Medos International SARL | Medos MICRUSFRAME Microcoil Delivery System | MFR140717 | Standalone | DE0504594 | As per HSA registered indication(s)
Vascular | Vascular occlusion | Vascular coil | Vascular coil - Detachable | Medos International SARL | Medos MICRUSFRAME Microcoil Delivery System | MFR140812 | Standalone | DE0504594 | As per HSA registered indication(s)
Vascular | Vascular occlusion | Vascular coil | Vascular coil - Detachable | Medos International SARL | Medos MICRUSFRAME Microcoil Delivery System | MFR140820 | Standalone | DE0504594 | As per HSA registered indication(s)
Vascular | Vascular occlusion | Vascular coil | Vascular coil - Detachable | Medos International SARL | Medos MICRUSFRAME Microcoil Delivery System | MFR140914 | Standalone | DE0504594 | As per HSA registered indication(s)
Vascular | Vascular occlusion | Vascular coil | Vascular coil - Detachable | Medos International SARL | Medos MICRUSFRAME Microcoil Delivery System | MFR140922 | Standalone | DE0504594 | As per HSA registered indication(s)
Vascular | Vascular occlusion | Vascular coil | Vascular coil - Detachable | Medos International SARL | Medos MICRUSFRAME Microcoil Delivery System | MFR141016 | Standalone | DE0504594 | As per HSA registered indication(s)
Vascular | Vascular occlusion | Vascular coil | Vascular coil - Detachable | Medos International SARL | Medos MICRUSFRAME Microcoil Delivery System | MFR141025 | Standalone | DE0504594 | As per HSA registered indication(s)
Vascular | Vascular occlusion | Vascular coil | Vascular coil - Detachable | Medos International SARL | Medos MICRUSFRAME Microcoil Delivery System | MFR141118 | Standalone | DE0504594 | As per HSA registered indication(s)
Vascular | Vascular occlusion | Vascular coil | Vascular coil - Detachable | Medos International SARL | Medos MICRUSFRAME Microcoil Delivery System | MFR141127 | Standalone | DE0504594 | As per HSA registered indication(s)
Vascular | Vascular occlusion | Vascular coil | Vascular coil - Detachable | Medos International SARL | Medos MICRUSFRAME Microcoil Delivery System | MFR141219 | Standalone | DE0504594 | As per HSA registered indication(s)
Vascular | Vascular occlusion | Vascular coil | Vascular coil - Detachable | Medos International SARL | Medos MICRUSFRAME Microcoil Delivery System | MFR141230 | Standalone | DE0504594 | As per HSA registered indication(s)
Vascular | Vascular occlusion | Vascular coil | Vascular coil - Detachable | Medos International SARL | Medos MICRUSFRAME Microcoil Delivery System | MFR180510 | Standalone | DE0504594 | As per HSA registered indication(s)
Vascular | Vascular occlusion | Vascular coil | Vascular coil - Detachable | Medos International SARL | Medos MICRUSFRAME Microcoil Delivery System | MFR180612 | Standalone | DE0504594 | As per HSA registered indication(s)
Vascular | Vascular occlusion | Vascular coil | Vascular coil - Detachable | Medos International SARL | Medos MICRUSFRAME Microcoil Delivery System | MFR180714 | Standalone | DE0504594 | As per HSA registered indication(s)
Vascular | Vascular occlusion | Vascular coil | Vascular coil - Detachable | Medos International SARL | Medos MICRUSFRAME Microcoil Delivery System | MFR180813 | Standalone | DE0504594 | As per HSA registered indication(s)
Vascular | Vascular occlusion | Vascular coil | Vascular coil - Detachable | Medos International SARL | Medos MICRUSFRAME Microcoil Delivery System | MFR180830 | Standalone | DE0504594 | As per HSA registered indication(s)
Vascular | Vascular occlusion | Vascular coil | Vascular coil - Detachable | Medos International SARL | Medos MICRUSFRAME Microcoil Delivery System | MFR180915 | Standalone | DE0504594 | As per HSA registered indication(s)
Vascular | Vascular occlusion | Vascular coil | Vascular coil - Detachable | Medos International SARL | Medos MICRUSFRAME Microcoil Delivery System | MFR180933 | Standalone | DE0504594 | As per HSA registered indication(s)
Vascular | Vascular occlusion | Vascular coil | Vascular coil - Detachable | Medos International SARL | Medos MICRUSFRAME Microcoil Delivery System | MFR181017 | Standalone | DE0504594 | As per HSA registered indication(s)
Vascular | Vascular occlusion | Vascular coil | Vascular coil - Detachable | Medos International SARL | Medos MICRUSFRAME Microcoil Delivery System | MFR181034 | Standalone | DE0504594 | As per HSA registered indication(s)
Vascular | Vascular occlusion | Vascular coil | Vascular coil - Detachable | Medos International SARL | Medos MICRUSFRAME Microcoil Delivery System | MFR181118 | Standalone | DE0504594 | As per HSA registered indication(s)
Vascular | Vascular occlusion | Vascular coil | Vascular coil - Detachable | Medos International SARL | Medos MICRUSFRAME Microcoil Delivery System | MFR181137 | Standalone | DE0504594 | As per HSA registered indication(s)
Vascular | Vascular occlusion | Vascular coil | Vascular coil - Detachable | Medos International SARL | Medos MICRUSFRAME Microcoil Delivery System | MFR181220 | Standalone | DE0504594 | As per HSA registered indication(s)
Vascular | Vascular occlusion | Vascular coil | Vascular coil - Detachable | Medos International SARL | Medos MICRUSFRAME Microcoil Delivery System | MFR181240 | Standalone | DE0504594 | As per HSA registered indication(s)
Vascular | Vascular occlusion | Vascular coil | Vascular coil - Detachable | Medos International SARL | Medos MICRUSFRAME Microcoil Delivery System | MFR181343 | Standalone | DE0504594 | As per HSA registered indication(s)
Vascular | Vascular occlusion | Vascular coil | Vascular coil - Detachable | Medos International SARL | Medos MICRUSFRAME Microcoil Delivery System | MFR181447 | Standalone | DE0504594 | As per HSA registered indication(s)
Vascular | Vascular occlusion | Vascular coil | Vascular coil - Detachable | Medos International SARL | Medos MICRUSFRAME Microcoil Delivery System | MFR181550 | Standalone | DE0504594 | As per HSA registered indication(s)
Vascular | Vascular occlusion | Vascular coil | Vascular coil - Detachable | Medos International SARL | Medos MICRUSFRAME Microcoil Delivery System | MFR181647 | Standalone | DE0504594 | As per HSA registered indication(s)
Vascular | Vascular occlusion | Vascular coil | Vascular coil - Detachable | Medos International SARL | Medos MICRUSFRAME Microcoil Delivery System | MFR181750 | Standalone | DE0504594 | As per HSA registered indication(s)
Vascular | Vascular occlusion | Vascular coil | Vascular coil - Detachable | Medos International SARL | Medos MICRUSFRAME Microcoil Delivery System | MFR181846 | Standalone | DE0504594 | As per HSA registered indication(s)
Vascular | Vascular occlusion | Vascular coil | Vascular coil - Detachable | Medos International SARL | Medos MICRUSFRAME Microcoil Delivery System | MFR181950 | Standalone | DE0504594 | As per HSA registered indication(s)
Vascular | Vascular occlusion | Vascular coil | Vascular coil - Detachable | Medos International SARL | Medos MICRUSFRAME Microcoil Delivery System | MFR182050 | Standalone | DE0504594 | As per HSA registered indication(s)
Vascular | Vascular occlusion | Vascular coil | Vascular coil - Detachable | Medos International SARL | Medos MICRUSFRAME Microcoil Delivery System | MFR100202 | Standalone | DE0504594 | As per HSA registered indication(s)
Vascular | Vascular occlusion | Vascular coil | Vascular coil - Detachable | Microvention | HYPERSOFT 1.5MM x 1CM | 100151HS-V | Standalone | DE0004090 | As per HSA registered indication(s)
Vascular | Vascular occlusion | Vascular coil | Vascular coil - Detachable | Microvention | HYPERSOFT 1.5MM x 2CM | 100152HS-V | Standalone | DE0004090 | As per HSA registered indication(s)
Vascular | Vascular occlusion | Vascular coil | Vascular coil - Detachable | Microvention | HYPERSOFT 1.5MM x 3CM | 100153HS-V | Standalone | DE0004090 | As per HSA registered indication(s)
Vascular | Vascular occlusion | Vascular coil | Vascular coil - Detachable | Microvention | HYPERSOFT 1.5MM x 4CM | 100154HS-V | Standalone | DE0004090 | As per HSA registered indication(s)
Vascular | Vascular occlusion | Vascular coil | Vascular coil - Detachable | Microvention | HYPERSOFT 2MM x 1CM | 100201HS-V | Standalone | DE0004090 | As per HSA registered indication(s)
Vascular | Vascular occlusion | Vascular coil | Vascular coil - Detachable | Microvention | HYPERSOFT 2MM x 2CM | 100202HS-V | Standalone | DE0004090 | As per HSA registered indication(s)
Vascular | Vascular occlusion | Vascular coil | Vascular coil - Detachable | Microvention | HYPERSOFT 2MM x 3CM | 100203HS-V | Standalone | DE0004090 | As per HSA registered indication(s)
Vascular | Vascular occlusion | Vascular coil | Vascular coil - Detachable | Microvention | HYPERSOFT 2MM x 4CM | 100204HS-V | Standalone | DE0004090 | As per HSA registered indication(s)
Vascular | Vascular occlusion | Vascular coil | Vascular coil - Detachable | Microvention | HYPERSOFT 2MM x 6CM | 100206HS-V | Standalone | DE0004090 | As per HSA registered indication(s)
Vascular | Vascular occlusion | Vascular coil | Vascular coil - Detachable | Microvention | HYPERSOFT 2.5MM x 4CM | 100254HS-V | Standalone | DE0004090 | As per HSA registered indication(s)
Vascular | Vascular occlusion | Vascular coil | Vascular coil - Detachable | Microvention | HYPERSOFT 2.5MM x 6CM | 100256HS-V | Standalone | DE0004090 | As per HSA registered indication(s)
Vascular | Vascular occlusion | Vascular coil | Vascular coil - Detachable | Microvention | HYPERSOFT 3MM x 4CM | 100304HS-V | Standalone | DE0004090 | As per HSA registered indication(s)
Vascular | Vascular occlusion | Vascular coil | Vascular coil - Detachable | Microvention | HYPERSOFT 3MM x 6CM | 100306HS-V | Standalone | DE0004090 | As per HSA registered indication(s)
Vascular | Vascular occlusion | Vascular coil | Vascular coil - Detachable | Microvention | HYPERSOFT 3MM x 8CM | 100308HS-V | Standalone | DE0004090 | As per HSA registered indication(s)
Vascular | Vascular occlusion | Vascular coil | Vascular coil - Detachable | Microvention | HYPERSOFT 4MM x 6CM | 100406HS-V | Standalone | DE0004090 | As per HSA registered indication(s)
Vascular | Vascular occlusion | Vascular coil | Vascular coil - Detachable | Microvention | HYPERSOFT 4MM x 8CM | 100408HS-V | Standalone | DE0004090 | As per HSA registered indication(s)
Vascular | Vascular occlusion | Vascular coil | Vascular coil - Detachable | Microvention | HYPERSOFT 5MM x 6CM | 100506HS-V | Standalone | DE0004090 | As per HSA registered indication(s)
Vascular | Vascular occlusion | Vascular coil | Vascular coil - Detachable | Microvention | HYPERSOFT 5MM x 8CM | 100508HS-V | Standalone | DE0004090 | As per HSA registered indication(s)
Vascular | Vascular occlusion | Vascular coil | Vascular coil - Detachable | Microvention | HYPERSOFT 6MM x 8CM | 100608HS-V | Standalone | DE0004090 | As per HSA registered indication(s)
Vascular | Vascular occlusion | Vascular coil | Vascular coil - Detachable | Microvention | HYPERSOFT 3D 1MM x 2CM | 100102HS3D-V | Standalone | DE0004090 | As per HSA registered indication(s)
Vascular | Vascular occlusion | Vascular coil | Vascular coil - Detachable | Microvention | HYPERSOFT 3D 1MM x 3CM | 100103HS3D-V | Standalone | DE0004090 | As per HSA registered indication(s)
Vascular | Vascular occlusion | Vascular coil | Vascular coil - Detachable | Microvention | HYPERSOFT 3D 1.5MM x 2CM | 100152HS3D-V | Standalone | DE0004090 | As per HSA registered indication(s)
Vascular | Vascular occlusion | Vascular coil | Vascular coil - Detachable | Microvention | HYPERSOFT 3D 1.5MM x 3CM | 100153HS3D-V | Standalone | DE0004090 | As per HSA registered indication(s)
Vascular | Vascular occlusion | Vascular coil | Vascular coil - Detachable | Microvention | HYPERSOFT 3D 1.5MM x 4CM | 100154HS3D-V | Standalone | DE0004090 | As per HSA registered indication(s)
Vascular | Vascular occlusion | Vascular coil | Vascular coil - Detachable | Microvention | HYPERSOFT 3D 2MM x 2CM | 100202HS3D-V | Standalone | DE0004090 | As per HSA registered indication(s)
Vascular | Vascular occlusion | Vascular coil | Vascular coil - Detachable | Microvention | HYPERSOFT 3D 2MM x 3CM | 100203HS3D-V | Standalone | DE0004090 | As per HSA registered indication(s)
Vascular | Vascular occlusion | Vascular coil | Vascular coil - Detachable | Microvention | HYPERSOFT 3D 2MM x 4CM | 100204HS3D-V | Standalone | DE0004090 | As per HSA registered indication(s)
Vascular | Vascular occlusion | Vascular coil | Vascular coil - Detachable | Microvention | HYPERSOFT 3D 2MM x 6CM | 100206HS3D-V | Standalone | DE0004090 | As per HSA registered indication(s)
Vascular | Vascular occlusion | Vascular coil | Vascular coil - Detachable | Microvention | HYPERSOFT 3D 2MM x 8CM | 100208HS3D-V | Standalone | DE0004090 | As per HSA registered indication(s)
Vascular | Vascular occlusion | Vascular coil | Vascular coil - Detachable | Microvention | HYPERSOFT 3D 2.5MM x 4CM | 100254HS3D-V | Standalone | DE0004090 | As per HSA registered indication(s)
Vascular | Vascular occlusion | Vascular coil | Vascular coil - Detachable | Microvention | HYPERSOFT 3D 2.5MM x 6CM | 100256HS3D-V | Standalone | DE0004090 | As per HSA registered indication(s)
Vascular | Vascular occlusion | Vascular coil | Vascular coil - Detachable | Microvention | HYPERSOFT 3D 2.5MM x 8CM | 100258HS3D-V | Standalone | DE0004090 | As per HSA registered indication(s)
Vascular | Vascular occlusion | Vascular coil | Vascular coil - Detachable | Microvention | HYPERSOFT 3D 3MM x 4CM | 100304HS3D-V | Standalone | DE0004090 | As per HSA registered indication(s)
Vascular | Vascular occlusion | Vascular coil | Vascular coil - Detachable | Microvention | HYPERSOFT 3D 3MM x 6CM | 100306HS3D-V | Standalone | DE0004090 | As per HSA registered indication(s)
Vascular | Vascular occlusion | Vascular coil | Vascular coil - Detachable | Microvention | HYPERSOFT 3D 3MM x 8CM | 100308HS3D-V | Standalone | DE0004090 | As per HSA registered indication(s)
Vascular | Vascular occlusion | Vascular coil | Vascular coil - Detachable | Microvention | HYPERSOFT 3D 3MM x 10CM | 100310HS3D-V | Standalone | DE0004090 | As per HSA registered indication(s)
Vascular | Vascular occlusion | Vascular coil | Vascular coil - Detachable | Microvention | HYPERSOFT 3D 3.5MM x 5CM | 100355HS3D-V | Standalone | DE0004090 | As per HSA registered indication(s)
Vascular | Vascular occlusion | Vascular coil | Vascular coil - Detachable | Microvention | HYPERSOFT 3D 3.5MM x 8CM | 100358HS3D-V | Standalone | DE0004090 | As per HSA registered indication(s)
Vascular | Vascular occlusion | Vascular coil | Vascular coil - Detachable | Microvention | HYPERSOFT 3D 4MM x 6CM | 100406HS3D-V | Standalone | DE0004090 | As per HSA registered indication(s)
Vascular | Vascular occlusion | Vascular coil | Vascular coil - Detachable | Microvention | HYPERSOFT 3D 4MM x 8CM | 100408HS3D-V | Standalone | DE0004090 | As per HSA registered indication(s)
Vascular | Vascular occlusion | Vascular coil | Vascular coil - Detachable | Microvention | HYPERSOFT 3D 4MM x 12CM | 100412HS3D-V | Standalone | DE0004090 | As per HSA registered indication(s)
Vascular | Vascular occlusion | Vascular coil | Vascular coil - Detachable | Microvention | HYPERSOFT 3D 4MM x 15CM | 100415HS3D-V | Standalone | DE0004090 | As per HSA registered indication(s)
Vascular | Vascular occlusion | Vascular coil | Vascular coil - Detachable | Microvention | HYPERSOFT 3D 5MM x 10CM | 100510HS3D-V | Standalone | DE0004090 | As per HSA registered indication(s)
Vascular | Vascular occlusion | Vascular coil | Vascular coil - Detachable | Microvention | HYPERSOFT 3D 5MM x 15CM | 100515HS3D-V | Standalone | DE0004090 | As per HSA registered indication(s)
Vascular | Vascular occlusion | Vascular coil | Vascular coil - Detachable | Microvention | HYPERSOFT 3D 5MM x 20CM | 100520HS3D-V | Standalone | DE0004090 | As per HSA registered indication(s)
Vascular | Vascular occlusion | Vascular coil | Vascular coil - Detachable | Microvention | HYPERSOFT 3D 6MM x 20CM | 100620HS3D-V | Standalone | DE0004090 | As per HSA registered indication(s)
Vascular | Vascular occlusion | Vascular coil | Vascular coil - Detachable | Microvention | HYDROSOFT 1.5MM x 2CM | 100152H2HS-V | Standalone | DE0004090 | As per HSA registered indication(s)
Vascular | Vascular occlusion | Vascular coil | Vascular coil - Detachable | Microvention | HYDROSOFT 1.5MM x 4CM | 100154H2HS-V | Standalone | DE0004090 | As per HSA registered indication(s)
Vascular | Vascular occlusion | Vascular coil | Vascular coil - Detachable | Microvention | HYDROSOFT 2MM x 1CM | 100201H2HS-V | Standalone | DE0004090 | As per HSA registered indication(s)
Vascular | Vascular occlusion | Vascular coil | Vascular coil - Detachable | Microvention | HYDROSOFT 2MM x 2CM | 100202H2HS-V | Standalone | DE0004090 | As per HSA registered indication(s)
Vascular | Vascular occlusion | Vascular coil | Vascular coil - Detachable | Microvention | HYDROSOFT 2MM x 3CM | 100203H2HS-V | Standalone | DE0004090 | As per HSA registered indication(s)
Vascular | Vascular occlusion | Vascular coil | Vascular coil - Detachable | Microvention | HYDROSOFT 2MM x 4CM | 100204H2HS-V | Standalone | DE0004090 | As per HSA registered indication(s)
Vascular | Vascular occlusion | Vascular coil | Vascular coil - Detachable | Microvention | HYDROSOFT 2MM x 6CM | 100206H2HS-V | Standalone | DE0004090 | As per HSA registered indication(s)
Vascular | Vascular occlusion | Vascular coil | Vascular coil - Detachable | Microvention | HYDROSOFT 2MM x 8CM | 100208H2HS-V | Standalone | DE0004090 | As per HSA registered indication(s)
Vascular | Vascular occlusion | Vascular coil | Vascular coil - Detachable | Microvention | HYDROSOFT 2.5MM x 4CM | 100254H2HS-V | Standalone | DE0004090 | As per HSA registered indication(s)
Vascular | Vascular occlusion | Vascular coil | Vascular coil - Detachable | Microvention | HYDROSOFT 2.5MM x 6CM | 100256H2HS-V | Standalone | DE0004090 | As per HSA registered indication(s)
Vascular | Vascular occlusion | Vascular coil | Vascular coil - Detachable | Microvention | HYDROSOFT 3MM x 4CM | 100304H2HS-V | Standalone | DE0004090 | As per HSA registered indication(s)
Vascular | Vascular occlusion | Vascular coil | Vascular coil - Detachable | Microvention | HYDROSOFT 3MM x 6CM | 100306H2HS-V | Standalone | DE0004090 | As per HSA registered indication(s)
Vascular | Vascular occlusion | Vascular coil | Vascular coil - Detachable | Microvention | HYDROSOFT 3MM x 8CM | 100308H2HS-V | Standalone | DE0004090 | As per HSA registered indication(s)
Vascular | Vascular occlusion | Vascular coil | Vascular coil - Detachable | Microvention | HYDROSOFT 3MM x 10CM | 100310H2HS-V | Standalone | DE0004090 | As per HSA registered indication(s)
Vascular | Vascular occlusion | Vascular coil | Vascular coil - Detachable | Microvention | HYDROSOFT 4MM x 4CM | 100404H2HS-V | Standalone | DE0004090 | As per HSA registered indication(s)
Vascular | Vascular occlusion | Vascular coil | Vascular coil - Detachable | Microvention | HYDROSOFT 4MM x 6CM | 100406H2HS-V | Standalone | DE0004090 | As per HSA registered indication(s)
Vascular | Vascular occlusion | Vascular coil | Vascular coil - Detachable | Microvention | HYDROSOFT 4MM x 8CM | 100408H2HS-V | Standalone | DE0004090 | As per HSA registered indication(s)
Vascular | Vascular occlusion | Vascular coil | Vascular coil - Detachable | Microvention | HYDROSOFT 4MM x 10CM | 100410H2HS-V | Standalone | DE0004090 | As per HSA registered indication(s)
Vascular | Vascular occlusion | Vascular coil | Vascular coil - Detachable | Microvention | HYDROSOFT 5MM x 6CM | 100506H2HS-V | Standalone | DE0004090 | As per HSA registered indication(s)
Vascular | Vascular occlusion | Vascular coil | Vascular coil - Detachable | Microvention | HYDROSOFT 5MM x 8CM | 100508H2HS-V | Standalone | DE0004090 | As per HSA registered indication(s)
Vascular | Vascular occlusion | Vascular coil | Vascular coil - Detachable | Microvention | HYDROSOFT 5MM x 10CM | 100510H2HS-V | Standalone | DE0004090 | As per HSA registered indication(s)
Vascular | Vascular occlusion | Vascular coil | Vascular coil - Detachable | Microvention | HYDROSOFT 5MM x 15CM | 100515H2HS-V | Standalone | DE0004090 | As per HSA registered indication(s)
Vascular | Vascular occlusion | Vascular coil | Vascular coil - Detachable | Microvention | HYDROSOFT 5MM x 20CM | 100520H2HS-V | Standalone | DE0004090 | As per HSA registered indication(s)
Vascular | Vascular occlusion | Vascular coil | Vascular coil - Detachable | Microvention | HYDROSOFT 6MM x 8CM | 100608H2HS-V | Standalone | DE0004090 | As per HSA registered indication(s)
Vascular | Vascular occlusion | Vascular coil | Vascular coil - Detachable | Microvention | HYDROSOFT 6MM x 10CM | 100610H2HS-V | Standalone | DE0004090 | As per HSA registered indication(s)
Vascular | Vascular occlusion | Vascular coil | Vascular coil - Detachable | Microvention | HYDROSOFT 6MM x 15CM | 100615H2HS-V | Standalone | DE0004090 | As per HSA registered indication(s)
Vascular | Vascular occlusion | Vascular coil | Vascular coil - Detachable | Microvention | COSMOS COMPLEX - 10 COIL SIZE 3MM x 6CM | 100306CSSR-V | Standalone | DE0008930 | As per HSA registered indication(s)
Vascular | Vascular occlusion | Vascular coil | Vascular coil - Detachable | Microvention | COSMOS COMPLEX - 10 COIL SIZE 4MM x 8CM | 100408CSSR-V | Standalone | DE0008930 | As per HSA registered indication(s)
Vascular | Vascular occlusion | Vascular coil | Vascular coil - Detachable | Microvention | COSMOS COMPLEX - 10 COIL SIZE 4MM x 12CM | 100412CSSR-V | Standalone | DE0008930 | As per HSA registered indication(s)
Vascular | Vascular occlusion | Vascular coil | Vascular coil - Detachable | Microvention | COSMOS COMPLEX - 10 COIL SIZE 5MM x 15CM | 100515CSSR-V | Standalone | DE0008930 | As per HSA registered indication(s)
Vascular | Vascular occlusion | Vascular coil | Vascular coil - Detachable | Microvention | COSMOS COMPLEX - 10 COIL SIZE 5MM x 22CM | 100522CSSR-V | Standalone | DE0008930 | As per HSA registered indication(s)
Vascular | Vascular occlusion | Vascular coil | Vascular coil - Detachable | Microvention | COSMOS COMPLEX - 10 COIL SIZE 6MM x 18CM | 100618CSSR-V | Standalone | DE0008930 | As per HSA registered indication(s)
Vascular | Vascular occlusion | Vascular coil | Vascular coil - Detachable | Microvention | COSMOS COMPLEX - 10 COIL SIZE 6MM x 26CM | 100626CSSR-V | Standalone | DE0008930 | As per HSA registered indication(s)
Vascular | Vascular occlusion | Vascular coil | Vascular coil - Detachable | Microvention | COSMOS COMPLEX - 10 COIL SIZE 7MM x 22CM | 100722CSSR-V | Standalone | DE0008930 | As per HSA registered indication(s)
Vascular | Vascular occlusion | Vascular coil | Vascular coil - Detachable | Microvention | COSMOS COMPLEX - 10 COIL SIZE 7MM x 31CM | 100731CSSR-V | Standalone | DE0008930 | As per HSA registered indication(s)
Vascular | Vascular occlusion | Vascular coil | Vascular coil - Detachable | Microvention | COSMOS COMPLEX - 10 COIL SIZE 8MM x 25CM | 100825CSSR-V | Standalone | DE0008930 | As per HSA registered indication(s)
Vascular | Vascular occlusion | Vascular coil | Vascular coil - Detachable | Microvention | COSMOS COMPLEX - 10 COIL SIZE 8MM x 37CM | 100837CSSR-V | Standalone | DE0008930 | As per HSA registered indication(s)
Vascular | Vascular occlusion | Vascular coil | Vascular coil - Detachable | Microvention | COSMOS COMPLEX - 10 COIL SIZE 9MM x 33CM | 100933CSSR-V | Standalone | DE0008930 | As per HSA registered indication(s)
Vascular | Vascular occlusion | Vascular coil | Vascular coil - Detachable | Microvention | COSMOS COMPLEX - 10 COIL SIZE 10MM x 36CM | 101036CSSR-V | Standalone | DE0008930 | As per HSA registered indication(s)
Vascular | Vascular occlusion | Vascular coil | Vascular coil - Detachable | Microvention | COSMOS COMPLEX - 18 COIL SIZE 6MM x 19CM | 180619CS-V | Standalone | DE0008930 | As per HSA registered indication(s)
Vascular | Vascular occlusion | Vascular coil | Vascular coil - Detachable | Microvention | COSMOS COMPLEX - 18 COIL SIZE 7MM x 23CM | 180723CS-V | Standalone | DE0008930 | As per HSA registered indication(s)
Vascular | Vascular occlusion | Vascular coil | Vascular coil - Detachable | Microvention | COSMOS COMPLEX - 18 COIL SIZE 8MM x 27CM | 180827CS-V | Standalone | DE0008930 | As per HSA registered indication(s)
Vascular | Vascular occlusion | Vascular coil | Vascular coil - Detachable | Microvention | COSMOS COMPLEX - 18 COIL SIZE 9MM x 31CM | 180931CS-V | Standalone | DE0008930 | As per HSA registered indication(s)
Vascular | Vascular occlusion | Vascular coil | Vascular coil - Detachable | Microvention | COSMOS COMPLEX - 18 COIL SIZE 10MM x 36CM | 181036CS-V | Standalone | DE0008930 | As per HSA registered indication(s)
Vascular | Vascular occlusion | Vascular coil | Vascular coil - Detachable | Microvention | COSMOS COMPLEX - 18 COIL SIZE 11MM x 39CM | 181139CS-V | Standalone | DE0008930 | As per HSA registered indication(s)
Vascular | Vascular occlusion | Vascular coil | Vascular coil - Detachable | Microvention | COSMOS COMPLEX - 18 COIL SIZE 12MM x 43CM | 181243CS-V | Standalone | DE0008930 | As per HSA registered indication(s)
Vascular | Vascular occlusion | Vascular coil | Vascular coil - Detachable | Microvention | COSMOS COMPLEX - 18 COIL SIZE 13MM x 47CM | 181347CS-V | Standalone | DE0008930 | As per HSA registered indication(s)
Vascular | Vascular occlusion | Vascular coil | Vascular coil - Detachable | Microvention | COSMOS COMPLEX - 18 COIL SIZE 14MM x 51CM | 181451CS-V | Standalone | DE0008930 | As per HSA registered indication(s)
Vascular | Vascular occlusion | Vascular coil | Vascular coil - Detachable | Microvention | COSMOS COMPLEX - 18 COIL SIZE 16MM x 52CM | 181652CS-V | Standalone | DE0008930 | As per HSA registered indication(s)
Vascular | Vascular occlusion | Vascular coil | Vascular coil - Detachable | Microvention | COSMOS COMPLEX - 18 COIL SIZE 18MM x 59CM | 181859CS-V | Standalone | DE0008930 | As per HSA registered indication(s)
Vascular | Vascular occlusion | Vascular coil | Vascular coil - Detachable | Microvention | COSMOS COMPLEX - 18 COIL SIZE 20MM x 65CM | 182065CS-V | Standalone | DE0008930 | As per HSA registered indication(s)
Vascular | Vascular occlusion | Vascular coil | Vascular coil - Detachable | Microvention | COSMOS COMPLEX - 18 COIL SIZE 22MM x 63CM | 182263CS-V | Standalone | DE0008930 | As per HSA registered indication(s)
Vascular | Vascular occlusion | Vascular coil | Vascular coil - Detachable | Microvention | COSMOS COMPLEX - 18 COIL SIZE 24MM x 68CM | 182468CS-V | Standalone | DE0008930 | As per HSA registered indication(s)
Vascular | Vascular occlusion | Vascular coil | Vascular coil - Detachable | Microvention | VERSATILE FILL COIL 3-6MM/6CM | VFC030606-V | Standalone | DE0017659 | As per HSA registered indication(s)
Vascular | Vascular occlusion | Vascular coil | Vascular coil - Detachable | Microvention | VERSATILE FILL COIL 3-6MM/10CM | VFC030610-V | Standalone | DE0017659 | As per HSA registered indication(s)
Vascular | Vascular occlusion | Vascular coil | Vascular coil - Detachable | Microvention | VERSATILE FILL COIL 3-6MM/15CM | VFC030615-V | Standalone | DE0017659 | As per HSA registered indication(s)
Vascular | Vascular occlusion | Vascular coil | Vascular coil - Detachable | Microvention | VERSATILE FILL COIL 6-10MM/20CM | VFC061020-V | Standalone | DE0017659 | As per HSA registered indication(s)
Vascular | Vascular occlusion | Vascular coil | Vascular coil - Detachable | Microvention | VERSATILE FILL COIL 6-10MM/30CM | VFC061030-V | Standalone | DE0017659 | As per HSA registered indication(s)
Vascular | Vascular occlusion | Vascular coil | Vascular coil - Detachable | Microvention | VERSATILE FILL COIL 10-15MM/30CM | VFC101530-V | Standalone | DE0017659 | As per HSA registered indication(s)
Vascular | Vascular occlusion | Vascular coil | Vascular coil - Detachable | Microvention | VERSATILE FILL COIL 10-15MM/40CM | VFC101540-V | Standalone | DE0017659 | As per HSA registered indication(s)
Vascular | Vascular occlusion | Vascular coil | Vascular coil - Detachable | Microvention | VERSATILE FILL COIL 15-20MM/40CM | VFC152040-V | Standalone | DE0017659 | As per HSA registered indication(s)
Vascular | Vascular occlusion | Vascular coil | Vascular coil - Detachable | Microvention | VERSATILE FILL COIL 15-20MM/60CM | VFC152060-V | Standalone | DE0017659 | As per HSA registered indication(s)
Vascular | Vascular occlusion | Vascular coil | Vascular coil - Detachable | STRYKER NV, CORK | TARGET XXL 360 COIL | M0036181040 | Standalone | DE0017302 | As per HSA registered indication(s)
Vascular | Vascular occlusion | Vascular coil | Vascular coil - Detachable | STRYKER NV, CORK | TARGET XXL 360 COIL | M0036181240 | Standalone | DE0017302 | As per HSA registered indication(s)
Vascular | Vascular occlusion | Vascular coil | Vascular coil - Detachable | STRYKER NV, CORK | TARGET XXL 360 COIL | M0036181450 | Standalone | DE0017302 | As per HSA registered indication(s)
Vascular | Vascular occlusion | Vascular coil | Vascular coil - Detachable | STRYKER NV, CORK | TARGET XXL 360 COIL | M0036181650 | Standalone | DE0017302 | As per HSA registered indication(s)
Vascular | Vascular occlusion | Vascular coil | Vascular coil - Detachable | STRYKER NV, CORK | TARGET XXL 360 COIL | M0036181850 | Standalone | DE0017302 | As per HSA registered indication(s)
Vascular | Vascular occlusion | Vascular coil | Vascular coil - Detachable | STRYKER NV, CORK | TARGET XXL 360 COIL | M0036182050 | Standalone | DE0017302 | As per HSA registered indication(s)
Vascular | Vascular occlusion | Vascular coil | Vascular coil - Detachable | STRYKER NV, CORK | TARGET XXL 360 COIL | M0036182250 | Standalone | DE0017302 | As per HSA registered indication(s)
Vascular | Vascular occlusion | Vascular coil | Vascular coil - Detachable | STRYKER NV, CORK | TARGET XXL 360 COIL | M0036182450 | Standalone | DE0017302 | As per HSA registered indication(s)
Vascular | Vascular occlusion | Vascular coil | Vascular coil - Detachable | STRYKER NV, CORK | TARGET 360 NANO COILS | M0035421020 | Standalone | DE0017302 | As per HSA registered indication(s)
Vascular | Vascular occlusion | Vascular coil | Vascular coil - Detachable | STRYKER NV, CORK | TARGET 360 NANO COILS | M0035421030 | Standalone | DE0017302 | As per HSA registered indication(s)
Vascular | Vascular occlusion | Vascular coil | Vascular coil - Detachable | STRYKER NV, CORK | TARGET 360 NANO COILS | M0035421520 | Standalone | DE0017302 | As per HSA registered indication(s)
Vascular | Vascular occlusion | Vascular coil | Vascular coil - Detachable | STRYKER NV, CORK | TARGET 360 NANO COILS | M0035421530 | Standalone | DE0017302 | As per HSA registered indication(s)
Vascular | Vascular occlusion | Vascular coil | Vascular coil - Detachable | STRYKER NV, CORK | TARGET 360 NANO COILS | M0035421540 | Standalone | DE0017302 | As per HSA registered indication(s)
Vascular | Vascular occlusion | Vascular coil | Vascular coil - Detachable | STRYKER NV, CORK | TARGET 360 NANO COILS | M0035442030 | Standalone | DE0017302 | As per HSA registered indication(s)
Vascular | Vascular occlusion | Vascular coil | Vascular coil - Detachable | STRYKER NV, CORK | TARGET 360 NANO COILS | M0035442040 | Standalone | DE0017302 | As per HSA registered indication(s)
Vascular | Vascular occlusion | Vascular coil | Vascular coil - Detachable | STRYKER NV, CORK | TARGET 360 NANO COILS | M0035442540 | Standalone | DE0017302 | As per HSA registered indication(s)
Vascular | Vascular occlusion | Vascular coil | Vascular coil - Detachable | STRYKER NV, CORK | TARGET 360 NANO COILS | M0035443040 | Standalone | DE0017302 | As per HSA registered indication(s)
Vascular | Vascular occlusion | Vascular coil | Vascular coil - Detachable | STRYKER NV, CORK | TARGET 360 NANO COILS | M0035443060 | Standalone | DE0017302 | As per HSA registered indication(s)
Vascular | Vascular occlusion | Vascular coil | Vascular coil - Detachable | STRYKER NV, CORK | TARGET 360 NANO COILS | M0035443560 | Standalone | DE0017302 | As per HSA registered indication(s)
Vascular | Vascular occlusion | Vascular coil | Vascular coil - Detachable | STRYKER NV, CORK | TARGET 360 SOFT COILS | M0035472040 | Standalone | DE0006513 | As per HSA registered indication(s)
Vascular | Vascular occlusion | Vascular coil | Vascular coil - Detachable | STRYKER NV, CORK | TARGET 360 SOFT COILS | M0035473060 | Standalone | DE0006513 | As per HSA registered indication(s)
Vascular | Vascular occlusion | Vascular coil | Vascular coil - Detachable | STRYKER NV, CORK | TARGET 360 SOFT COILS | M0035473080 | Standalone | DE0006513 | As per HSA registered indication(s)
Vascular | Vascular occlusion | Vascular coil | Vascular coil - Detachable | STRYKER NV, CORK | TARGET 360 SOFT COILS | M0035473100 | Standalone | DE0017302 | As per HSA registered indication(s)
Vascular | Vascular occlusion | Vascular coil | Vascular coil - Detachable | STRYKER NV, CORK | TARGET 360 SOFT COILS | M0035473510 | Standalone | DE0017302 | As per HSA registered indication(s)
Vascular | Vascular occlusion | Vascular coil | Vascular coil - Detachable | STRYKER NV, CORK | TARGET 360 SOFT COILS | M0035474060 | Standalone | DE0006513 | As per HSA registered indication(s)
Vascular | Vascular occlusion | Vascular coil | Vascular coil - Detachable | STRYKER NV, CORK | TARGET 360 SOFT COILS | M0035474080 | Standalone | DE0006513 | As per HSA registered indication(s)
Vascular | Vascular occlusion | Vascular coil | Vascular coil - Detachable | STRYKER NV, CORK | TARGET 360 SOFT COILS | M0035474100 | Standalone | DE0006513 | As per HSA registered indication(s)
Vascular | Vascular occlusion | Vascular coil | Vascular coil - Detachable | STRYKER NV, CORK | TARGET 360 SOFT COILS | M0035474150 | Standalone | DE0017302 | As per HSA registered indication(s)
Vascular | Vascular occlusion | Vascular coil | Vascular coil - Detachable | STRYKER NV, CORK | TARGET 360 SOFT COILS | M0035474510 | Standalone | DE0017302 | As per HSA registered indication(s)
Vascular | Vascular occlusion | Vascular coil | Vascular coil - Detachable | STRYKER NV, CORK | TARGET 360 SOFT COILS | M0035475100 | Standalone | DE0006513 | As per HSA registered indication(s)
Vascular | Vascular occlusion | Vascular coil | Vascular coil - Detachable | STRYKER NV, CORK | TARGET 360 SOFT COILS | M0035475150 | Standalone | DE0006513 | As per HSA registered indication(s)
Vascular | Vascular occlusion | Vascular coil | Vascular coil - Detachable | STRYKER NV, CORK | TARGET 360 SOFT COILS | M0035475200 | Standalone | DE0017302 | As per HSA registered indication(s)
Vascular | Vascular occlusion | Vascular coil | Vascular coil - Detachable | STRYKER NV, CORK | TARGET 360 SOFT COILS | M0035476100 | Standalone | DE0006513 | As per HSA registered indication(s)
Vascular | Vascular occlusion | Vascular coil | Vascular coil - Detachable | STRYKER NV, CORK | TARGET 360 SOFT COILS | M0035476150 | Standalone | DE0006513 | As per HSA registered indication(s)
Vascular | Vascular occlusion | Vascular coil | Vascular coil - Detachable | STRYKER NV, CORK | TARGET 360 SOFT COILS | M0035476200 | Standalone | DE0017302 | As per HSA registered indication(s)
Vascular | Vascular occlusion | Vascular coil | Vascular coil - Detachable | STRYKER NV, CORK | TARGET 360 SOFT COILS | M0035476300 | Standalone | DE0017302 | As per HSA registered indication(s)
Vascular | Vascular occlusion | Vascular coil | Vascular coil - Detachable | STRYKER NV, CORK | TARGET 360 SOFT COILS | M0035477150 | Standalone | DE0006513 | As per HSA registered indication(s)
Vascular | Vascular occlusion | Vascular coil | Vascular coil - Detachable | STRYKER NV, CORK | TARGET 360 SOFT COILS | M0035477200 | Standalone | DE0006513 | As per HSA registered indication(s)
Vascular | Vascular occlusion | Vascular coil | Vascular coil - Detachable | STRYKER NV, CORK | TARGET 360 SOFT COILS | M0035477300 | Standalone | DE0017302 | As per HSA registered indication(s)
Vascular | Vascular occlusion | Vascular coil | Vascular coil - Detachable | STRYKER NV, CORK | TARGET 360 SOFT COILS | M0035478200 | Standalone | DE0006513 | As per HSA registered indication(s)
Vascular | Vascular occlusion | Vascular coil | Vascular coil - Detachable | STRYKER NV, CORK | TARGET 360 SOFT COILS | M0035478300 | Standalone | DE0017302 | As per HSA registered indication(s)
Vascular | Vascular occlusion | Vascular coil | Vascular coil - Detachable | STRYKER NV, CORK | TARGET 360 SOFT COILS | M0035479200 | Standalone | DE0006513 | As per HSA registered indication(s)
Vascular | Vascular occlusion | Vascular coil | Vascular coil - Detachable | STRYKER NV, CORK | TARGET 360 SOFT COILS | M0035479300 | Standalone | DE0006513 | As per HSA registered indication(s)
Vascular | Vascular occlusion | Vascular coil | Vascular coil - Detachable | STRYKER NV, CORK | TARGET 360 SOFT COILS | M0035471030 | Standalone | DE0006513 | As per HSA registered indication(s)
Vascular | Vascular occlusion | Vascular coil | Vascular coil - Detachable | STRYKER NV, CORK | TARGET 360 SOFT COILS | M0035471130 | Standalone | DE0006513 | As per HSA registered indication(s)
Vascular | Vascular occlusion | Vascular coil | Vascular coil - Detachable | STRYKER NV, CORK | TARGET 360 SOFT COILS | M0035471230 | Standalone | DE0006513 | As per HSA registered indication(s)
Vascular | Vascular occlusion | Vascular coil | Vascular coil - Detachable | STRYKER NV, CORK | TARGET 360 SOFT COILS | M0035471330 | Standalone | DE0006513 | As per HSA registered indication(s)
Vascular | Vascular occlusion | Vascular coil | Vascular coil - Detachable | STRYKER NV, CORK | TARGET 360 SOFT COILS | M0035471430 | Standalone | DE0006513 | As per HSA registered indication(s)
Vascular | Vascular occlusion | Vascular coil | Vascular coil - Detachable | STRYKER NV, CORK | TARGET 360 STANDARD COILS | M0035463060 | Standalone | DE0006513 | As per HSA registered indication(s)
Vascular | Vascular occlusion | Vascular coil | Vascular coil - Detachable | STRYKER NV, CORK | TARGET 360 STANDARD COILS | M0035463080 | Standalone | DE0006513 | As per HSA registered indication(s)
Vascular | Vascular occlusion | Vascular coil | Vascular coil - Detachable | STRYKER NV, CORK | TARGET 360 STANDARD COILS | M035464080 | Standalone | DE0006513 | As per HSA registered indication(s)
Vascular | Vascular occlusion | Vascular coil | Vascular coil - Detachable | STRYKER NV, CORK | TARGET 360 STANDARD COILS | M0035464100 | Standalone | DE0006513 | As per HSA registered indication(s)
Vascular | Vascular occlusion | Vascular coil | Vascular coil - Detachable | STRYKER NV, CORK | TARGET 360 STANDARD COILS | M0035464150 | Standalone | DE0017302 | As per HSA registered indication(s)
Vascular | Vascular occlusion | Vascular coil | Vascular coil - Detachable | STRYKER NV, CORK | TARGET 360 STANDARD COILS | M0035465150 | Standalone | DE0006513 | As per HSA registered indication(s)
Vascular | Vascular occlusion | Vascular coil | Vascular coil - Detachable | STRYKER NV, CORK | TARGET 360 STANDARD COILS | M0035465200 | Standalone | DE0017302 | As per HSA registered indication(s)
Vascular | Vascular occlusion | Vascular coil | Vascular coil - Detachable | STRYKER NV, CORK | TARGET 360 STANDARD COILS | M0035466150 | Standalone | DE0006513 | As per HSA registered indication(s)
Vascular | Vascular occlusion | Vascular coil | Vascular coil - Detachable | STRYKER NV, CORK | TARGET 360 STANDARD COILS | M0035466200 | Standalone | DE0017302 | As per HSA registered indication(s)
Vascular | Vascular occlusion | Vascular coil | Vascular coil - Detachable | STRYKER NV, CORK | TARGET 360 STANDARD COILS | M0035466300 | Standalone | DE0017302 | As per HSA registered indication(s)
Vascular | Vascular occlusion | Vascular coil | Vascular coil - Detachable | STRYKER NV, CORK | TARGET 360 STANDARD COILS | M0035467150 | Standalone | DE0006513 | As per HSA registered indication(s)
Vascular | Vascular occlusion | Vascular coil | Vascular coil - Detachable | STRYKER NV, CORK | TARGET 360 STANDARD COILS | M0035467200 | Standalone | DE0006513 | As per HSA registered indication(s)
Vascular | Vascular occlusion | Vascular coil | Vascular coil - Detachable | STRYKER NV, CORK | TARGET 360 STANDARD COILS | M0035467300 | Standalone | DE0017302 | As per HSA registered indication(s)
Vascular | Vascular occlusion | Vascular coil | Vascular coil - Detachable | STRYKER NV, CORK | TARGET 360 STANDARD COILS | M0035468200 | Standalone | DE0006513 | As per HSA registered indication(s)
Vascular | Vascular occlusion | Vascular coil | Vascular coil - Detachable | STRYKER NV, CORK | TARGET 360 STANDARD COILS | M0035468300 | Standalone | DE0017302 | As per HSA registered indication(s)
Vascular | Vascular occlusion | Vascular coil | Vascular coil - Detachable | STRYKER NV, CORK | TARGET 360 STANDARD COILS | M0035469200 | Standalone | DE0006513 | As per HSA registered indication(s)
Vascular | Vascular occlusion | Vascular coil | Vascular coil - Detachable | STRYKER NV, CORK | TARGET 360 STANDARD COILS | M0035469300 | Standalone | DE0006513 | As per HSA registered indication(s)
Vascular | Vascular occlusion | Vascular coil | Vascular coil - Detachable | STRYKER NV, CORK | TARGET 360 STANDARD COILS | M0035461030 | Standalone | DE0006513 | As per HSA registered indication(s)
Vascular | Vascular occlusion | Vascular coil | Vascular coil - Detachable | STRYKER NV, CORK | TARGET 360 STANDARD COILS | M0035461130 | Standalone | DE0006513 | As per HSA registered indication(s)
Vascular | Vascular occlusion | Vascular coil | Vascular coil - Detachable | STRYKER NV, CORK | TARGET 360 STANDARD COILS | M0035461230 | Standalone | DE0006513 | As per HSA registered indication(s)
Vascular | Vascular occlusion | Vascular coil | Vascular coil - Detachable | STRYKER NV, CORK | TARGET 360 STANDARD COILS | M0035461330 | Standalone | DE0006513 | As per HSA registered indication(s)
Vascular | Vascular occlusion | Vascular coil | Vascular coil - Detachable | STRYKER NV, CORK | TARGET 360 STANDARD COILS | M0035461430 | Standalone | DE0006513 | As per HSA registered indication(s)
Vascular | Vascular occlusion | Vascular coil | Vascular coil - Detachable | STRYKER NV, CORK | TARGET 360 STANDARD COILS | M0035461540 | Standalone | DE0006513 | As per HSA registered indication(s)
Vascular | Vascular occlusion | Vascular coil | Vascular coil - Detachable | STRYKER NV, CORK | TARGET 360 ULTRA COILS | M0035422030 | Standalone | DE0006513 | As per HSA registered indication(s)
Vascular | Vascular occlusion | Vascular coil | Vascular coil - Detachable | STRYKER NV, CORK | TARGET 360 ULTRA COILS | M0035422040 | Standalone | DE0006513 | As per HSA registered indication(s)
Vascular | Vascular occlusion | Vascular coil | Vascular coil - Detachable | STRYKER NV, CORK | TARGET 360 ULTRA COILS | M0035422060 | Standalone | DE0017302 | As per HSA registered indication(s)
Vascular | Vascular occlusion | Vascular coil | Vascular coil - Detachable | STRYKER NV, CORK | TARGET 360 ULTRA COILS | M0035422540 | Standalone | DE0006513 | As per HSA registered indication(s)
Vascular | Vascular occlusion | Vascular coil | Vascular coil - Detachable | STRYKER NV, CORK | TARGET 360 ULTRA COILS | M0035423040 | Standalone | DE0006513 | As per HSA registered indication(s)
Vascular | Vascular occlusion | Vascular coil | Vascular coil - Detachable | STRYKER NV, CORK | TARGET 360 ULTRA COILS | M0035423060 | Standalone | DE0006513 | As per HSA registered indication(s)
Vascular | Vascular occlusion | Vascular coil | Vascular coil - Detachable | STRYKER NV, CORK | TARGET 360 ULTRA COILS | M0035423080 | Standalone | DE0006513 | As per HSA registered indication(s)
Vascular | Vascular occlusion | Vascular coil | Vascular coil - Detachable | STRYKER NV, CORK | TARGET 360 ULTRA COILS | M0035423100 | Standalone | DE0017302 | As per HSA registered indication(s)
Vascular | Vascular occlusion | Vascular coil | Vascular coil - Detachable | STRYKER NV, CORK | TARGET 360 ULTRA COILS | M0035423580 | Standalone | DE0017302 | As per HSA registered indication(s)
Vascular | Vascular occlusion | Vascular coil | Vascular coil - Detachable | STRYKER NV, CORK | TARGET 360 ULTRA COILS | M0035424060 | Standalone | DE0006513 | As per HSA registered indication(s)
Vascular | Vascular occlusion | Vascular coil | Vascular coil - Detachable | STRYKER NV, CORK | TARGET 360 ULTRA COILS | M0035424080 | Standalone | DE0006513 | As per HSA registered indication(s)
Vascular | Vascular occlusion | Vascular coil | Vascular coil - Detachable | STRYKER NV, CORK | TARGET 360 ULTRA COILS | M0035424100 | Standalone | DE0006513 | As per HSA registered indication(s)
Vascular | Vascular occlusion | Vascular coil | Vascular coil - Detachable | STRYKER NV, CORK | TARGET 360 ULTRA COILS | M0035424150 | Standalone | DE0017302 | As per HSA registered indication(s)
Vascular | Vascular occlusion | Vascular coil | Vascular coil - Detachable | STRYKER NV, CORK | TARGET 360 ULTRA COILS | M0035424510 | Standalone | DE0017302 | As per HSA registered indication(s)
Vascular | Vascular occlusion | Vascular coil | Vascular coil - Detachable | STRYKER NV, CORK | TARGET 360 ULTRA COILS | M0035425100 | Standalone | DE0006513 | As per HSA registered indication(s)
Vascular | Vascular occlusion | Vascular coil | Vascular coil - Detachable | STRYKER NV, CORK | TARGET 360 ULTRA COILS | M0035425150 | Standalone | DE0017302 | As per HSA registered indication(s)
Vascular | Vascular occlusion | Vascular coil | Vascular coil - Detachable | STRYKER NV, CORK | TARGET 3D COIL | M0036153060 | Standalone | DE0017302 | As per HSA registered indication(s)
Vascular | Vascular occlusion | Vascular coil | Vascular coil - Detachable | STRYKER NV, CORK | TARGET 3D COIL | M0036154080 | Standalone | DE0017302 | As per HSA registered indication(s)
Vascular | Vascular occlusion | Vascular coil | Vascular coil - Detachable | STRYKER NV, CORK | TARGET 3D COIL | M0036155100 | Standalone | DE0017302 | As per HSA registered indication(s)
Vascular | Vascular occlusion | Vascular coil | Vascular coil - Detachable | STRYKER NV, CORK | TARGET 3D COIL | M0036156150 | Standalone | DE0017302 | As per HSA registered indication(s)
Vascular | Vascular occlusion | Vascular coil | Vascular coil - Detachable | STRYKER NV, CORK | TARGET 3D COIL | M0036157150 | Standalone | DE0017302 | As per HSA registered indication(s)
Vascular | Vascular occlusion | Vascular coil | Vascular coil - Detachable | STRYKER NV, CORK | TARGET 3D COIL | M0036158250 | Standalone | DE0017302 | As per HSA registered indication(s)
Vascular | Vascular occlusion | Vascular coil | Vascular coil - Detachable | STRYKER NV, CORK | TARGET 3D COIL | M0036151030 | Standalone | DE0017302 | As per HSA registered indication(s)
Vascular | Vascular occlusion | Vascular coil | Vascular coil - Detachable | STRYKER NV, CORK | TARGET HELICAL NANO COILS | M0035431010 | Standalone | DE0017302 | As per HSA registered indication(s)
Vascular | Vascular occlusion | Vascular coil | Vascular coil - Detachable | STRYKER NV, CORK | TARGET HELICAL NANO COILS | M0035431020 | Standalone | DE0017302 | As per HSA registered indication(s)
Vascular | Vascular occlusion | Vascular coil | Vascular coil - Detachable | STRYKER NV, CORK | TARGET HELICAL NANO COILS | M0035431030 | Standalone | DE0017302 | As per HSA registered indication(s)
Vascular | Vascular occlusion | Vascular coil | Vascular coil - Detachable | STRYKER NV, CORK | TARGET HELICAL NANO COILS | M0035431510 | Standalone | DE0017302 | As per HSA registered indication(s)
Vascular | Vascular occlusion | Vascular coil | Vascular coil - Detachable | STRYKER NV, CORK | TARGET HELICAL NANO COILS | M0035431520 | Standalone | DE0017302 | As per HSA registered indication(s)
Vascular | Vascular occlusion | Vascular coil | Vascular coil - Detachable | STRYKER NV, CORK | TARGET HELICAL NANO COILS | M0035431530 | Standalone | DE0017302 | As per HSA registered indication(s)
Vascular | Vascular occlusion | Vascular coil | Vascular coil - Detachable | STRYKER NV, CORK | TARGET HELICAL NANO COILS | M0035431540 | Standalone | DE0017302 | As per HSA registered indication(s)
Vascular | Vascular occlusion | Vascular coil | Vascular coil - Detachable | STRYKER NV, CORK | TARGET HELICAL NANO COILS | M0035452020 | Standalone | DE0017302 | As per HSA registered indication(s)
Vascular | Vascular occlusion | Vascular coil | Vascular coil - Detachable | STRYKER NV, CORK | TARGET HELICAL NANO COILS | M0035452030 | Standalone | DE0017302 | As per HSA registered indication(s)
Vascular | Vascular occlusion | Vascular coil | Vascular coil - Detachable | STRYKER NV, CORK | TARGET HELICAL NANO COILS | M0035452040 | Standalone | DE0017302 | As per HSA registered indication(s)
Vascular | Vascular occlusion | Vascular coil | Vascular coil - Detachable | STRYKER NV, CORK | TARGET HELICAL NANO COILS | M0035452060 | Standalone | DE0017302 | As per HSA registered indication(s)
Vascular | Vascular occlusion | Vascular coil | Vascular coil - Detachable | STRYKER NV, CORK | TARGET HELICAL NANO COILS | M0035452530 | Standalone | DE0017302 | As per HSA registered indication(s)
Vascular | Vascular occlusion | Vascular coil | Vascular coil - Detachable | STRYKER NV, CORK | TARGET HELICAL NANO COILS | M0035452540 | Standalone | DE0017302 | As per HSA registered indication(s)
Vascular | Vascular occlusion | Vascular coil | Vascular coil - Detachable | STRYKER NV, CORK | TARGET HELICAL NANO COILS | M0035452560 | Standalone | DE0017302 | As per HSA registered indication(s)
Vascular | Vascular occlusion | Vascular coil | Vascular coil - Detachable | STRYKER NV, CORK | TARGET HELICAL NANO COILS | M0035453040 | Standalone | DE0017302 | As per HSA registered indication(s)
Vascular | Vascular occlusion | Vascular coil | Vascular coil - Detachable | STRYKER NV, CORK | TARGET HELICAL NANO COILS | M0035453060 | Standalone | DE0017302 | As per HSA registered indication(s)
Vascular | Vascular occlusion | Vascular coil | Vascular coil - Detachable | STRYKER NV, CORK | TARGET HELICAL NANO COILS | M0035453080 | Standalone | DE0017302 | As per HSA registered indication(s)
Vascular | Vascular occlusion | Vascular coil | Vascular coil - Detachable | STRYKER NV, CORK | TARGET HELICAL ULTRA COILS | M0035432010 | Standalone | DE0006513 | As per HSA registered indication(s)
Vascular | Vascular occlusion | Vascular coil | Vascular coil - Detachable | STRYKER NV, CORK | TARGET HELICAL ULTRA COILS | M0035432020 | Standalone | DE0006513 | As per HSA registered indication(s)
Vascular | Vascular occlusion | Vascular coil | Vascular coil - Detachable | STRYKER NV, CORK | TARGET HELICAL ULTRA COILS | M0035432030 | Standalone | DE0006513 | As per HSA registered indication(s)
Vascular | Vascular occlusion | Vascular coil | Vascular coil - Detachable | STRYKER NV, CORK | TARGET HELICAL ULTRA COILS | M0035432040 | Standalone | DE0006513 | As per HSA registered indication(s)
Vascular | Vascular occlusion | Vascular coil | Vascular coil - Detachable | STRYKER NV, CORK | TARGET HELICAL ULTRA COILS | M0035432060 | Standalone | DE0006513 | As per HSA registered indication(s)
Vascular | Vascular occlusion | Vascular coil | Vascular coil - Detachable | STRYKER NV, CORK | TARGET HELICAL ULTRA COILS | M0035432080 | Standalone | DE0017302 | As per HSA registered indication(s)
Vascular | Vascular occlusion | Vascular coil | Vascular coil - Detachable | STRYKER NV, CORK | TARGET HELICAL ULTRA COILS | M0035432530 | Standalone | DE0006513 | As per HSA registered indication(s)
Vascular | Vascular occlusion | Vascular coil | Vascular coil - Detachable | STRYKER NV, CORK | TARGET HELICAL ULTRA COILS | M0035432540 | Standalone | DE0006513 | As per HSA registered indication(s)
Vascular | Vascular occlusion | Vascular coil | Vascular coil - Detachable | STRYKER NV, CORK | TARGET HELICAL ULTRA COILS | M0035432560 | Standalone | DE0006513 | As per HSA registered indication(s)
Vascular | Vascular occlusion | Vascular coil | Vascular coil - Detachable | STRYKER NV, CORK | TARGET HELICAL ULTRA COILS | M0035433040 | Standalone | DE0006513 | As per HSA registered indication(s)
Vascular | Vascular occlusion | Vascular coil | Vascular coil - Detachable | STRYKER NV, CORK | TARGET HELICAL ULTRA COILS | M0035433060 | Standalone | DE0006513 | As per HSA registered indication(s)
Vascular | Vascular occlusion | Vascular coil | Vascular coil - Detachable | STRYKER NV, CORK | TARGET HELICAL ULTRA COILS | M0035433080 | Standalone | DE0006513 | As per HSA registered indication(s)
Vascular | Vascular occlusion | Vascular coil | Vascular coil - Detachable | STRYKER NV, CORK | TARGET HELICAL ULTRA COILS | M0035433100 | Standalone | DE0017302 | As per HSA registered indication(s)
Vascular | Vascular occlusion | Vascular coil | Vascular coil - Detachable | STRYKER NV, CORK | TARGET HELICAL ULTRA COILS | M0035433560 | Standalone | DE0017302 | As per HSA registered indication(s)
Vascular | Vascular occlusion | Vascular coil | Vascular coil - Detachable | STRYKER NV, CORK | TARGET HELICAL ULTRA COILS | M0035434060 | Standalone | DE0006513 | As per HSA registered indication(s)
Vascular | Vascular occlusion | Vascular coil | Vascular coil - Detachable | STRYKER NV, CORK | TARGET HELICAL ULTRA COILS | M0035434080 | Standalone | DE0006513 | As per HSA registered indication(s)
Vascular | Vascular occlusion | Vascular coil | Vascular coil - Detachable | STRYKER NV, CORK | TARGET HELICAL ULTRA COILS | M0035434150 | Standalone | DE0017302 | As per HSA registered indication(s)
Vascular | Vascular occlusion | Vascular coil | Vascular coil - Detachable | STRYKER NV, CORK | TARGET HELICAL ULTRA COILS | M0035434580 | Standalone | DE0017302 | As per HSA registered indication(s)
Vascular | Vascular occlusion | Vascular coil | Vascular coil - Detachable | STRYKER NV, CORK | TARGET XL 360 SOFT COILS | M0036122030 | Standalone | DE0017302 | As per HSA registered indication(s)
Vascular | Vascular occlusion | Vascular coil | Vascular coil - Detachable | STRYKER NV, CORK | TARGET XL 360 SOFT COILS | M0036122060 | Standalone | DE0017302 | As per HSA registered indication(s)
Vascular | Vascular occlusion | Vascular coil | Vascular coil - Detachable | STRYKER NV, CORK | TARGET XL 360 SOFT COILS | M0036123060 | Standalone | DE0017302 | As per HSA registered indication(s)
Vascular | Vascular occlusion | Vascular coil | Vascular coil - Detachable | STRYKER NV, CORK | TARGET XL 360 SOFT COILS | M0036123090 | Standalone | DE0017302 | As per HSA registered indication(s)
Vascular | Vascular occlusion | Vascular coil | Vascular coil - Detachable | STRYKER NV, CORK | TARGET XL 360 SOFT COILS | M0036124080 | Standalone | DE0017302 | As per HSA registered indication(s)
Vascular | Vascular occlusion | Vascular coil | Vascular coil - Detachable | STRYKER NV, CORK | TARGET XL 360 SOFT COILS | M0036124120 | Standalone | DE0017302 | As per HSA registered indication(s)
Vascular | Vascular occlusion | Vascular coil | Vascular coil - Detachable | STRYKER NV, CORK | TARGET XL 360 SOFT COILS | M0036125100 | Standalone | DE0017302 | As per HSA registered indication(s)
Vascular | Vascular occlusion | Vascular coil | Vascular coil - Detachable | STRYKER NV, CORK | TARGET XL 360 SOFT COILS | M0036125150 | Standalone | DE0017302 | As per HSA registered indication(s)
Vascular | Vascular occlusion | Vascular coil | Vascular coil - Detachable | STRYKER NV, CORK | TARGET XL 360 SOFT COILS | M0036126200 | Standalone | DE0017302 | As per HSA registered indication(s)
Vascular | Vascular occlusion | Vascular coil | Vascular coil - Detachable | STRYKER NV, CORK | TARGET XL 360 SOFT COILS | M0036127200 | Standalone | DE0017302 | As per HSA registered indication(s)
Vascular | Vascular occlusion | Vascular coil | Vascular coil - Detachable | STRYKER NV, CORK | TARGET XL 360 SOFT COILS | M0036128300 | Standalone | DE0017302 | As per HSA registered indication(s)
Vascular | Vascular occlusion | Vascular coil | Vascular coil - Detachable | STRYKER NV, CORK | TARGET XL 360 SOFT COILS | M0036129300 | Standalone | DE0017302 | As per HSA registered indication(s)
Vascular | Vascular occlusion | Vascular coil | Vascular coil - Detachable | STRYKER NV, CORK | TARGET XL 360 SOFT COILS | M0036121040 | Standalone | DE0017302 | As per HSA registered indication(s)
Vascular | Vascular occlusion | Vascular coil | Vascular coil - Detachable | STRYKER NV, CORK | TARGET XL 360 SOFT COILS | M0036121240 | Standalone | DE0017302 | As per HSA registered indication(s)
Vascular | Vascular occlusion | Vascular coil | Vascular coil - Detachable | STRYKER NV, CORK | TARGET XL 360 SOFT COILS | M0036121450 | Standalone | DE0017302 | As per HSA registered indication(s)
Vascular | Vascular occlusion | Vascular coil | Vascular coil - Detachable | STRYKER NV, CORK | TARGET XL 360 SOFT COILS | M0036121650 | Standalone | DE0017302 | As per HSA registered indication(s)
Vascular | Vascular occlusion | Vascular coil | Vascular coil - Detachable | STRYKER NV, CORK | TARGET XL 360 SOFT COILS | M0036121850 | Standalone | DE0017302 | As per HSA registered indication(s)
Vascular | Vascular occlusion | Vascular coil | Vascular coil - Detachable | STRYKER NV, CORK | TARGET XL 360 SOFT COILS | M0036122050 | Standalone | DE0017302 | As per HSA registered indication(s)
Vascular | Vascular occlusion | Vascular coil | Vascular coil - Detachable | STRYKER NV, CORK | TARGET XL 360 STANDARD COILS | M0036106200 | Standalone | DE0017302 | As per HSA registered indication(s)
Vascular | Vascular occlusion | Vascular coil | Vascular coil - Detachable | STRYKER NV, CORK | TARGET XL 360 STANDARD COILS | M0036107200 | Standalone | DE0017302 | As per HSA registered indication(s)
Vascular | Vascular occlusion | Vascular coil | Vascular coil - Detachable | STRYKER NV, CORK | TARGET XL 360 STANDARD COILS | M0036108300 | Standalone | DE0017302 | As per HSA registered indication(s)
Vascular | Vascular occlusion | Vascular coil | Vascular coil - Detachable | STRYKER NV, CORK | TARGET XL 360 STANDARD COILS | M0036109300 | Standalone | DE0017302 | As per HSA registered indication(s)
Vascular | Vascular occlusion | Vascular coil | Vascular coil - Detachable | STRYKER NV, CORK | TARGET XL 360 STANDARD COILS | M0036101040 | Standalone | DE0017302 | As per HSA registered indication(s)
Vascular | Vascular occlusion | Vascular coil | Vascular coil - Detachable | STRYKER NV, CORK | TARGET XL 360 STANDARD COILS | M0036101240 | Standalone | DE0017302 | As per HSA registered indication(s)
Vascular | Vascular occlusion | Vascular coil | Vascular coil - Detachable | STRYKER NV, CORK | TARGET XL 360 STANDARD COILS | M0036101450 | Standalone | DE0017302 | As per HSA registered indication(s)
Vascular | Vascular occlusion | Vascular coil | Vascular coil - Detachable | STRYKER NV, CORK | TARGET XL 360 STANDARD COILS | M0036101650 | Standalone | DE0017302 | As per HSA registered indication(s)
Vascular | Vascular occlusion | Vascular coil | Vascular coil - Detachable | STRYKER NV, CORK | TARGET XL 360 STANDARD COILS | M0036101850 | Standalone | DE0017302 | As per HSA registered indication(s)
Vascular | Vascular occlusion | Vascular coil | Vascular coil - Detachable | STRYKER NV, CORK | TARGET XL 360 STANDARD COILS | M0036102050 | Standalone | DE0017302 | As per HSA registered indication(s)
Vascular | Vascular occlusion | Vascular coil | Vascular coil - Detachable | STRYKER NV, CORK | TARGET XL 360 STANDARD COILS | M0036102250 | Standalone | DE0017302 | As per HSA registered indication(s)
Vascular | Vascular occlusion | Vascular coil | Vascular coil - Detachable | STRYKER NV, CORK | TARGET XL 360 STANDARD COILS | M0036102450 | Standalone | DE0017302 | As per HSA registered indication(s)
Vascular | Vascular occlusion | Vascular coil | Vascular coil - Detachable | STRYKER NV, CORK | TARGET XL HELICAL COILS | M0036115150 | Standalone | DE0017302 | As per HSA registered indication(s)
Vascular | Vascular occlusion | Vascular coil | Vascular coil - Detachable | STRYKER NV, CORK | TARGET XL HELICAL COILS | M0036116200 | Standalone | DE0017302 | As per HSA registered indication(s)
Vascular | Vascular occlusion | Vascular coil | Vascular coil - Detachable | STRYKER NV, CORK | TARGET XL HELICAL COILS | M0036117200 | Standalone | DE0017302 | As per HSA registered indication(s)
Vascular | Vascular occlusion | Vascular coil | Vascular coil - Detachable | STRYKER NV, CORK | TARGET XL HELICAL COILS | M0036118300 | Standalone | DE0017302 | As per HSA registered indication(s)
Vascular | Vascular occlusion | Vascular coil | Vascular coil - Detachable | STRYKER NV, CORK | TARGET XL HELICAL COILS | M0036119300 | Standalone | DE0017302 | As per HSA registered indication(s)
Vascular | Vascular occlusion | Vascular coil | Vascular coil - Detachable | STRYKER NV, CORK | TARGET XL HELICAL COILS | M0036111040 | Standalone | DE0017302 | As per HSA registered indication(s)
Vascular | Vascular occlusion | Vascular coil | Vascular coil - Detachable | STRYKER NV, CORK | TARGET XL HELICAL COILS | M0036111250 | Standalone | DE0017302 | As per HSA registered indication(s)
Vascular | Vascular occlusion | Vascular coil | Vascular coil - Detachable | STRYKER NV, CORK | TARGET XL HELICAL COILS | M0036111450 | Standalone | DE0017302 | As per HSA registered indication(s)
Vascular | Vascular occlusion | Vascular coil | Vascular coil - Detachable | STRYKER NV, CORK | TARGET XL HELICAL COILS | M0036111650 | Standalone | DE0017302 | As per HSA registered indication(s)
Vascular | Vascular occlusion | Vascular coil | Vascular coil - Detachable | STRYKER NV, CORK | TARGET XL HELICAL COILS | M0036111850 | Standalone | DE0017302 | As per HSA registered indication(s)
Vascular | Vascular occlusion | Vascular coil | Vascular coil - Detachable | STRYKER NV, CORK | TARGET XL HELICAL COILS | M0036112050 | Standalone | DE0017302 | As per HSA registered indication(s)
Vascular | Vascular occlusion | Vascular coil | Vascular coil - Detachable | STRYKER NV, CORK | TARGET XL HELICAL COILS | M0036112250 | Standalone | DE0017302 | As per HSA registered indication(s)
Vascular | Vascular occlusion | Vascular coil | Vascular coil - Detachable | STRYKER NV, CORK | TARGET XL HELICAL COILS | M0036112450 | Standalone | DE0017302 | As per HSA registered indication(s)
Vascular | Vascular occlusion | Vascular coil | Vascular coil - Detachable | STRYKER NV, CORK | TARGET XL HELICAL STANDARD COILS | M0036166200 | Standalone | DE0017302 | As per HSA registered indication(s)
Vascular | Vascular occlusion | Vascular coil | Vascular coil - Detachable | STRYKER NV, CORK | TARGET XL HELICAL STANDARD COILS | M0036167200 | Standalone | DE0017302 | As per HSA registered indication(s)
Vascular | Vascular occlusion | Vascular coil | Vascular coil - Detachable | STRYKER NV, CORK | TARGET XL HELICAL STANDARD COILS | M0036168300 | Standalone | DE0017302 | As per HSA registered indication(s)
Vascular | Vascular occlusion | Vascular coil | Vascular coil - Detachable | STRYKER NV, CORK | TARGET XL HELICAL STANDARD COILS | M0036169300 | Standalone | DE0017302 | As per HSA registered indication(s)
Vascular | Vascular occlusion | Vascular coil | Vascular coil - Detachable | STRYKER NV, CORK | TARGET XL HELICAL STANDARD COILS | M0036161040 | Standalone | DE0017302 | As per HSA registered indication(s)
Vascular | Vascular occlusion | Vascular coil | Vascular coil - Detachable | Micro Therapeutics Inc.; Medtronic Mexico | Concerto Detachable Coils - Nylon Configurations | NV-2-4-HELIX | Standalone | DE0017592 | As per HSA registered indication(s)
Vascular | Vascular occlusion | Vascular coil | Vascular coil - Detachable | Micro Therapeutics Inc.; Medtronic Mexico | Concerto Detachable Coils - Nylon Configurations | NV-2-6-HELIX | Standalone | DE0017592 | As per HSA registered indication(s)
Vascular | Vascular occlusion | Vascular coil | Vascular coil - Detachable | Micro Therapeutics Inc.; Medtronic Mexico | Concerto Detachable Coils - Nylon Configurations | NV-2-8-HELIX | Standalone | DE0017592 | As per HSA registered indication(s)
Vascular | Vascular occlusion | Vascular coil | Vascular coil - Detachable | Micro Therapeutics Inc.; Medtronic Mexico | Concerto Detachable Coils - Nylon Configurations | NV-3-4-HELIX | Standalone | DE0017592 | As per HSA registered indication(s)
Vascular | Vascular occlusion | Vascular coil | Vascular coil - Detachable | Micro Therapeutics Inc.; Medtronic Mexico | Concerto Detachable Coils - Nylon Configurations | NV-3-8-HELIX | Standalone | DE0017592 | As per HSA registered indication(s)
Vascular | Vascular occlusion | Vascular coil | Vascular coil - Detachable | Micro Therapeutics Inc.; Medtronic Mexico | Concerto Detachable Coils - Nylon Configurations | NV-4-10-HELIX | Standalone | DE0017592 | As per HSA registered indication(s)
Vascular | Vascular occlusion | Vascular coil | Vascular coil - Detachable | Micro Therapeutics Inc.; Medtronic Mexico | Concerto Detachable Coils - Nylon Configurations | NV-4-8-HELIX | Standalone | DE0017592 | As per HSA registered indication(s)
Vascular | Vascular occlusion | Vascular coil | Vascular coil - Detachable | Micro Therapeutics Inc.; Medtronic Mexico | Concerto Detachable Coils - Nylon Configurations | NV-5-15-HELIX | Standalone | DE0017592 | As per HSA registered indication(s)
Vascular | Vascular occlusion | Vascular coil | Vascular coil - Detachable | Micro Therapeutics Inc.; Medtronic Mexico | Concerto Detachable Coils - Nylon Configurations | NV-5-20-HELIX | Standalone | DE0017592 | As per HSA registered indication(s)
Vascular | Vascular occlusion | Vascular coil | Vascular coil - Detachable | Micro Therapeutics Inc.; Medtronic Mexico | Concerto Detachable Coils - Nylon Configurations | NV-6-20-HELIX | Standalone | DE0017592 | As per HSA registered indication(s)
Vascular | Vascular occlusion | Vascular coil | Vascular coil - Detachable | Micro Therapeutics Inc.; Medtronic Mexico | Concerto Detachable Coils - Nylon Configurations | NV-7-30-HELIX | Standalone | DE0017592 | As per HSA registered indication(s)
Vascular | Vascular occlusion | Vascular coil | Vascular coil - Detachable | Micro Therapeutics Inc.; Medtronic Mexico | Concerto Detachable Coils - Nylon Configurations | NV-8-30-HELIX | Standalone | DE0017592 | As per HSA registered indication(s)
Vascular | Vascular occlusion | Vascular coil | Vascular coil - Detachable | Micro Therapeutics Inc.; Medtronic Mexico | Concerto Detachable Coils - Nylon Configurations | NV-9-30-HELIX | Standalone | DE0017592 | As per HSA registered indication(s)
Vascular | Vascular occlusion | Vascular coil | Vascular coil - Detachable | Micro Therapeutics Inc.; Medtronic Mexico | Concerto Detachable Coils - Nylon Configurations | NV-10-30-HELIX | Standalone | DE0017592 | As per HSA registered indication(s)
Vascular | Vascular occlusion | Vascular coil | Vascular coil - Detachable | Micro Therapeutics Inc.; Medtronic Mexico | Concerto Detachable Coils - PGLA Configurations | PV-12-30-HELIX | Standalone | DE0017022 | As per HSA registered indication(s)
Vascular | Vascular occlusion | Vascular coil | Vascular coil - Detachable | Micro Therapeutics Inc.; Medtronic Mexico | Concerto Detachable Coils - PGLA Configurations | PV-14-30-HELIX | Standalone | DE0017022 | As per HSA registered indication(s)
Vascular | Vascular occlusion | Vascular coil | Vascular coil - Detachable | Micro Therapeutics Inc.; Medtronic Mexico | Concerto Detachable Coils - PGLA Configurations | PV-16-40-HELIX | Standalone | DE0017022 | As per HSA registered indication(s)
Vascular | Vascular occlusion | Vascular coil | Vascular coil - Detachable | Micro Therapeutics Inc.; Medtronic Mexico | Concerto Detachable Coils - PGLA Configurations | PV-18-40-HELIX | Standalone | DE0017022 | As per HSA registered indication(s)
Vascular | Vascular occlusion | Vascular coil | Vascular coil - Detachable | Micro Therapeutics Inc.; Medtronic Mexico | Concerto Detachable Coils - PGLA Configurations | PV-20-50-HELIX | Standalone | DE0017022 | As per HSA registered indication(s)
Vascular | Vascular occlusion | Vascular coil | Vascular coil - Detachable | Micro Therapeutics Inc.; Medtronic Mexico | Axium Prime Frame | FC-3-10-3D | Standalone | DE0015710 | As per HSA registered indication(s)
Vascular | Vascular occlusion | Vascular coil | Vascular coil - Detachable | Micro Therapeutics Inc.; Medtronic Mexico | Axium Prime Frame | FC-3-6-3D | Standalone | DE0015710 | As per HSA registered indication(s)
Vascular | Vascular occlusion | Vascular coil | Vascular coil - Detachable | Micro Therapeutics Inc.; Medtronic Mexico | Axium Prime Frame | FC-3-8-3D | Standalone | DE0015710 | As per HSA registered indication(s)
Vascular | Vascular occlusion | Vascular coil | Vascular coil - Detachable | Micro Therapeutics Inc.; Medtronic Mexico | Axium Prime Frame | FC-3.5-10-3D | Standalone | DE0015710 | As per HSA registered indication(s)
Vascular | Vascular occlusion | Vascular coil | Vascular coil - Detachable | Micro Therapeutics Inc.; Medtronic Mexico | Axium Prime Frame | FC-3.5-6-3D | Standalone | DE0015710 | As per HSA registered indication(s)
Vascular | Vascular occlusion | Vascular coil | Vascular coil - Detachable | Micro Therapeutics Inc.; Medtronic Mexico | Axium Prime Frame | FC-3.5-8-3D | Standalone | DE0015710 | As per HSA registered indication(s)
Vascular | Vascular occlusion | Vascular coil | Vascular coil - Detachable | Micro Therapeutics Inc.; Medtronic Mexico | Axium Prime Frame | FC-4-10-3D | Standalone | DE0015710 | As per HSA registered indication(s)
Vascular | Vascular occlusion | Vascular coil | Vascular coil - Detachable | Micro Therapeutics Inc.; Medtronic Mexico | Axium Prime Frame | FC-4-12-3D | Standalone | DE0015710 | As per HSA registered indication(s)
Vascular | Vascular occlusion | Vascular coil | Vascular coil - Detachable | Micro Therapeutics Inc.; Medtronic Mexico | Axium Prime Frame | FC-4-15-3D | Standalone | DE0015710 | As per HSA registered indication(s)
Vascular | Vascular occlusion | Vascular coil | Vascular coil - Detachable | Micro Therapeutics Inc.; Medtronic Mexico | Axium Prime Frame | FC-4-6-3D | Standalone | DE0015710 | As per HSA registered indication(s)
Vascular | Vascular occlusion | Vascular coil | Vascular coil - Detachable | Micro Therapeutics Inc.; Medtronic Mexico | Axium Prime Frame | FC-4-8-3D | Standalone | DE0015710 | As per HSA registered indication(s)
Vascular | Vascular occlusion | Vascular coil | Vascular coil - Detachable | Micro Therapeutics Inc.; Medtronic Mexico | Axium Prime Frame | FC-5-10-3D | Standalone | DE0015710 | As per HSA registered indication(s)
Vascular | Vascular occlusion | Vascular coil | Vascular coil - Detachable | Micro Therapeutics Inc.; Medtronic Mexico | Axium Prime Frame | FC-5-15-3D | Standalone | DE0015710 | As per HSA registered indication(s)
Vascular | Vascular occlusion | Vascular coil | Vascular coil - Detachable | Micro Therapeutics Inc.; Medtronic Mexico | Axium Prime Frame | FC-5-20-3D | Standalone | DE0015710 | As per HSA registered indication(s)
Vascular | Vascular occlusion | Vascular coil | Vascular coil - Detachable | Micro Therapeutics Inc.; Medtronic Mexico | Axium Prime Frame | FC-5-8-3D | Standalone | DE0015710 | As per HSA registered indication(s)
Vascular | Vascular occlusion | Vascular coil | Vascular coil - Detachable | Micro Therapeutics Inc.; Medtronic Mexico | Axium Prime Frame | FC-6-10-3D | Standalone | DE0015710 | As per HSA registered indication(s)
Vascular | Vascular occlusion | Vascular coil | Vascular coil - Detachable | Micro Therapeutics Inc.; Medtronic Mexico | Axium Prime Frame | FC-6-15-3D | Standalone | DE0015710 | As per HSA registered indication(s)
Vascular | Vascular occlusion | Vascular coil | Vascular coil - Detachable | Micro Therapeutics Inc.; Medtronic Mexico | Axium Prime Frame | FC-6-20-3D | Standalone | DE0015710 | As per HSA registered indication(s)
Vascular | Vascular occlusion | Vascular coil | Vascular coil - Detachable | Micro Therapeutics Inc.; Medtronic Mexico | Axium Prime Frame | FC-6-25-3D | Standalone | DE0015710 | As per HSA registered indication(s)
Vascular | Vascular occlusion | Vascular coil | Vascular coil - Detachable | Micro Therapeutics Inc.; Medtronic Mexico | Axium Prime Frame | FC-7-12-3D | Standalone | DE0015710 | As per HSA registered indication(s)
Vascular | Vascular occlusion | Vascular coil | Vascular coil - Detachable | Micro Therapeutics Inc.; Medtronic Mexico | Axium Prime Frame | FC-7-15-3D | Standalone | DE0015710 | As per HSA registered indication(s)
Vascular | Vascular occlusion | Vascular coil | Vascular coil - Detachable | Micro Therapeutics Inc.; Medtronic Mexico | Axium Prime Frame | FC-7-20-3D | Standalone | DE0015710 | As per HSA registered indication(s)
Vascular | Vascular occlusion | Vascular coil | Vascular coil - Detachable | Micro Therapeutics Inc.; Medtronic Mexico | Axium Prime Frame | FC-7-30-3D | Standalone | DE0015710 | As per HSA registered indication(s)
Vascular | Vascular occlusion | Vascular coil | Vascular coil - Detachable | Micro Therapeutics Inc.; Medtronic Mexico | Axium Prime Frame | FC-8-15-3D | Standalone | DE0015710 | As per HSA registered indication(s)
Vascular | Vascular occlusion | Vascular coil | Vascular coil - Detachable | Micro Therapeutics Inc.; Medtronic Mexico | Axium Prime Frame | FC-8-20-3D | Standalone | DE0015710 | As per HSA registered indication(s)
Vascular | Vascular occlusion | Vascular coil | Vascular coil - Detachable | Micro Therapeutics Inc.; Medtronic Mexico | Axium Prime Frame | FC-8-30-3D | Standalone | DE0015710 | As per HSA registered indication(s)
Vascular | Vascular occlusion | Vascular coil | Vascular coil - Detachable | Micro Therapeutics Inc.; Medtronic Mexico | Axium Prime Frame | FC-9-20-3D | Standalone | DE0015710 | As per HSA registered indication(s)
Vascular | Vascular occlusion | Vascular coil | Vascular coil - Detachable | Micro Therapeutics Inc.; Medtronic Mexico | Axium Prime Frame | FC-9-30-3D | Standalone | DE0015710 | As per HSA registered indication(s)
Vascular | Vascular occlusion | Vascular coil | Vascular coil - Detachable | Micro Therapeutics Inc.; Medtronic Mexico | Axium Prime Frame | FC-10-20-3D | Standalone | DE0015710 | As per HSA registered indication(s)
Vascular | Vascular occlusion | Vascular coil | Vascular coil - Detachable | Micro Therapeutics Inc.; Medtronic Mexico | Axium Prime Frame | FC-10-30-3D | Standalone | DE0015710 | As per HSA registered indication(s)
Vascular | Vascular occlusion | Vascular coil | Vascular coil - Detachable | Micro Therapeutics Inc.; Medtronic Mexico | Axium Prime Frame | FC-10-40-3D | Standalone | DE0015710 | As per HSA registered indication(s)
Vascular | Vascular occlusion | Vascular coil | Vascular coil - Detachable | Micro Therapeutics Inc.; Medtronic Mexico | Axium Prime Frame | FC-12-30-3D | Standalone | DE0015710 | As per HSA registered indication(s)
Vascular | Vascular occlusion | Vascular coil | Vascular coil - Detachable | Micro Therapeutics Inc.; Medtronic Mexico | Axium Prime Frame | FC-12-40-3D | Standalone | DE0015710 | As per HSA registered indication(s)
Vascular | Vascular occlusion | Vascular coil | Vascular coil - Detachable | Micro Therapeutics Inc.; Medtronic Mexico | Axium Prime Frame | FC-12-50-3D | Standalone | DE0015710 | As per HSA registered indication(s)
Vascular | Vascular occlusion | Vascular coil | Vascular coil - Detachable | Micro Therapeutics Inc.; Medtronic Mexico | Axium Prime Frame | FC-14-30-3D | Standalone | DE0015710 | As per HSA registered indication(s)
Vascular | Vascular occlusion | Vascular coil | Vascular coil - Detachable | Micro Therapeutics Inc.; Medtronic Mexico | Axium Prime Frame | FC-14-40-3D | Standalone | DE0015710 | As per HSA registered indication(s)
Vascular | Vascular occlusion | Vascular coil | Vascular coil - Detachable | Micro Therapeutics Inc.; Medtronic Mexico | Axium Prime Frame | FC-14-50-3D | Standalone | DE0015710 | As per HSA registered indication(s)
Vascular | Vascular occlusion | Vascular coil | Vascular coil - Detachable | Micro Therapeutics Inc.; Medtronic Mexico | Axium Prime Frame | FC-16-40-3D | Standalone | DE0015710 | As per HSA registered indication(s)
Vascular | Vascular occlusion | Vascular coil | Vascular coil - Detachable | Micro Therapeutics Inc.; Medtronic Mexico | Axium Prime Frame | FC-16-50-3D | Standalone | DE0015710 | As per HSA registered indication(s)
Vascular | Vascular occlusion | Vascular coil | Vascular coil - Detachable | Micro Therapeutics Inc.; Medtronic Mexico | Axium Prime Frame | FC-18-40-3D | Standalone | DE0015710 | As per HSA registered indication(s)
Vascular | Vascular occlusion | Vascular coil | Vascular coil - Detachable | Micro Therapeutics Inc.; Medtronic Mexico | Axium Prime Frame | FC-18-50-3D | Standalone | DE0015710 | As per HSA registered indication(s)
Vascular | Vascular occlusion | Vascular coil | Vascular coil - Detachable | Micro Therapeutics Inc.; Medtronic Mexico | Axium Prime Frame | FC-20-50-3D | Standalone | DE0015710 | As per HSA registered indication(s)
Vascular | Vascular occlusion | Vascular coil | Vascular coil - Detachable | Micro Therapeutics Inc.; Medtronic Mexico | Axium Prime Frame | FC-22-50-3D | Standalone | DE0015710 | As per HSA registered indication(s)
Vascular | Vascular occlusion | Vascular coil | Vascular coil - Detachable | Micro Therapeutics Inc.; Medtronic Mexico | Axium Prime Frame | FC-25-50-3D | Standalone | DE0015710 | As per HSA registered indication(s)
Vascular | Vascular occlusion | Vascular coil | Vascular coil - Detachable | Micro Therapeutics Inc.; Medtronic Mexico | Axium 3D Detachable Coil | QC-2-2-3D | Standalone | DE0006572 | As per HSA registered indication(s)
Vascular | Vascular occlusion | Vascular coil | Vascular coil - Detachable | Micro Therapeutics Inc.; Medtronic Mexico | Axium 3D Detachable Coil | QC-2-4-3D | Standalone | DE0006572 | As per HSA registered indication(s)
Vascular | Vascular occlusion | Vascular coil | Vascular coil - Detachable | Micro Therapeutics Inc.; Medtronic Mexico | Axium 3D Detachable Coil | QC-2-6-3D | Standalone | DE0006572 | As per HSA registered indication(s)
Vascular | Vascular occlusion | Vascular coil | Vascular coil - Detachable | Micro Therapeutics Inc.; Medtronic Mexico | Axium 3D Detachable Coil | QC-2.5-2-3D | Standalone | DE0006572 | As per HSA registered indication(s)
Vascular | Vascular occlusion | Vascular coil | Vascular coil - Detachable | Micro Therapeutics Inc.; Medtronic Mexico | Axium 3D Detachable Coil | QC-2.5-4-3D | Standalone | DE0006572 | As per HSA registered indication(s)
Vascular | Vascular occlusion | Vascular coil | Vascular coil - Detachable | Micro Therapeutics Inc.; Medtronic Mexico | Axium 3D Detachable Coil | QC-2.5-6-3D | Standalone | DE0006572 | As per HSA registered indication(s)
Vascular | Vascular occlusion | Vascular coil | Vascular coil - Detachable | Micro Therapeutics Inc.; Medtronic Mexico | Axium 3D Detachable Coil | QC-2.5-8-3D | Standalone | DE0006572 | As per HSA registered indication(s)
Vascular | Vascular occlusion | Vascular coil | Vascular coil - Detachable | Micro Therapeutics Inc.; Medtronic Mexico | Axium 3D Detachable Coil | QC-3-10-3D | Standalone | DE0006572 | As per HSA registered indication(s)
Vascular | Vascular occlusion | Vascular coil | Vascular coil - Detachable | Micro Therapeutics Inc.; Medtronic Mexico | Axium 3D Detachable Coil | QC-3-4-3D | Standalone | DE0006572 | As per HSA registered indication(s)
Vascular | Vascular occlusion | Vascular coil | Vascular coil - Detachable | Micro Therapeutics Inc.; Medtronic Mexico | Axium 3D Detachable Coil | QC-3-6-3D | Standalone | DE0006572 | As per HSA registered indication(s)
Vascular | Vascular occlusion | Vascular coil | Vascular coil - Detachable | Micro Therapeutics Inc.; Medtronic Mexico | Axium 3D Detachable Coil | QC-3-8-3D | Standalone | DE0006572 | As per HSA registered indication(s)
Vascular | Vascular occlusion | Vascular coil | Vascular coil - Detachable | Micro Therapeutics Inc.; Medtronic Mexico | Axium 3D Detachable Coil | QC-3.5-12-3D | Standalone | DE0006572 | As per HSA registered indication(s)
Vascular | Vascular occlusion | Vascular coil | Vascular coil - Detachable | Micro Therapeutics Inc.; Medtronic Mexico | Axium 3D Detachable Coil | QC-3.5-15-3D | Standalone | DE0006572 | As per HSA registered indication(s)
Vascular | Vascular occlusion | Vascular coil | Vascular coil - Detachable | Micro Therapeutics Inc.; Medtronic Mexico | Axium 3D Detachable Coil | QC-3.5-6-3D | Standalone | DE0006572 | As per HSA registered indication(s)
Vascular | Vascular occlusion | Vascular coil | Vascular coil - Detachable | Micro Therapeutics Inc.; Medtronic Mexico | Axium 3D Detachable Coil | QC-4-10-3D | Standalone | DE0006572 | As per HSA registered indication(s)
Vascular | Vascular occlusion | Vascular coil | Vascular coil - Detachable | Micro Therapeutics Inc.; Medtronic Mexico | Axium 3D Detachable Coil | QC-4-12-3D | Standalone | DE0006572 | As per HSA registered indication(s)
Vascular | Vascular occlusion | Vascular coil | Vascular coil - Detachable | Micro Therapeutics Inc.; Medtronic Mexico | Axium 3D Detachable Coil | QC-4-6-3D | Standalone | DE0006572 | As per HSA registered indication(s)
Vascular | Vascular occlusion | Vascular coil | Vascular coil - Detachable | Micro Therapeutics Inc.; Medtronic Mexico | Axium 3D Detachable Coil | QC-4-8-3D | Standalone | DE0006572 | As per HSA registered indication(s)
Vascular | Vascular occlusion | Vascular coil | Vascular coil - Detachable | Micro Therapeutics Inc.; Medtronic Mexico | Axium 3D Detachable Coil | QC-5-10-3D | Standalone | DE0006572 | As per HSA registered indication(s)
Vascular | Vascular occlusion | Vascular coil | Vascular coil - Detachable | Micro Therapeutics Inc.; Medtronic Mexico | Axium 3D Detachable Coil | QC-5-15-3D | Standalone | DE0006572 | As per HSA registered indication(s)
Vascular | Vascular occlusion | Vascular coil | Vascular coil - Detachable | Micro Therapeutics Inc.; Medtronic Mexico | Axium 3D Detachable Coil | QC-5-8-3D | Standalone | DE0006572 | As per HSA registered indication(s)
Vascular | Vascular occlusion | Vascular coil | Vascular coil - Detachable | Micro Therapeutics Inc.; Medtronic Mexico | Axium 3D Detachable Coil | QC-6-10-3D | Standalone | DE0006572 | As per HSA registered indication(s)
Vascular | Vascular occlusion | Vascular coil | Vascular coil - Detachable | Micro Therapeutics Inc.; Medtronic Mexico | Axium 3D Detachable Coil | QC-6-15-3D | Standalone | DE0006572 | As per HSA registered indication(s)
Vascular | Vascular occlusion | Vascular coil | Vascular coil - Detachable | Micro Therapeutics Inc.; Medtronic Mexico | Axium 3D Detachable Coil | QC-6-20-3D | Standalone | DE0006572 | As per HSA registered indication(s)
Vascular | Vascular occlusion | Vascular coil | Vascular coil - Detachable | Micro Therapeutics Inc.; Medtronic Mexico | Axium 3D Detachable Coil | QC-7-15-3D | Standalone | DE0006572 | As per HSA registered indication(s)
Vascular | Vascular occlusion | Vascular coil | Vascular coil - Detachable | Micro Therapeutics Inc.; Medtronic Mexico | Axium 3D Detachable Coil | QC-7-20-3D | Standalone | DE0006572 | As per HSA registered indication(s)
Vascular | Vascular occlusion | Vascular coil | Vascular coil - Detachable | Micro Therapeutics Inc.; Medtronic Mexico | Axium 3D Detachable Coil | QC-7-30-3D | Standalone | DE0006572 | As per HSA registered indication(s)
Vascular | Vascular occlusion | Vascular coil | Vascular coil - Detachable | Micro Therapeutics Inc.; Medtronic Mexico | Axium 3D Detachable Coil | QC-8-15-3D | Standalone | DE0006572 | As per HSA registered indication(s)
Vascular | Vascular occlusion | Vascular coil | Vascular coil - Detachable | Micro Therapeutics Inc.; Medtronic Mexico | Axium 3D Detachable Coil | QC-8-20-3D | Standalone | DE0006572 | As per HSA registered indication(s)
Vascular | Vascular occlusion | Vascular coil | Vascular coil - Detachable | Micro Therapeutics Inc.; Medtronic Mexico | Axium 3D Detachable Coil | QC-8-30-3D | Standalone | DE0006572 | As per HSA registered indication(s)
Vascular | Vascular occlusion | Vascular coil | Vascular coil - Detachable | Micro Therapeutics Inc.; Medtronic Mexico | Axium 3D Detachable Coil | QC-9-20-3D | Standalone | DE0006572 | As per HSA registered indication(s)
Vascular | Vascular occlusion | Vascular coil | Vascular coil - Detachable | Micro Therapeutics Inc.; Medtronic Mexico | Axium 3D Detachable Coil | QC-9-30-3D | Standalone | DE0006572 | As per HSA registered indication(s)
Vascular | Vascular occlusion | Vascular coil | Vascular coil - Detachable | Micro Therapeutics Inc.; Medtronic Mexico | Axium 3D Detachable Coil | QC-10-20-3D | Standalone | DE0006572 | As per HSA registered indication(s)
Vascular | Vascular occlusion | Vascular coil | Vascular coil - Detachable | Micro Therapeutics Inc.; Medtronic Mexico | Axium 3D Detachable Coil | QC-10-30-3D | Standalone | DE0006572 | As per HSA registered indication(s)
Vascular | Vascular occlusion | Vascular coil | Vascular coil - Detachable | Micro Therapeutics Inc.; Medtronic Mexico | Axium 3D Detachable Coil | QC-12-30-3D | Standalone | DE0006572 | As per HSA registered indication(s)
Vascular | Vascular occlusion | Vascular coil | Vascular coil - Detachable | Micro Therapeutics Inc.; Medtronic Mexico | Axium 3D Detachable Coil | QC-12-40-3D | Standalone | DE0006572 | As per HSA registered indication(s)
Vascular | Vascular occlusion | Vascular coil | Vascular coil - Detachable | Micro Therapeutics Inc.; Medtronic Mexico | Axium 3D Detachable Coil | QC-14-30-3D | Standalone | DE0006572 | As per HSA registered indication(s)
Vascular | Vascular occlusion | Vascular coil | Vascular coil - Detachable | Micro Therapeutics Inc.; Medtronic Mexico | Axium 3D Detachable Coil | QC-14-40-3D | Standalone | DE0006572 | As per HSA registered indication(s)
Vascular | Vascular occlusion | Vascular coil | Vascular coil - Detachable | Micro Therapeutics Inc.; Medtronic Mexico | Axium 3D Detachable Coil | QC-16-40-3D | Standalone | DE0006572 | As per HSA registered indication(s)
Vascular | Vascular occlusion | Vascular coil | Vascular coil - Detachable | Micro Therapeutics Inc.; Medtronic Mexico | Axium 3D Detachable Coil | QC-18-40-3D | Standalone | DE0006572 | As per HSA registered indication(s)
Vascular | Vascular occlusion | Vascular coil | Vascular coil - Detachable | Micro Therapeutics Inc.; Medtronic Mexico | Axium 3D Detachable Coil | QC-22-50-3D | Standalone | DE0006572 | As per HSA registered indication(s)
Vascular | Vascular occlusion | Vascular coil | Vascular coil - Detachable | Micro Therapeutics Inc.; Medtronic Mexico | Axium 3D Detachable Coil | QC-25-50-3D | Standalone | DE0006572 | As per HSA registered indication(s)
Vascular | Vascular occlusion | Vascular coil | Vascular coil - Detachable | Micro Therapeutics Inc.; Medtronic Mexico | Axium Helical Detachable Coil | QC-1.5-1-HELIX | Standalone | DE0006572 | As per HSA registered indication(s)
Vascular | Vascular occlusion | Vascular coil | Vascular coil - Detachable | Micro Therapeutics Inc.; Medtronic Mexico | Axium Helical Detachable Coil | QC-1.5-3-HELIX | Standalone | DE0006572 | As per HSA registered indication(s)
Vascular | Vascular occlusion | Vascular coil | Vascular coil - Detachable | Micro Therapeutics Inc.; Medtronic Mexico | Axium Helical Detachable Coil | QC-1.5-4-HELIX | Standalone | DE0006572 | As per HSA registered indication(s)
Vascular | Vascular occlusion | Vascular coil | Vascular coil - Detachable | Micro Therapeutics Inc.; Medtronic Mexico | Axium Helical Detachable Coil | QC-2-1-HELIX | Standalone | DE0006572 | As per HSA registered indication(s)
Vascular | Vascular occlusion | Vascular coil | Vascular coil - Detachable | Micro Therapeutics Inc.; Medtronic Mexico | Axium Helical Detachable Coil | QC-2-2-HELIX | Standalone | DE0006572 | As per HSA registered indication(s)
Vascular | Vascular occlusion | Vascular coil | Vascular coil - Detachable | Micro Therapeutics Inc.; Medtronic Mexico | Axium Helical Detachable Coil | QC-2-3-HELIX | Standalone | DE0006572 | As per HSA registered indication(s)
Vascular | Vascular occlusion | Vascular coil | Vascular coil - Detachable | Micro Therapeutics Inc.; Medtronic Mexico | Axium Helical Detachable Coil | QC-2-4-HELIX | Standalone | DE0006572 | As per HSA registered indication(s)
Vascular | Vascular occlusion | Vascular coil | Vascular coil - Detachable | Micro Therapeutics Inc.; Medtronic Mexico | Axium Helical Detachable Coil | QC-2-6-HELIX | Standalone | DE0006572 | As per HSA registered indication(s)
Vascular | Vascular occlusion | Vascular coil | Vascular coil - Detachable | Micro Therapeutics Inc.; Medtronic Mexico | Axium Helical Detachable Coil | QC-2-8-HELIX | Standalone | DE0006572 | As per HSA registered indication(s)
Vascular | Vascular occlusion | Vascular coil | Vascular coil - Detachable | Micro Therapeutics Inc.; Medtronic Mexico | Axium Helical Detachable Coil | QC-2.5-2-HELIX | Standalone | DE0006572 | As per HSA registered indication(s)
Vascular | Vascular occlusion | Vascular coil | Vascular coil - Detachable | Micro Therapeutics Inc.; Medtronic Mexico | Axium Helical Detachable Coil | QC-2.5-4-HELIX | Standalone | DE0006572 | As per HSA registered indication(s)
Vascular | Vascular occlusion | Vascular coil | Vascular coil - Detachable | Micro Therapeutics Inc.; Medtronic Mexico | Axium Helical Detachable Coil | QC-2.5-6-HELIX | Standalone | DE0006572 | As per HSA registered indication(s)
Vascular | Vascular occlusion | Vascular coil | Vascular coil - Detachable | Micro Therapeutics Inc.; Medtronic Mexico | Axium Helical Detachable Coil | QC-2.5-8-HELIX | Standalone | DE0006572 | As per HSA registered indication(s)
Vascular | Vascular occlusion | Vascular coil | Vascular coil - Detachable | Micro Therapeutics Inc.; Medtronic Mexico | Axium Helical Detachable Coil | QC-3-4-HELIX | Standalone | DE0006572 | As per HSA registered indication(s)
Vascular | Vascular occlusion | Vascular coil | Vascular coil - Detachable | Micro Therapeutics Inc.; Medtronic Mexico | Axium Helical Detachable Coil | QC-3-6-HELIX | Standalone | DE0006572 | As per HSA registered indication(s)
Vascular | Vascular occlusion | Vascular coil | Vascular coil - Detachable | Micro Therapeutics Inc.; Medtronic Mexico | Axium Helical Detachable Coil | QC-3-8-HELIX | Standalone | DE0006572 | As per HSA registered indication(s)
Vascular | Vascular occlusion | Vascular coil | Vascular coil - Detachable | Micro Therapeutics Inc.; Medtronic Mexico | Axium Helical Detachable Coil | QC-4-10-HELIX | Standalone | DE0006572 | As per HSA registered indication(s)
Vascular | Vascular occlusion | Vascular coil | Vascular coil - Detachable | Micro Therapeutics Inc.; Medtronic Mexico | Axium Helical Detachable Coil | QC-4-12-HELIX | Standalone | DE0006572 | As per HSA registered indication(s)
Vascular | Vascular occlusion | Vascular coil | Vascular coil - Detachable | Micro Therapeutics Inc.; Medtronic Mexico | Axium Helical Detachable Coil | QC-4-8-HELIX | Standalone | DE0006572 | As per HSA registered indication(s)
Vascular | Vascular occlusion | Vascular coil | Vascular coil - Detachable | Micro Therapeutics Inc.; Medtronic Mexico | Axium Helical Detachable Coil | QC-5-15-HELIX | Standalone | DE0006572 | As per HSA registered indication(s)
Vascular | Vascular occlusion | Vascular coil | Vascular coil - Detachable | Micro Therapeutics Inc.; Medtronic Mexico | Axium Helical Detachable Coil | QC-5-20-HELIX | Standalone | DE0006572 | As per HSA registered indication(s)
Vascular | Vascular occlusion | Vascular coil | Vascular coil - Detachable | Micro Therapeutics Inc.; Medtronic Mexico | Axium Helical Detachable Coil | QC-6-20-HELIX | Standalone | DE0006572 | As per HSA registered indication(s)
Vascular | Vascular occlusion | Vascular coil | Vascular coil - Detachable | Micro Therapeutics Inc.; Medtronic Mexico | Axium Helical Detachable Coil | QC-7-20-HELIX | Standalone | DE0006572 | As per HSA registered indication(s)
Vascular | Vascular occlusion | Vascular coil | Vascular coil - Detachable | Micro Therapeutics Inc.; Medtronic Mexico | Axium Helical Detachable Coil | QC-7-30-HELIX | Standalone | DE0006572 | As per HSA registered indication(s)
Vascular | Vascular occlusion | Vascular coil | Vascular coil - Detachable | Micro Therapeutics Inc.; Medtronic Mexico | Axium Helical Detachable Coil | QC-8-20-HELIX | Standalone | DE0006572 | As per HSA registered indication(s)
Vascular | Vascular occlusion | Vascular coil | Vascular coil - Detachable | Micro Therapeutics Inc.; Medtronic Mexico | Axium Helical Detachable Coil | QC-8-30-HELIX | Standalone | DE0006572 | As per HSA registered indication(s)
Vascular | Vascular occlusion | Vascular coil | Vascular coil - Detachable | Micro Therapeutics Inc.; Medtronic Mexico | Axium Helical Detachable Coil | QC-9-20-HELIX | Standalone | DE0006572 | As per HSA registered indication(s)
Vascular | Vascular occlusion | Vascular coil | Vascular coil - Detachable | Micro Therapeutics Inc.; Medtronic Mexico | Axium Helical Detachable Coil | QC-9-30-HELIX | Standalone | DE0006572 | As per HSA registered indication(s)
Vascular | Vascular occlusion | Vascular coil | Vascular coil - Detachable | Micro Therapeutics Inc.; Medtronic Mexico | Axium Helical Detachable Coil | QC-10-20-HELIX | Standalone | DE0006572 | As per HSA registered indication(s)
Vascular | Vascular occlusion | Vascular coil | Vascular coil - Detachable | Micro Therapeutics Inc.; Medtronic Mexico | Axium Helical Detachable Coil | QC-10-30-HELIX | Standalone | DE0006572 | As per HSA registered indication(s)
Vascular | Vascular occlusion | Vascular coil | Vascular coil - Detachable | Micro Therapeutics Inc.; Medtronic Mexico | Axium Helical Detachable Coil | QC-12-30-HELIX | Standalone | DE0006572 | As per HSA registered indication(s)
Vascular | Vascular occlusion | Vascular coil | Vascular coil - Detachable | Micro Therapeutics Inc.; Medtronic Mexico | Axium Helical Detachable Coil | QC-12-40-HELIX | Standalone | DE0006572 | As per HSA registered indication(s)
Vascular | Vascular occlusion | Vascular coil | Vascular coil - Detachable | Micro Therapeutics Inc.; Medtronic Mexico | Axium Helical Detachable Coil | QC-14-30-HELIX | Standalone | DE0006572 | As per HSA registered indication(s)
Vascular | Vascular occlusion | Vascular coil | Vascular coil - Detachable | Micro Therapeutics Inc.; Medtronic Mexico | Axium Helical Detachable Coil | QC-14-40-HELIX | Standalone | DE0006572 | As per HSA registered indication(s)
Vascular | Vascular occlusion | Vascular coil | Vascular coil - Detachable | Micro Therapeutics Inc.; Medtronic Mexico | Axium Helical Detachable Coil | QC-16-30-HELIX | Standalone | DE0006572 | As per HSA registered indication(s)
Vascular | Vascular occlusion | Vascular coil | Vascular coil - Detachable | Micro Therapeutics Inc.; Medtronic Mexico | Axium Helical Detachable Coil | QC-16-40-HELIX | Standalone | DE0006572 | As per HSA registered indication(s)
Vascular | Vascular occlusion | Vascular coil | Vascular coil - Detachable | Micro Therapeutics Inc.; Medtronic Mexico | Axium Helical Detachable Coil | QC-18-40-HELIX | Standalone | DE0006572 | As per HSA registered indication(s)
Vascular | Vascular occlusion | Vascular coil | Vascular coil - Detachable | Micro Therapeutics Inc.; Medtronic Mexico | Axium Prime Bare 3D Configuration | APB-1.5-2-3D-ES | Standalone | DE0015710 | As per HSA registered indication(s)
Vascular | Vascular occlusion | Vascular coil | Vascular coil - Detachable | Micro Therapeutics Inc.; Medtronic Mexico | Axium Prime Bare 3D Configuration | APB-1.5-3-3D-ES | Standalone | DE0015710 | As per HSA registered indication(s)
Vascular | Vascular occlusion | Vascular coil | Vascular coil - Detachable | Micro Therapeutics Inc.; Medtronic Mexico | Axium Prime Bare 3D Configuration | APB-1.5-4-3D-ES | Standalone | DE0015710 | As per HSA registered indication(s)
Vascular | Vascular occlusion | Vascular coil | Vascular coil - Detachable | Micro Therapeutics Inc.; Medtronic Mexico | Axium Prime Bare 3D Configuration | APB-1-2-3D-ES | Standalone | DE0015710 | As per HSA registered indication(s)
Vascular | Vascular occlusion | Vascular coil | Vascular coil - Detachable | Micro Therapeutics Inc.; Medtronic Mexico | Axium Prime Bare 3D Configuration | APB-1-3-3D-ES | Standalone | DE0015710 | As per HSA registered indication(s)
Vascular | Vascular occlusion | Vascular coil | Vascular coil - Detachable | Micro Therapeutics Inc.; Medtronic Mexico | Axium Prime Bare 3D Configuration | APB-1-4-3D-ES | Standalone | DE0015710 | As per HSA registered indication(s)
Vascular | Vascular occlusion | Vascular coil | Vascular coil - Detachable | Micro Therapeutics Inc.; Medtronic Mexico | Axium Prime Bare 3D Configuration | APB-2.5-4-3D-ES | Standalone | DE0015710 | As per HSA registered indication(s)
Vascular | Vascular occlusion | Vascular coil | Vascular coil - Detachable | Micro Therapeutics Inc.; Medtronic Mexico | Axium Prime Bare 3D Configuration | APB-2.5-6-3D-ES | Standalone | DE0015710 | As per HSA registered indication(s)
Vascular | Vascular occlusion | Vascular coil | Vascular coil - Detachable | Micro Therapeutics Inc.; Medtronic Mexico | Axium Prime Bare 3D Configuration | APB-2-2-3D-ES | Standalone | DE0015710 | As per HSA registered indication(s)
Vascular | Vascular occlusion | Vascular coil | Vascular coil - Detachable | Micro Therapeutics Inc.; Medtronic Mexico | Axium Prime Bare 3D Configuration | APB-2-3-3D-ES | Standalone | DE0015710 | As per HSA registered indication(s)
Vascular | Vascular occlusion | Vascular coil | Vascular coil - Detachable | Micro Therapeutics Inc.; Medtronic Mexico | Axium Prime Bare 3D Configuration | APB-2-4-3D-ES | Standalone | DE0015710 | As per HSA registered indication(s)
Vascular | Vascular occlusion | Vascular coil | Vascular coil - Detachable | Micro Therapeutics Inc.; Medtronic Mexico | Axium Prime Bare 3D Configuration | APB-3.5-10-3D-ES | Standalone | DE0015710 | As per HSA registered indication(s)
Vascular | Vascular occlusion | Vascular coil | Vascular coil - Detachable | Micro Therapeutics Inc.; Medtronic Mexico | Axium Prime Bare 3D Configuration | APB-3.5-6-3D-ES | Standalone | DE0015710 | As per HSA registered indication(s)
Vascular | Vascular occlusion | Vascular coil | Vascular coil - Detachable | Micro Therapeutics Inc.; Medtronic Mexico | Axium Prime Bare 3D Configuration | APB-3.5-8-3D-ES | Standalone | DE0015710 | As per HSA registered indication(s)
Vascular | Vascular occlusion | Vascular coil | Vascular coil - Detachable | Micro Therapeutics Inc.; Medtronic Mexico | Axium Prime Bare 3D Configuration | APB-3-4-3D-ES | Standalone | DE0015710 | As per HSA registered indication(s)
Vascular | Vascular occlusion | Vascular coil | Vascular coil - Detachable | Micro Therapeutics Inc.; Medtronic Mexico | Axium Prime Bare 3D Configuration | APB-3-6-3D-ES | Standalone | DE0015710 | As per HSA registered indication(s)
Vascular | Vascular occlusion | Vascular coil | Vascular coil - Detachable | Micro Therapeutics Inc.; Medtronic Mexico | Axium Prime Bare 3D Configuration | APB-3-8-3D-ES | Standalone | DE0015710 | As per HSA registered indication(s)
Vascular | Vascular occlusion | Vascular coil | Vascular coil - Detachable | Micro Therapeutics Inc.; Medtronic Mexico | Axium Prime Bare Helix Configuration | APB-1.5-1-HX-ES | Standalone | DE0015710 | As per HSA registered indication(s)
Vascular | Vascular occlusion | Vascular coil | Vascular coil - Detachable | Micro Therapeutics Inc.; Medtronic Mexico | Axium Prime Bare Helix Configuration | APB-1.5-2-HX-ES | Standalone | DE0015710 | As per HSA registered indication(s)
Vascular | Vascular occlusion | Vascular coil | Vascular coil - Detachable | Micro Therapeutics Inc.; Medtronic Mexico | Axium Prime Bare Helix Configuration | APB-1.5-3-HX-ES | Standalone | DE0015710 | As per HSA registered indication(s)
Vascular | Vascular occlusion | Vascular coil | Vascular coil - Detachable | Micro Therapeutics Inc.; Medtronic Mexico | Axium Prime Bare Helix Configuration | APB-1.5-4-HX-ES | Standalone | DE0015710 | As per HSA registered indication(s)
Vascular | Vascular occlusion | Vascular coil | Vascular coil - Detachable | Micro Therapeutics Inc.; Medtronic Mexico | Axium Prime Bare Helix Configuration | APB-1-1-HX-ES | Standalone | DE0015710 | As per HSA registered indication(s)
Vascular | Vascular occlusion | Vascular coil | Vascular coil - Detachable | Micro Therapeutics Inc.; Medtronic Mexico | Axium Prime Bare Helix Configuration | APB-1-2-HX-ES | Standalone | DE0015710 | As per HSA registered indication(s)
Vascular | Vascular occlusion | Vascular coil | Vascular coil - Detachable | Micro Therapeutics Inc.; Medtronic Mexico | Axium Prime Bare Helix Configuration | APB-1-3-HX-ES | Standalone | DE0015710 | As per HSA registered indication(s)
Vascular | Vascular occlusion | Vascular coil | Vascular coil - Detachable | Micro Therapeutics Inc.; Medtronic Mexico | Axium Prime Bare Helix Configuration | APB-2.5-3-HX-ES | Standalone | DE0015710 | As per HSA registered indication(s)
Vascular | Vascular occlusion | Vascular coil | Vascular coil - Detachable | Micro Therapeutics Inc.; Medtronic Mexico | Axium Prime Bare Helix Configuration | APB-2.5-4-HX-ES | Standalone | DE0015710 | As per HSA registered indication(s)
Vascular | Vascular occlusion | Vascular coil | Vascular coil - Detachable | Micro Therapeutics Inc.; Medtronic Mexico | Axium Prime Bare Helix Configuration | APB-2.5-6-HX-ES | Standalone | DE0015710 | As per HSA registered indication(s)
Vascular | Vascular occlusion | Vascular coil | Vascular coil - Detachable | Micro Therapeutics Inc.; Medtronic Mexico | Axium Prime Bare Helix Configuration | APB-2.5-8-HX-ES | Standalone | DE0015710 | As per HSA registered indication(s)
Vascular | Vascular occlusion | Vascular coil | Vascular coil - Detachable | Micro Therapeutics Inc.; Medtronic Mexico | Axium Prime Bare Helix Configuration | APB-2-1-HX-ES | Standalone | DE0015710 | As per HSA registered indication(s)
Vascular | Vascular occlusion | Vascular coil | Vascular coil - Detachable | Micro Therapeutics Inc.; Medtronic Mexico | Axium Prime Bare Helix Configuration | APB-2-2-HX-ES | Standalone | DE0015710 | As per HSA registered indication(s)
Vascular | Vascular occlusion | Vascular coil | Vascular coil - Detachable | Micro Therapeutics Inc.; Medtronic Mexico | Axium Prime Bare Helix Configuration | APB-2-3-HX-ES | Standalone | DE0015710 | As per HSA registered indication(s)
Vascular | Vascular occlusion | Vascular coil | Vascular coil - Detachable | Micro Therapeutics Inc.; Medtronic Mexico | Axium Prime Bare Helix Configuration | APB-2-4-HX-ES | Standalone | DE0015710 | As per HSA registered indication(s)
Vascular | Vascular occlusion | Vascular coil | Vascular coil - Detachable | Micro Therapeutics Inc.; Medtronic Mexico | Axium Prime Bare Helix Configuration | APB-2-6-HX-ES | Standalone | DE0015710 | As per HSA registered indication(s)
Vascular | Vascular occlusion | Vascular coil | Vascular coil - Detachable | Micro Therapeutics Inc.; Medtronic Mexico | Axium Prime Bare Helix Configuration | APB-2-8-HX-ES | Standalone | DE0015710 | As per HSA registered indication(s)
Vascular | Vascular occlusion | Vascular coil | Vascular coil - Detachable | Micro Therapeutics Inc.; Medtronic Mexico | Axium Prime Bare Helix Configuration | APB-3-10-HX-ES | Standalone | DE0015710 | As per HSA registered indication(s)
Vascular | Vascular occlusion | Vascular coil | Vascular coil - Detachable | Micro Therapeutics Inc.; Medtronic Mexico | Axium Prime Bare Helix Configuration | APB-3-4-HX-ES | Standalone | DE0015710 | As per HSA registered indication(s)
Vascular | Vascular occlusion | Vascular coil | Vascular coil - Detachable | Micro Therapeutics Inc.; Medtronic Mexico | Axium Prime Bare Helix Configuration | APB-3-6-HX-ES | Standalone | DE0015710 | As per HSA registered indication(s)
Vascular | Vascular occlusion | Vascular coil | Vascular coil - Detachable | Micro Therapeutics Inc.; Medtronic Mexico | Axium Prime Bare Helix Configuration | APB-3-8-HX-ES | Standalone | DE0015710 | As per HSA registered indication(s)
Vascular | Vascular occlusion | Vascular coil | Vascular coil - Detachable | Micro Therapeutics Inc.; Medtronic Mexico | Axium Prime Bare 3D Configuration | APB-4-10-3D-SS | Standalone | DE0015710 | As per HSA registered indication(s)
Vascular | Vascular occlusion | Vascular coil | Vascular coil - Detachable | Micro Therapeutics Inc.; Medtronic Mexico | Axium Prime Bare 3D Configuration | APB-4-12-3D-SS | Standalone | DE0015710 | As per HSA registered indication(s)
Vascular | Vascular occlusion | Vascular coil | Vascular coil - Detachable | Micro Therapeutics Inc.; Medtronic Mexico | Axium Prime Bare 3D Configuration | APB-4-6-3D-SS | Standalone | DE0015710 | As per HSA registered indication(s)
Vascular | Vascular occlusion | Vascular coil | Vascular coil - Detachable | Micro Therapeutics Inc.; Medtronic Mexico | Axium Prime Bare 3D Configuration | APB-4-8-3D-SS | Standalone | DE0015710 | As per HSA registered indication(s)
Vascular | Vascular occlusion | Vascular coil | Vascular coil - Detachable | Micro Therapeutics Inc.; Medtronic Mexico | Axium Prime Bare 3D Configuration | APB-5-10-3D-SS | Standalone | DE0015710 | As per HSA registered indication(s)
Vascular | Vascular occlusion | Vascular coil | Vascular coil - Detachable | Micro Therapeutics Inc.; Medtronic Mexico | Axium Prime Bare 3D Configuration | APB-5-15-3D-SS | Standalone | DE0015710 | As per HSA registered indication(s)
Vascular | Vascular occlusion | Vascular coil | Vascular coil - Detachable | Micro Therapeutics Inc.; Medtronic Mexico | Axium Prime Bare 3D Configuration | APB-5-8-3D-SS | Standalone | DE0015710 | As per HSA registered indication(s)
Vascular | Vascular occlusion | Vascular coil | Vascular coil - Detachable | Micro Therapeutics Inc.; Medtronic Mexico | Axium Prime Bare 3D Configuration | APB-6-10-3D-SS | Standalone | DE0015710 | As per HSA registered indication(s)
Vascular | Vascular occlusion | Vascular coil | Vascular coil - Detachable | Micro Therapeutics Inc.; Medtronic Mexico | Axium Prime Bare 3D Configuration | APB-6-15-3D-SS | Standalone | DE0015710 | As per HSA registered indication(s)
Vascular | Vascular occlusion | Vascular coil | Vascular coil - Detachable | Micro Therapeutics Inc.; Medtronic Mexico | Axium Prime Bare 3D Configuration | APB-6-20-3D-SS | Standalone | DE0015710 | As per HSA registered indication(s)
Vascular | Vascular occlusion | Vascular coil | Vascular coil - Detachable | Micro Therapeutics Inc.; Medtronic Mexico | Axium Prime Bare Helix Configuration | APB-4-10-HX-SS | Standalone | DE0015710 | As per HSA registered indication(s)
Vascular | Vascular occlusion | Vascular coil | Vascular coil - Detachable | Micro Therapeutics Inc.; Medtronic Mexico | Axium Prime Bare Helix Configuration | APB-4-12-HX-SS | Standalone | DE0015710 | As per HSA registered indication(s)
Vascular | Vascular occlusion | Vascular coil | Vascular coil - Detachable | Micro Therapeutics Inc.; Medtronic Mexico | Axium Prime Bare Helix Configuration | APB-4-6-HX-SS | Standalone | DE0015710 | As per HSA registered indication(s)
Vascular | Vascular occlusion | Vascular coil | Vascular coil - Detachable | Micro Therapeutics Inc.; Medtronic Mexico | Axium Prime Bare Helix Configuration | APB-4-8-HX-SS | Standalone | DE0015710 | As per HSA registered indication(s)
Vascular | Vascular occlusion | Vascular coil | Vascular coil - Detachable | Micro Therapeutics Inc.; Medtronic Mexico | Axium Prime Bare Helix Configuration | APB-5-10-HX-SS | Standalone | DE0015710 | As per HSA registered indication(s)
Vascular | Vascular occlusion | Vascular coil | Vascular coil - Detachable | Micro Therapeutics Inc.; Medtronic Mexico | Axium Prime Bare Helix Configuration | APB-5-15-HX-SS | Standalone | DE0015710 | As per HSA registered indication(s)
Vascular | Vascular occlusion | Vascular coil | Vascular coil - Detachable | Micro Therapeutics Inc.; Medtronic Mexico | Axium Prime Bare Helix Configuration | APB-5-20-HX-SS | Standalone | DE0015710 | As per HSA registered indication(s)
Vascular | Vascular occlusion | Vascular coil | Vascular coil - Detachable | Micro Therapeutics Inc.; Medtronic Mexico | Axium Prime Bare Helix Configuration | APB-6-12-HX-SS | Standalone | DE0015710 | As per HSA registered indication(s)
Vascular | Vascular occlusion | Vascular coil | Vascular coil - Detachable | Micro Therapeutics Inc.; Medtronic Mexico | Axium Prime Bare Helix Configuration | APB-6-20-HX-SS | Standalone | DE0015710 | As per HSA registered indication(s)
Vascular | Vascular occlusion | Vascular coil | Vascular coil - Detachable | Micro Therapeutics Inc.; Medtronic Mexico | Concerto Detachable Coils - Nylon Configurations | NV-5-10-HELIX | Standalone | DE0017592 | As per HSA registered indication(s)
Vascular | Vascular occlusion | Vascular coil | Vascular coil - Detachable | Micro Therapeutics Inc.; Medtronic Mexico | Concerto Detachable Coils - Nylon Configurations | NV-6-12-HELIX | Standalone | DE0017592 | As per HSA registered indication(s)
Vascular | Vascular occlusion | Vascular coil | Vascular coil - Detachable | Micro Therapeutics Inc.; Medtronic Mexico | Concerto Detachable Coils - Nylon Configurations | NV-7-20-HELIX | Standalone | DE0017592 | As per HSA registered indication(s)
Vascular | Vascular occlusion | Vascular coil | Vascular coil - Detachable | Micro Therapeutics Inc.; Medtronic Mexico | Concerto Detachable Coils - Nylon Configurations | NV-8-20-HELIX | Standalone | DE0017592 | As per HSA registered indication(s)
Vascular | Vascular occlusion | Vascular coil | Vascular coil - Detachable | Micro Therapeutics Inc.; Medtronic Mexico | Concerto Detachable Coils - Nylon Configurations | NV-9-20-HELIX | Standalone | DE0017592 | As per HSA registered indication(s)
Vascular | Vascular occlusion | Vascular coil | Vascular coil - Detachable | Micro Therapeutics Inc.; Medtronic Mexico | Concerto Detachable Coils - Nylon Configurations | NV-10-20-HELIX | Standalone | DE0017592 | As per HSA registered indication(s)
Vascular | Vascular occlusion | Vascular coil | Vascular coil - Detachable | Micro Therapeutics Inc.; Medtronic Mexico | Concerto Detachable Coils - PGLA Configurations | PV-12-40-HELIX | Standalone | DE0017022 | As per HSA registered indication(s)
Vascular | Vascular occlusion | Vascular coil | Vascular coil - Detachable | Micro Therapeutics Inc.; Medtronic Mexico | Concerto Detachable Coils - PGLA Configurations | PV-14-40-HELIX | Standalone | DE0017022 | As per HSA registered indication(s)
Vascular | Vascular occlusion | Vascular coil | Vascular coil - Detachable | Micro Therapeutics Inc.; Medtronic Mexico | Axium Helical Detachable Coil | QC-1.5-2-HELIX | Standalone | DE0006572 | As per HSA registered indication(s)
Vascular | Vascular occlusion | Vascular coil | Vascular coil - Detachable | Kaneka Corporation | iED Coil Complex Silky soft 0.010 1mm x 2cm | 390-0102 | Standalone | DE0506351 | As per HSA registered indication(s)
Vascular | Vascular occlusion | Vascular coil | Vascular coil - Detachable | Kaneka Corporation | iED Coil Complex Silky soft 0.010 1mm x 3cm | 390-0103 | Standalone | DE0506351 | As per HSA registered indication(s)
Vascular | Vascular occlusion | Vascular coil | Vascular coil - Detachable | Kaneka Corporation | iED Coil Complex Silky soft 0.010 1.5mm x 2cm | 390-01H2 | Standalone | DE0506351 | As per HSA registered indication(s)
Vascular | Vascular occlusion | Vascular coil | Vascular coil - Detachable | Kaneka Corporation | iED Coil Complex Silky soft 0.010 1.5mm x 3cm | 390-01H3 | Standalone | DE0506351 | As per HSA registered indication(s)
Vascular | Vascular occlusion | Vascular coil | Vascular coil - Detachable | Kaneka Corporation | iED Coil Complex Silky soft 0.010 2mm x 3cm | 390-0203 | Standalone | DE0506351 | As per HSA registered indication(s)
Vascular | Vascular occlusion | Vascular coil | Vascular coil - Detachable | Kaneka Corporation | iED Coil Complex Silky soft 0.010 2mm x 4cm | 390-0204 | Standalone | DE0506351 | As per HSA registered indication(s)
Vascular | Vascular occlusion | Vascular coil | Vascular coil - Detachable | Kaneka Corporation | iED Coil Complex Silky soft 0.010 2mm x 6cm | 390-0206 | Standalone | DE0506351 | As per HSA registered indication(s)
Vascular | Vascular occlusion | Vascular coil | Vascular coil - Detachable | Kaneka Corporation | iED Coil Complex Silky soft 0.010 2mm x 8cm | 390-0208 | Standalone | DE0506351 | As per HSA registered indication(s)
Vascular | Vascular occlusion | Vascular coil | Vascular coil - Detachable | Kaneka Corporation | iED Coil Complex Silky soft 0.010 2.5mm x 4cm | 390-02H4 | Standalone | DE0506351 | As per HSA registered indication(s)
Vascular | Vascular occlusion | Vascular coil | Vascular coil - Detachable | Kaneka Corporation | iED Coil Complex Silky soft 0.010 2.5mm x 6cm | 390-02H6 | Standalone | DE0506351 | As per HSA registered indication(s)
Vascular | Vascular occlusion | Vascular coil | Vascular coil - Detachable | Kaneka Corporation | iED Coil Complex Silky soft 0.010 3mm x 4cm | 390-0304 | Standalone | DE0506351 | As per HSA registered indication(s)
Vascular | Vascular occlusion | Vascular coil | Vascular coil - Detachable | Kaneka Corporation | iED Coil Complex Silky soft 0.010 3mm x 6cm | 390-0306 | Standalone | DE0506351 | As per HSA registered indication(s)
Vascular | Vascular occlusion | Vascular coil | Vascular coil - Detachable | Kaneka Corporation | iED Coil Complex Silky soft 0.010 3mm x 8cm | 390-0308 | Standalone | DE0506351 | As per HSA registered indication(s)
Vascular | Vascular occlusion | Vascular coil | Vascular coil - Detachable | Kaneka Corporation | iED Coil Complex Extra soft 0.010 3mm x 4cm | 392-0304 | Standalone | DE0506351 | As per HSA registered indication(s)
Vascular | Vascular occlusion | Vascular coil | Vascular coil - Detachable | Kaneka Corporation | iED Coil Complex Extra soft 0.010 3mm x 6cm | 392-0306 | Standalone | DE0506351 | As per HSA registered indication(s)
Vascular | Vascular occlusion | Vascular coil | Vascular coil - Detachable | Kaneka Corporation | iED Coil Complex Extra soft 0.010 3.5mm x 8cm | 392-03H8 | Standalone | DE0506351 | As per HSA registered indication(s)
Vascular | Vascular occlusion | Vascular coil | Vascular coil - Detachable | Kaneka Corporation | iED Coil Complex Soft 0.010 4mm x 10cm | 392-0410 | Standalone | DE0506351 | As per HSA registered indication(s)
Vascular | Vascular occlusion | Vascular coil | Vascular coil - Detachable | Kaneka Corporation | iED Coil Complex Soft 0.012 5mm x 10cm | 392-0510 | Standalone | DE0506351 | As per HSA registered indication(s)
Vascular | Vascular occlusion | Vascular coil | Vascular coil - Detachable | Kaneka Corporation | iED Coil Complex Soft 0.012 5mm x 15cm | 392-0515 | Standalone | DE0506351 | As per HSA registered indication(s)
Vascular | Vascular occlusion | Vascular coil | Vascular coil - Detachable | Kaneka Corporation | iED Coil Complex Soft 0.012 6mm x 20cm | 392-0620 | Standalone | DE0506351 | As per HSA registered indication(s)
Vascular | Vascular occlusion | Vascular coil | Vascular coil - Detachable | Kaneka Corporation | iED Coil Complex Soft 0.012 7mm x 30cm | 392-0730 | Standalone | DE0506351 | As per HSA registered indication(s)
Vascular | Vascular occlusion | Vascular coil | Vascular coil - Detachable | Kaneka Corporation | iED Coil Complex Soft 0.014 8mm x 40cm | 392-0840 | Standalone | DE0506351 | As per HSA registered indication(s)
Vascular | Vascular occlusion | Vascular coil | Vascular coil - Detachable | Kaneka Corporation | iED Coil Complex Soft 0.014 9mm x 40cm | 392-0940 | Standalone | DE0506351 | As per HSA registered indication(s)
Vascular | Vascular occlusion | Vascular coil | Vascular coil - Detachable | Kaneka Corporation | iED Coil Complex Medium Soft 0.014 10mm x 40cm | 392-1040 | Standalone | DE0506351 | As per HSA registered indication(s)
Vascular | Vascular occlusion | Vascular coil | Vascular coil - Detachable | Kaneka Corporation | iED Coil Complex Medium Soft 0.014 12mm x 50cm | 392-1250 | Standalone | DE0506351 | As per HSA registered indication(s)
Vascular | Vascular occlusion | Vascular coil | Vascular coil - Detachable | Kaneka Corporation | iED Coil Complex Standard 0.014 14mm x 50cm | 392-1450 | Standalone | DE0506351 | As per HSA registered indication(s)
Vascular | Vascular occlusion | Vascular coil | Vascular coil - Detachable | Kaneka Corporation | iED Coil Complex Standard 0.014 16mm x 50cm | 392-1650 | Standalone | DE0506351 | As per HSA registered indication(s)
Vascular | Vascular occlusion | Vascular coil | Vascular coil - Detachable | Kaneka Corporation | iED Coil Complex Infini Silky soft 0.012 2-3mm x 4cm | 393-020304 | Standalone | DE0506351 | As per HSA registered indication(s)
Vascular | Vascular occlusion | Vascular coil | Vascular coil - Detachable | Kaneka Corporation | iED Coil Complex Infini Silky soft 0.012 2-3mm x 6cm | 393-020306 | Standalone | DE0506351 | As per HSA registered indication(s)
Vascular | Vascular occlusion | Vascular coil | Vascular coil - Detachable | Kaneka Corporation | iED Coil Complex Infini Silky soft 0.012 2-3mm x 10cm | 393-020310 | Standalone | DE0506351 | As per HSA registered indication(s)
Vascular | Vascular occlusion | Vascular coil | Vascular coil - Detachable | Kaneka Corporation | iED Coil Complex Infini Silky soft 0.012 3-5mm x 15cm | 393-030515 | Standalone | DE0506351 | As per HSA registered indication(s)
Vascular | Vascular occlusion | Vascular coil | Vascular coil - Detachable | Kaneka Corporation | iED Coil Complex Infini Silky soft 0.012 3-5mm x 20cm | 393-030520 | Standalone | DE0506351 | As per HSA registered indication(s)
Vascular | Vascular occlusion | Vascular coil | Vascular coil - Detachable | Kaneka Corporation | iED Coil 14 Infini Extra soft 0.014 4-8mm x 10cm | 373-040810 | Standalone | DE0506351 | As per HSA registered indication(s)
Vascular | Vascular occlusion | Vascular coil | Vascular coil - Detachable | Kaneka Corporation | iED Coil 14 Infini Extra soft 0.014 4-8mm x 15cm | 373-040815 | Standalone | DE0506351 | As per HSA registered indication(s)
Vascular | Vascular occlusion | Vascular coil | Vascular coil - Detachable | Kaneka Corporation | iED Coil 14 Infini Extra soft 0.014 4-8mm x 30cm | 373-040830 | Standalone | DE0506351 | As per HSA registered indication(s)
Vascular | Vascular occlusion | Vascular coil | Vascular coil - Detachable | Kaneka Corporation | iED Coil 14 Infini Soft 0.014 5-12mm x 30cm | 373-051230 | Standalone | DE0506351 | As per HSA registered indication(s)
Vascular | Vascular occlusion | Vascular coil | Vascular coil - Detachable | Kaneka Corporation | iED Coil 14 Infini Soft 0.014 5-12mm x 50cm | 373-051250 | Standalone | DE0506351 | As per HSA registered indication(s)
Vascular | Vascular occlusion | Vascular coil | Vascular coil - Detachable | Kaneka Corporation | iED Coil 14 Infini Standard 0.014 12-20mm x 50cm | 373-122050 | Standalone | DE0506351 | As per HSA registered indication(s)
Vascular | Vascular occlusion | Vascular coil | Vascular coil - Detachable | Kaneka Corporation | iED Coil 17 Infini Standard 0.017 14-24mm x 50cm | 374-142450 | Standalone | DE0506351 | As per HSA registered indication(s)
Vascular | Vascular occlusion | Vascular coil | Vascular coil - Detachable | Kaneka Corporation | iED Coil 10 Infini Extra soft 0.010 16mm x 10cm | 371-041010 | Standalone | DE0506351 | As per HSA registered indication(s)
Vascular | Vascular occlusion | Vascular coil | Vascular coil - Detachable | Kaneka Corporation | iED Coil 10 Infini Extra soft 0.010 16mm x 15cm | 371-041015 | Standalone | DE0506351 | As per HSA registered indication(s)
Vascular | Vascular occlusion | Vascular coil | Vascular coil - Detachable | Kaneka Corporation | iED Coil 10 Infini Extra soft 0.010 16mm x 20cm | 372-041020 | Standalone | DE0506351 | As per HSA registered indication(s)
Vascular | Vascular occlusion | Vascular coil | Vascular coil - Detachable | Kaneka Corporation | iED Coil 10 Infini Extra soft 0.010 16mm x 30cm | 372-041030 | Standalone | DE0506351 | As per HSA registered indication(s)
Vascular | Vascular occlusion | Vascular coil | Vascular coil - Detachable | Kaneka Corporation | ED Coil 10 Extra soft 0.010 1.5mm x 1cm | 353-01H1RS | Standalone | DE0506352 | As per HSA registered indication(s)
Vascular | Vascular occlusion | Vascular coil | Vascular coil - Detachable | Kaneka Corporation | ED Coil 10 Extra soft 0.010 1.5mm x 2cm | 353-01H2RS | Standalone | DE0506352 | As per HSA registered indication(s)
Vascular | Vascular occlusion | Vascular coil | Vascular coil - Detachable | Kaneka Corporation | ED Coil 10 Extra soft 0.010 1.5mm x 3cm | 353-01H3RS | Standalone | DE0506352 | As per HSA registered indication(s)
Vascular | Vascular occlusion | Vascular coil | Vascular coil - Detachable | Kaneka Corporation | ED Coil 10 Extra soft 0.010 2mm x 2cm | 353-0202RS | Standalone | DE0506352 | As per HSA registered indication(s)
Vascular | Vascular occlusion | Vascular coil | Vascular coil - Detachable | Kaneka Corporation | ED Coil 10 Extra soft 0.010 2mm x 3cm | 353-0203RS | Standalone | DE0506352 | As per HSA registered indication(s)
Vascular | Vascular occlusion | Vascular coil | Vascular coil - Detachable | Kaneka Corporation | ED Coil 10 Extra soft 0.010 2mm x 4cm | 353-0204RS | Standalone | DE0506352 | As per HSA registered indication(s)
Vascular | Vascular occlusion | Vascular coil | Vascular coil - Detachable | Kaneka Corporation | ED Coil 10 Extra soft 0.010 2mm x 6cm | 353-0206RS | Standalone | DE0506352 | As per HSA registered indication(s)
Vascular | Vascular occlusion | Vascular coil | Vascular coil - Detachable | Kaneka Corporation | ED Coil 10 Extra soft 0.010 2mm x 8cm | 353-0208RS | Standalone | DE0506352 | As per HSA registered indication(s)
Vascular | Vascular occlusion | Vascular coil | Vascular coil - Detachable | Kaneka Corporation | ED Coil 10 Extra soft 0.010 2.5mm x 3cm | 353-02H3RS | Standalone | DE0506352 | As per HSA registered indication(s)
Vascular | Vascular occlusion | Vascular coil | Vascular coil - Detachable | Kaneka Corporation | ED Coil 10 Extra soft 0.010 2.5mm x 4cm | 353-02H4RS | Standalone | DE0506352 | As per HSA registered indication(s)
Vascular | Vascular occlusion | Vascular coil | Vascular coil - Detachable | Kaneka Corporation | ED Coil 10 Extra soft 0.010 2.5mm x 6cm | 353-02H6RS | Standalone | DE0506352 | As per HSA registered indication(s)
Vascular | Vascular occlusion | Vascular coil | Vascular coil - Detachable | Kaneka Corporation | ED Coil 10 Extra soft 0.010 3mm x 3cm | 353-0303RS | Standalone | DE0506352 | As per HSA registered indication(s)
Vascular | Vascular occlusion | Vascular coil | Vascular coil - Detachable | Kaneka Corporation | ED Coil 10 Extra soft 0.010 3mm x 4cm | 353-0304RS | Standalone | DE0506352 | As per HSA registered indication(s)
Vascular | Vascular occlusion | Vascular coil | Vascular coil - Detachable | Kaneka Corporation | ED Coil 10 Extra soft 0.010 3mm x 6cm | 353-0306RS | Standalone | DE0506352 | As per HSA registered indication(s)
Vascular | Vascular occlusion | Vascular coil | Vascular coil - Detachable | Kaneka Corporation | ED Coil 10 Extra soft 0.010 3.5mm x 6cm | 353-03H6RS | Standalone | DE0506352 | As per HSA registered indication(s)
Vascular | Vascular occlusion | Vascular coil | Vascular coil - Detachable | Kaneka Corporation | ED Coil 10 Extra soft 0.010 3.5mm x 8cm | 353-03H8RS | Standalone | DE0506352 | As per HSA registered indication(s)
Vascular | Vascular occlusion | Vascular coil | Vascular coil - Detachable | Kaneka Corporation | ED Coil 10 Extra soft 0.010 4mm x 6cm | 353-0406RS | Standalone | DE0506352 | As per HSA registered indication(s)
Vascular | Vascular occlusion | Vascular coil | Vascular coil - Detachable | Kaneka Corporation | ED Coil 10 Extra soft 0.010 4mm x 8cm | 353-0408RS | Standalone | DE0506352 | As per HSA registered indication(s)
Vascular | Vascular occlusion | Vascular plug | Vascular plug | Covidien Boulevard Insurgentes | MVP Micro Vascular Plug System | MVP-3Q | Standalone | DE0017876 | As per HSA registered indication(s)
Vascular | Vascular occlusion | Vascular plug | Vascular plug | Covidien Boulevard Insurgentes | MVP Micro Vascular Plug System | MVP-5Q | Standalone | DE0017876 | As per HSA registered indication(s)
Vascular | Vascular occlusion | Vascular plug | Vascular plug | Covidien Boulevard Insurgentes | MVP Micro Vascular Plug System | MVP-7Q | Standalone | DE0017876 | As per HSA registered indication(s)
Vascular | Vascular occlusion | Vascular plug | Vascular plug | Covidien Boulevard Insurgentes | MVP Micro Vascular Plug System | MVP-9Q | Standalone | DE0017876 | As per HSA registered indication(s)
Vascular | Vascular occlusion | Liquid and particulate embolic agent | Embolic agent - Liquid | Micro Therapeutics Inc | Onyx-18 Liquid Embolic System | 105-7200-060 | Standalone | DE0007527 | As per HSA registered indication(s)
Vascular | Vascular occlusion | Liquid and particulate embolic agent | Embolic agent - Liquid | Micro Therapeutics Inc | Onyx-34 Liquid Embolic System | 105-7200-080 | Standalone | DE0007527 | As per HSA registered indication(s)
Vascular | Vascular occlusion | Liquid and particulate embolic agent | Embolic agent - Liquid | Micro Therapeutics Inc | Onyx-34 Liquid Embolic System | 105-7315-080 | Standalone | DE0007527 | As per HSA registered indication(s)
Vascular | Vascular occlusion | Liquid and particulate embolic agent | Embolic agent - Liquid | Micro Therapeutics Inc | Onyx-34 Liquid Embolic System | 105-7360-080 | Standalone | DE0007527 | As per HSA registered indication(s)
Vascular | Vascular occlusion | Liquid and particulate embolic agent | Embolic agent - Liquid | Micro Therapeutics Inc | Onyx-18 Liquid Embolic System | 105-7000-060 | Standalone | DE0015710 | As per HSA registered indication(s)
Vascular | Vascular occlusion | Liquid and particulate embolic agent | Embolic agent - Liquid | Micro Therapeutics Inc | Onyx-34 Liquid Embolic System | 105-7000-080 | Standalone | DE0015710 | As per HSA registered indication(s)
Vascular | Vascular occlusion | Liquid and particulate embolic agent | Embolic agent - Drug-eluting particles | BSC Corp Marlborough | DC Beads | DC2V001 | Package | DE0001513 | As per HSA registered indication(s)
Vascular | Vascular occlusion | Liquid and particulate embolic agent | Embolic agent - Drug-eluting particles | BSC Corp Marlborough | DC Beads | DC2V103 | Package | DE0001513 | As per HSA registered indication(s)
Vascular | Vascular occlusion | Liquid and particulate embolic agent | Embolic agent - Drug-eluting particles | BSC Corp Marlborough | DC Beads | DC2V305 | Package | DE0001513 | As per HSA registered indication(s)
Vascular | Vascular occlusion | Liquid and particulate embolic agent | Embolic agent - Drug-eluting particles | BSC Corp Marlborough | DC Beads | DC2V507 | Package | DE0001513 | As per HSA registered indication(s)
Vascular | Vascular occlusion | Liquid and particulate embolic agent | Embolic agent - Drug-eluting particles | BSC Corp Marlborough | DC Lumi Beads | RO2D001 | Package | DE0005858 | As per HSA registered indication(s)
Vascular | Vascular occlusion | Liquid and particulate embolic agent | Embolic agent - Drug-eluting particles | BSC Corp Marlborough | DC Lumi Beads | RO2D103 | Package | DE0005858 | As per HSA registered indication(s)
Vascular | Vascular occlusion | Liquid and particulate embolic agent | Embolic agent - Non-drug-eluting particles | BSC Corp Marlborough | Contour Embolization PVA particles | M0017600121 | Package | DE0001513 | As per HSA registered indication(s)
Vascular | Vascular occlusion | Liquid and particulate embolic agent | Embolic agent - Non-drug-eluting particles | BSC Corp Marlborough | Contour Embolization PVA particles | M0017600151 | Package | DE0001513 | As per HSA registered indication(s)
Vascular | Vascular occlusion | Liquid and particulate embolic agent | Embolic agent - Non-drug-eluting particles | BSC Corp Marlborough | Contour Embolization PVA particles | M0017600221 | Package | DE0001513 | As per HSA registered indication(s)
Vascular | Vascular occlusion | Liquid and particulate embolic agent | Embolic agent - Non-drug-eluting particles | BSC Corp Marlborough | Contour Embolization PVA particles | M0017600251 | Package | DE0001513 | As per HSA registered indication(s)
Vascular | Vascular occlusion | Liquid and particulate embolic agent | Embolic agent - Non-drug-eluting particles | BSC Corp Marlborough | Contour Embolization PVA particles | M0017600321 | Package | DE0001513 | As per HSA registered indication(s)
Vascular | Vascular occlusion | Liquid and particulate embolic agent | Embolic agent - Non-drug-eluting particles | BSC Corp Marlborough | Contour Embolization PVA particles | M0017600351 | Package | DE0001513 | As per HSA registered indication(s)
Vascular | Vascular occlusion | Liquid and particulate embolic agent | Embolic agent - Non-drug-eluting particles | BSC Corp Marlborough | Contour Embolization PVA particles | M0017600421 | Package | DE0001513 | As per HSA registered indication(s)
Vascular | Vascular occlusion | Liquid and particulate embolic agent | Embolic agent - Non-drug-eluting particles | BSC Corp Marlborough | Contour Embolization PVA particles | M0017600451 | Package | DE0001513 | As per HSA registered indication(s)
Vascular | Vascular occlusion | Liquid and particulate embolic agent | Embolic agent - Non-drug-eluting particles | BSC Corp Marlborough | Contour Embolization PVA particles | M0017600621 | Package | DE0001513 | As per HSA registered indication(s)
Vascular | Vascular occlusion | Liquid and particulate embolic agent | Embolic agent - Non-drug-eluting particles | BSC Corp Marlborough | Contour Embolization PVA particles | M0017600651 | Package | DE0001513 | As per HSA registered indication(s)
Vascular | Vascular occlusion | Liquid and particulate embolic agent | Embolic agent - Non-drug-eluting particles | BSC Corp Marlborough | Contour Embolization PVA particles | M0017600821 | Package | DE0001513 | As per HSA registered indication(s)
Vascular | Vascular occlusion | Liquid and particulate embolic agent | Embolic agent - Non-drug-eluting particles | BSC Corp Marlborough | Contour Embolization PVA particles | M0017600851 | Package | DE0001513 | As per HSA registered indication(s)
Vascular | Vascular occlusion | Liquid and particulate embolic agent | Embolic agent - Non-drug-eluting particles | BSC Corp Marlborough | Contour Embolization PVA particles | M0017601121 | Package | DE0001513 | As per HSA registered indication(s)
Vascular | Vascular occlusion | Liquid and particulate embolic agent | Embolic agent - Non-drug-eluting particles | BSC Corp Marlborough | Contour Embolization PVA particles | M0017601151 | Package | DE0001513 | As per HSA registered indication(s)
Vascular | Vascular occlusion | Liquid and particulate embolic agent | Embolic agent - Non-drug-eluting particles | Biosphere Medical | Embosphere Microsphere | S020GH | Standalone | DE0016914 | As per HSA registered indication(s)
Vascular | Vascular occlusion | Liquid and particulate embolic agent | Embolic agent - Non-drug-eluting particles | Biosphere Medical | Embosphere Microsphere | S120GH | Standalone | DE0016914 | As per HSA registered indication(s)
Vascular | Vascular occlusion | Liquid and particulate embolic agent | Embolic agent - Non-drug-eluting particles | Biosphere Medical | Embosphere Microsphere | S220GH | Standalone | DE0016914 | As per HSA registered indication(s)
Vascular | Vascular occlusion | Liquid and particulate embolic agent | Embolic agent - Non-drug-eluting particles | Biosphere Medical | Embosphere Microsphere | S420GH | Standalone | DE0016914 | As per HSA registered indication(s)
Vascular | Vascular occlusion | Liquid and particulate embolic agent | Embolic agent - Non-drug-eluting particles | Biosphere Medical | Embosphere Microsphere | S620GH | Standalone | DE0016914 | As per HSA registered indication(s)
Vascular | Vascular occlusion | Liquid and particulate embolic agent | Embolic agent - Non-drug-eluting particles | Biosphere Medical | Embosphere Microsphere | S820GH | Standalone | DE0016914 | As per HSA registered indication(s)
Vascular | Vascular occlusion | Liquid and particulate embolic agent | Embolic agent - Non-drug-eluting particles | Biosphere Medical | Embosphere Microsphere | S1020GH | Standalone | DE0016914 | As per HSA registered indication(s)
Vascular | Vascular occlusion | Liquid and particulate embolic agent | Embolic agent - Non-drug-eluting particles | Varian | 40UM EMBOZENE 2ML COLORED | VR01-0301-00402-07 | Standalone | DE0017094 | As per HSA registered indication(s)
Vascular | Vascular occlusion | Liquid and particulate embolic agent | Embolic agent - Non-drug-eluting particles | Varian | 75UM EMBOZENE 2ML COLORED | VR01-0301-00752-07 | Standalone | DE0017094 | As per HSA registered indication(s)
Vascular | Vascular occlusion | Liquid and particulate embolic agent | Embolic agent - Non-drug-eluting particles | Varian | 100UM EMBOZENE 2ML COLORED | VR01-0301-01002-07 | Standalone | DE0017094 | As per HSA registered indication(s)
Vascular | Vascular occlusion | Liquid and particulate embolic agent | Embolic agent - Non-drug-eluting particles | Varian | 250UM EMBOZENE 2ML COLORED | VR01-0301-02502-07 | Standalone | DE0017094 | As per HSA registered indication(s)
Vascular | Vascular occlusion | Liquid and particulate embolic agent | Embolic agent - Non-drug-eluting particles | Varian | 400UM EMBOZENE 2ML COLORED | VR01-0301-04002-07 | Standalone | DE0017094 | As per HSA registered indication(s)
Vascular | Vascular occlusion | Liquid and particulate embolic agent | Embolic agent - Non-drug-eluting particles | Varian | 500UM EMBOZENE 2ML COLORED | VR01-0301-05002-07 | Standalone | DE0017094 | As per HSA registered indication(s)
Vascular | Vascular occlusion | Liquid and particulate embolic agent | Embolic agent - Non-drug-eluting particles | Varian | 700UM EMBOZENE 2ML COLORED | VR01-0301-07002-07 | Standalone | DE0017094 | As per HSA registered indication(s)
Vascular | Vascular occlusion | Liquid and particulate embolic agent | Embolic agent - Non-drug-eluting particles | Varian | 900UM EMBOZENE 2ML COLORED | VR01-0301-09002-07 | Standalone | DE0017094 | As per HSA registered indication(s)
Vascular | Vascular occlusion | Liquid and particulate embolic agent | Embolic agent - Non-drug-eluting particles | Varian | 1100UM EMBOZENE 2ML COLORED | VR01-0301-11002-07 | Standalone | DE0017094 | As per HSA registered indication(s)
Vascular | Vascular occlusion | Liquid and particulate embolic agent | Embolic agent - Non-drug-eluting particles | Varian | 1300UM EMBOZENE 2ML COLORED | VR01-0301-13002-07 | Standalone | DE0017094 | As per HSA registered indication(s)
Vascular | Vascular patency | Vascular graft and patch | Reconstructive vascular graft | Atrium | ATRIUM FLIXENE VASCULAR GRAFT (6MM x 10CM) | AT25053 | Standalone | DE0006318 | As per HSA registered indication(s)
Vascular | Vascular patency | Vascular graft and patch | Reconstructive vascular graft | Bard Peripheral Vascular | Venaflo II Vascular Graft | CVL4006C | Standalone | DE0016608 | As per HSA registered indication(s)
Vascular | Vascular patency | Vascular graft and patch | Reconstructive vascular graft | Bard Peripheral Vascular | Venaflo II Vascular Graft | CVL4007C | Standalone | DE0016608 | As per HSA registered indication(s)
Vascular | Vascular patency | Vascular graft and patch | Reconstructive vascular graft | Bard Peripheral Vascular | Venaflo II Vascular Graft | CVL5006C | Standalone | DE0016608 | As per HSA registered indication(s)
Vascular | Vascular patency | Vascular graft and patch | Reconstructive vascular graft | Bard Peripheral Vascular | Venaflo II Vascular Graft | CVLT4547C | Standalone | DE0016608 | As per HSA registered indication(s)
Vascular | Vascular patency | Vascular graft and patch | Reconstructive vascular graft | Bard Peripheral Vascular | Venaflo II Vascular Graft | VL1006C | Standalone | DE0016608 | As per HSA registered indication(s)
Vascular | Vascular patency | Vascular graft and patch | Reconstructive vascular graft | Bard Peripheral Vascular | Venaflo II Vascular Graft | VL1007C | Standalone | DE0016608 | As per HSA registered indication(s)
Vascular | Vascular patency | Vascular graft and patch | Reconstructive vascular graft | Bard Peripheral Vascular | Venaflo II Vascular Graft | VL2006C | Standalone | DE0016608 | As per HSA registered indication(s)
Vascular | Vascular patency | Vascular graft and patch | Reconstructive vascular graft | Bard Peripheral Vascular | Venaflo II Vascular Graft | VL2007C | Standalone | DE0016608 | As per HSA registered indication(s)
Vascular | Vascular patency | Vascular graft and patch | Reconstructive vascular graft | Bard Peripheral Vascular | Venaflo II Vascular Graft | VL3006C | Standalone | DE0016608 | As per HSA registered indication(s)
Vascular | Vascular patency | Vascular graft and patch | Reconstructive vascular graft | Bard Peripheral Vascular | Venaflo II Vascular Graft | VL3007C | Standalone | DE0016608 | As per HSA registered indication(s)
Vascular | Vascular patency | Vascular graft and patch | Reconstructive vascular graft | Bard Peripheral Vascular | Venaflo II Vascular Graft | VL4006C | Standalone | DE0016608 | As per HSA registered indication(s)
Vascular | Vascular patency | Vascular graft and patch | Reconstructive vascular graft | Bard Peripheral Vascular | Venaflo II Vascular Graft | VL4007C | Standalone | DE0016608 | As per HSA registered indication(s)
Vascular | Vascular patency | Vascular graft and patch | Reconstructive vascular graft | Bard Peripheral Vascular | Venaflo II Vascular Graft | VL5006C | Standalone | DE0016608 | As per HSA registered indication(s)
Vascular | Vascular patency | Vascular graft and patch | Reconstructive vascular graft | Bard Peripheral Vascular | Venaflo II Vascular Graft | VL5007C | Standalone | DE0016608 | As per HSA registered indication(s)
Vascular | Vascular patency | Vascular graft and patch | Reconstructive vascular graft | Bard Peripheral Vascular | Venaflo II Vascular Graft | VLT2046C | Standalone | DE0016608 | As per HSA registered indication(s)
Vascular | Vascular patency | Vascular graft and patch | Reconstructive vascular graft | Bard Peripheral Vascular | Venaflo II Vascular Graft | VLT2047C | Standalone | DE0016608 | As per HSA registered indication(s)
Vascular | Vascular patency | Vascular graft and patch | Reconstructive vascular graft | Bard Peripheral Vascular | Venaflo II Vascular Graft | VLT2546C | Standalone | DE0016608 | As per HSA registered indication(s)
Vascular | Vascular patency | Vascular graft and patch | Reconstructive vascular graft | Bard Peripheral Vascular | Venaflo II Vascular Graft | VLT2547C | Standalone | DE0016608 | As per HSA registered indication(s)
Vascular | Vascular patency | Vascular graft and patch | Reconstructive vascular graft | Bard Peripheral Vascular | Venaflo II Vascular Graft | VLT3046C | Standalone | DE0016608 | As per HSA registered indication(s)
Vascular | Vascular patency | Vascular graft and patch | Reconstructive vascular graft | Bard Peripheral Vascular | Venaflo II Vascular Graft | VLT3047C | Standalone | DE0016608 | As per HSA registered indication(s)
Vascular | Vascular patency | Vascular graft and patch | Reconstructive vascular graft | Bard Peripheral Vascular | Venaflo II Vascular Graft | VLT3546C | Standalone | DE0016608 | As per HSA registered indication(s)
Vascular | Vascular patency | Vascular graft and patch | Reconstructive vascular graft | Bard Peripheral Vascular | Venaflo II Vascular Graft | VLT3547C | Standalone | DE0016608 | As per HSA registered indication(s)
Vascular | Vascular patency | Vascular graft and patch | Reconstructive vascular graft | Bard Peripheral Vascular | Venaflo II Vascular Graft | VLT4046C | Standalone | DE0016608 | As per HSA registered indication(s)
Vascular | Vascular patency | Vascular graft and patch | Reconstructive vascular graft | Bard Peripheral Vascular | Venaflo II Vascular Graft | VLT4047C | Standalone | DE0016608 | As per HSA registered indication(s)
Vascular | Vascular patency | Vascular graft and patch | Reconstructive vascular graft | Bard Peripheral Vascular | Venaflo II Vascular Graft | VLT4546C | Standalone | DE0016608 | As per HSA registered indication(s)
Vascular | Vascular patency | Vascular graft and patch | Reconstructive vascular graft | Bard Peripheral Vascular | Venaflo II Vascular Graft | VLT4547C | Standalone | DE0016608 | As per HSA registered indication(s)
Vascular | Vascular patency | Vascular graft and patch | Reconstructive vascular graft | Bard Peripheral Vascular | Distaflo Bypass Graft | DF5006SC | Standalone | DE0002943 | As per HSA registered indication(s)
Vascular | Vascular patency | Vascular graft and patch | Reconstructive vascular graft | Bard Peripheral Vascular | Distaflo Bypass Graft | DF5007SC | Standalone | DE0002943 | As per HSA registered indication(s)
Vascular | Vascular patency | Vascular graft and patch | Reconstructive vascular graft | Bard Peripheral Vascular | Distaflo Bypass Graft | DF5008SC | Standalone | DE0002943 | As per HSA registered indication(s)
Vascular | Vascular patency | Vascular graft and patch | Reconstructive vascular graft | Bard Peripheral Vascular | Distaflo Bypass Graft | DF6006SC | Standalone | DE0002943 | As per HSA registered indication(s)
Vascular | Vascular patency | Vascular graft and patch | Reconstructive vascular graft | Bard Peripheral Vascular | Distaflo Bypass Graft | DF6007SC | Standalone | DE0002943 | As per HSA registered indication(s)
Vascular | Vascular patency | Vascular graft and patch | Reconstructive vascular graft | Bard Peripheral Vascular | Distaflo Bypass Graft | DF6008SC | Standalone | DE0002943 | As per HSA registered indication(s)
Vascular | Vascular patency | Vascular graft and patch | Reconstructive vascular graft | Bard Peripheral Vascular | Distaflo Bypass Graft | DF7006SC | Standalone | DE0002943 | As per HSA registered indication(s)
Vascular | Vascular patency | Vascular graft and patch | Reconstructive vascular graft | Bard Peripheral Vascular | Distaflo Bypass Graft | DF7007SC | Standalone | DE0002943 | As per HSA registered indication(s)
Vascular | Vascular patency | Vascular graft and patch | Reconstructive vascular graft | Bard Peripheral Vascular | Distaflo Bypass Graft | DF7008SC | Standalone | DE0002943 | As per HSA registered indication(s)
Vascular | Vascular patency | Vascular graft and patch | Reconstructive vascular graft | Bard Peripheral Vascular | Distaflo Bypass Graft | DF8006SC | Standalone | DE0002943 | As per HSA registered indication(s)
Vascular | Vascular patency | Vascular graft and patch | Reconstructive vascular graft | Bard Peripheral Vascular | Distaflo Bypass Graft | DF8007SC | Standalone | DE0002943 | As per HSA registered indication(s)
Vascular | Vascular patency | Vascular graft and patch | Reconstructive vascular graft | Bard Peripheral Vascular | Distaflo Bypass Graft | DF8008SC | Standalone | DE0002943 | As per HSA registered indication(s)
Vascular | Vascular patency | Vascular graft and patch | Reconstructive vascular graft | Bard Peripheral Vascular | Distaflo Bypass Graft | DFM5006SC | Standalone | DE0002943 | As per HSA registered indication(s)
Vascular | Vascular patency | Vascular graft and patch | Reconstructive vascular graft | Bard Peripheral Vascular | Distaflo Bypass Graft | DFM6006SC | Standalone | DE0002943 | As per HSA registered indication(s)
Vascular | Vascular patency | Vascular graft and patch | Reconstructive vascular graft | Bard Peripheral Vascular | Distaflo Bypass Graft | DFM7006SC | Standalone | DE0002943 | As per HSA registered indication(s)
Vascular | Vascular patency | Vascular graft and patch | Reconstructive vascular graft | Bard Peripheral Vascular | Distaflo Bypass Graft | DFM8006SC | Standalone | DE0002943 | As per HSA registered indication(s)
Vascular | Vascular patency | Vascular graft and patch | Reconstructive vascular graft | Bard Peripheral Vascular | Carboflo Vascular Graft | 10S04C | Standalone | DE0002947 | As per HSA registered indication(s)
Vascular | Vascular patency | Vascular graft and patch | Reconstructive vascular graft | Bard Peripheral Vascular | Carboflo Vascular Graft | 10S04TWC | Standalone | DE0002947 | As per HSA registered indication(s)
Vascular | Vascular patency | Vascular graft and patch | Reconstructive vascular graft | Bard Peripheral Vascular | Carboflo Vascular Graft | 10S05TWC | Standalone | DE0002947 | As per HSA registered indication(s)
Vascular | Vascular patency | Vascular graft and patch | Reconstructive vascular graft | Bard Peripheral Vascular | Carboflo Vascular Graft | 10S06TWC | Standalone | DE0002947 | As per HSA registered indication(s)
Vascular | Vascular patency | Vascular graft and patch | Reconstructive vascular graft | Bard Peripheral Vascular | Carboflo Vascular Graft | 10S07TWC | Standalone | DE0002947 | As per HSA registered indication(s)
Vascular | Vascular patency | Vascular graft and patch | Reconstructive vascular graft | Bard Peripheral Vascular | Carboflo Vascular Graft | 10S08TWC | Standalone | DE0002947 | As per HSA registered indication(s)
Vascular | Vascular patency | Vascular graft and patch | Reconstructive vascular graft | Bard Peripheral Vascular | Carboflo Vascular Graft | 10S10TWC | Standalone | DE0002947 | As per HSA registered indication(s)
Vascular | Vascular patency | Vascular graft and patch | Reconstructive vascular graft | Bard Peripheral Vascular | Carboflo Vascular Graft | 20S06TWC | Standalone | DE0002947 | As per HSA registered indication(s)
Vascular | Vascular patency | Vascular graft and patch | Reconstructive vascular graft | Bard Peripheral Vascular | Carboflo Vascular Graft | 40A64C | Standalone | DE0002947 | As per HSA registered indication(s)
Vascular | Vascular patency | Vascular graft and patch | Reconstructive vascular graft | Bard Peripheral Vascular | Carboflo Vascular Graft | 40A74C | Standalone | DE0002947 | As per HSA registered indication(s)
Vascular | Vascular patency | Vascular graft and patch | Reconstructive vascular graft | Bard Peripheral Vascular | Carboflo Vascular Graft | 40S05C | Standalone | DE0002947 | As per HSA registered indication(s)
Vascular | Vascular patency | Vascular graft and patch | Reconstructive vascular graft | Bard Peripheral Vascular | Carboflo Vascular Graft | 40S06C | Standalone | DE0002947 | As per HSA registered indication(s)
Vascular | Vascular patency | Vascular graft and patch | Reconstructive vascular graft | Bard Peripheral Vascular | Carboflo Vascular Graft | 40S06TWC | Standalone | DE0002947 | As per HSA registered indication(s)
Vascular | Vascular patency | Vascular graft and patch | Reconstructive vascular graft | Bard Peripheral Vascular | Carboflo Vascular Graft | 40S07C | Standalone | DE0002947 | As per HSA registered indication(s)
Vascular | Vascular patency | Vascular graft and patch | Reconstructive vascular graft | Bard Peripheral Vascular | Carboflo Vascular Graft | 40S08TWC | Standalone | DE0002947 | As per HSA registered indication(s)
Vascular | Vascular patency | Vascular graft and patch | Reconstructive vascular graft | Bard Peripheral Vascular | Carboflo Vascular Graft | 50S04C | Standalone | DE0002947 | As per HSA registered indication(s)
Vascular | Vascular patency | Vascular graft and patch | Reconstructive vascular graft | Bard Peripheral Vascular | Carboflo Vascular Graft | 50S04TWC | Standalone | DE0002947 | As per HSA registered indication(s)
Vascular | Vascular patency | Vascular graft and patch | Reconstructive vascular graft | Bard Peripheral Vascular | Carboflo Vascular Graft | 50S05C | Standalone | DE0002947 | As per HSA registered indication(s)
Vascular | Vascular patency | Vascular graft and patch | Reconstructive vascular graft | Bard Peripheral Vascular | Carboflo Vascular Graft | 50S05TWC | Standalone | DE0002947 | As per HSA registered indication(s)
Vascular | Vascular patency | Vascular graft and patch | Reconstructive vascular graft | Bard Peripheral Vascular | Carboflo Vascular Graft | 50S06C | Standalone | DE0002947 | As per HSA registered indication(s)
Vascular | Vascular patency | Vascular graft and patch | Reconstructive vascular graft | Bard Peripheral Vascular | Carboflo Vascular Graft | 50S06TWC | Standalone | DE0002947 | As per HSA registered indication(s)
Vascular | Vascular patency | Vascular graft and patch | Reconstructive vascular graft | Bard Peripheral Vascular | Carboflo Vascular Graft | 50S07C | Standalone | DE0002947 | As per HSA registered indication(s)
Vascular | Vascular patency | Vascular graft and patch | Reconstructive vascular graft | Bard Peripheral Vascular | Carboflo Vascular Graft | 50S07TWC | Standalone | DE0002947 | As per HSA registered indication(s)
Vascular | Vascular patency | Vascular graft and patch | Reconstructive vascular graft | Bard Peripheral Vascular | Carboflo Vascular Graft | 50S08C | Standalone | DE0002947 | As per HSA registered indication(s)
Vascular | Vascular patency | Vascular graft and patch | Reconstructive vascular graft | Bard Peripheral Vascular | Carboflo Vascular Graft | 50S08TWC | Standalone | DE0002947 | As per HSA registered indication(s)
Vascular | Vascular patency | Vascular graft and patch | Reconstructive vascular graft | Bard Peripheral Vascular | Carboflo Vascular Graft | 70S04TWC | Standalone | DE0002947 | As per HSA registered indication(s)
Vascular | Vascular patency | Vascular graft and patch | Reconstructive vascular graft | Bard Peripheral Vascular | Carboflo Vascular Graft | 70S05TWC | Standalone | DE0002947 | As per HSA registered indication(s)
Vascular | Vascular patency | Vascular graft and patch | Reconstructive vascular graft | Bard Peripheral Vascular | Carboflo Vascular Graft | 70S06C | Standalone | DE0002947 | As per HSA registered indication(s)
Vascular | Vascular patency | Vascular graft and patch | Reconstructive vascular graft | Bard Peripheral Vascular | Carboflo Vascular Graft | 70S06TWC | Standalone | DE0002947 | As per HSA registered indication(s)
Vascular | Vascular patency | Vascular graft and patch | Reconstructive vascular graft | Bard Peripheral Vascular | Carboflo Vascular Graft | 70S07C | Standalone | DE0002947 | As per HSA registered indication(s)
Vascular | Vascular patency | Vascular graft and patch | Reconstructive vascular graft | Bard Peripheral Vascular | Carboflo Vascular Graft | 70S07TWC | Standalone | DE0002947 | As per HSA registered indication(s)
Vascular | Vascular patency | Vascular graft and patch | Reconstructive vascular graft | Bard Peripheral Vascular | Carboflo Vascular Graft | 70S08C | Standalone | DE0002947 | As per HSA registered indication(s)
Vascular | Vascular patency | Vascular graft and patch | Reconstructive vascular graft | Bard Peripheral Vascular | Carboflo Vascular Graft | 70S08TWC | Standalone | DE0002947 | As per HSA registered indication(s)
Vascular | Vascular patency | Vascular graft and patch | Reconstructive vascular graft | Bard Peripheral Vascular | Carboflo Vascular Graft | 70T74C | Standalone | DE0002947 | As per HSA registered indication(s)
Vascular | Vascular patency | Vascular graft and patch | Reconstructive vascular graft | Bard Peripheral Vascular | Carboflo Vascular Graft | 70T74TWC | Standalone | DE0002947 | As per HSA registered indication(s)
Vascular | Vascular patency | Vascular graft and patch | Reconstructive vascular graft | Bard Peripheral Vascular | Carboflo Vascular Graft | 70T85C | Standalone | DE0002947 | As per HSA registered indication(s)
Vascular | Vascular patency | Vascular graft and patch | Reconstructive vascular graft | Bard Peripheral Vascular | Carboflo Vascular Graft | 80S05TWC | Standalone | DE0002947 | As per HSA registered indication(s)
Vascular | Vascular patency | Vascular graft and patch | Reconstructive vascular graft | Bard Peripheral Vascular | Carboflo Vascular Graft | 80S06TWC | Standalone | DE0002947 | As per HSA registered indication(s)
Vascular | Vascular patency | Vascular graft and patch | Reconstructive vascular graft | Bard Peripheral Vascular | Carboflo Vascular Graft | 80S07TWC | Standalone | DE0002947 | As per HSA registered indication(s)
Vascular | Vascular patency | Vascular graft and patch | Reconstructive vascular graft | Bard Peripheral Vascular | Carboflo Vascular Graft | 80S08TWC | Standalone | DE0002947 | As per HSA registered indication(s)
Vascular | Vascular patency | Vascular graft and patch | Reconstructive vascular graft | Bard Peripheral Vascular | Carboflo Vascular Graft | CF40A74C | Standalone | DE0002947 | As per HSA registered indication(s)
Vascular | Vascular patency | Vascular graft and patch | Reconstructive vascular graft | Bard Peripheral Vascular | Carboflo Vascular Graft | F1006C | Standalone | DE0002947 | As per HSA registered indication(s)
Vascular | Vascular patency | Vascular graft and patch | Reconstructive vascular graft | Bard Peripheral Vascular | Carboflo Vascular Graft | F3006TWSC | Standalone | DE0002947 | As per HSA registered indication(s)
Vascular | Vascular patency | Vascular graft and patch | Reconstructive vascular graft | Bard Peripheral Vascular | Carboflo Vascular Graft | F3008TWSC | Standalone | DE0002947 | As per HSA registered indication(s)
Vascular | Vascular patency | Vascular graft and patch | Reconstructive vascular graft | Bard Peripheral Vascular | Carboflo Vascular Graft | F4006C | Standalone | DE0002947 | As per HSA registered indication(s)
Vascular | Vascular patency | Vascular graft and patch | Reconstructive vascular graft | Bard Peripheral Vascular | Carboflo Vascular Graft | F4008C | Standalone | DE0002947 | As per HSA registered indication(s)
Vascular | Vascular patency | Vascular graft and patch | Reconstructive vascular graft | Bard Peripheral Vascular | Carboflo Vascular Graft | F5006C | Standalone | DE0002947 | As per HSA registered indication(s)
Vascular | Vascular patency | Vascular graft and patch | Reconstructive vascular graft | Bard Peripheral Vascular | Carboflo Vascular Graft | F5006SC | Standalone | DE0002947 | As per HSA registered indication(s)
Vascular | Vascular patency | Vascular graft and patch | Reconstructive vascular graft | Bard Peripheral Vascular | Carboflo Vascular Graft | F5006TWSC | Standalone | DE0002947 | As per HSA registered indication(s)
Vascular | Vascular patency | Vascular graft and patch | Reconstructive vascular graft | Bard Peripheral Vascular | Carboflo Vascular Graft | F5007C | Standalone | DE0002947 | As per HSA registered indication(s)
Vascular | Vascular patency | Vascular graft and patch | Reconstructive vascular graft | Bard Peripheral Vascular | Carboflo Vascular Graft | F5008C | Standalone | DE0002947 | As per HSA registered indication(s)
Vascular | Vascular patency | Vascular graft and patch | Reconstructive vascular graft | Bard Peripheral Vascular | Carboflo Vascular Graft | F5008TWSC | Standalone | DE0002947 | As per HSA registered indication(s)
Vascular | Vascular patency | Vascular graft and patch | Reconstructive vascular graft | Bard Peripheral Vascular | Carboflo Vascular Graft | F5010C | Standalone | DE0002947 | As per HSA registered indication(s)
Vascular | Vascular patency | Vascular graft and patch | Reconstructive vascular graft | Bard Peripheral Vascular | Carboflo Vascular Graft | F6006C | Standalone | DE0002947 | As per HSA registered indication(s)
Vascular | Vascular patency | Vascular graft and patch | Reconstructive vascular graft | Bard Peripheral Vascular | Carboflo Vascular Graft | F6006TWSC | Standalone | DE0002947 | As per HSA registered indication(s)
Vascular | Vascular patency | Vascular graft and patch | Reconstructive vascular graft | Bard Peripheral Vascular | Carboflo Vascular Graft | F6008C | Standalone | DE0002947 | As per HSA registered indication(s)
Vascular | Vascular patency | Vascular graft and patch | Reconstructive vascular graft | Bard Peripheral Vascular | Carboflo Vascular Graft | F7005TWSC | Standalone | DE0002947 | As per HSA registered indication(s)
Vascular | Vascular patency | Vascular graft and patch | Reconstructive vascular graft | Bard Peripheral Vascular | Carboflo Vascular Graft | F7006C | Standalone | DE0002947 | As per HSA registered indication(s)
Vascular | Vascular patency | Vascular graft and patch | Reconstructive vascular graft | Bard Peripheral Vascular | Carboflo Vascular Graft | F7006SC | Standalone | DE0002947 | As per HSA registered indication(s)
Vascular | Vascular patency | Vascular graft and patch | Reconstructive vascular graft | Bard Peripheral Vascular | Carboflo Vascular Graft | F7006TWSC | Standalone | DE0002947 | As per HSA registered indication(s)
Vascular | Vascular patency | Vascular graft and patch | Reconstructive vascular graft | Bard Peripheral Vascular | Carboflo Vascular Graft | F7007C | Standalone | DE0002947 | As per HSA registered indication(s)
Vascular | Vascular patency | Vascular graft and patch | Reconstructive vascular graft | Bard Peripheral Vascular | Carboflo Vascular Graft | F7007TWSC | Standalone | DE0002947 | As per HSA registered indication(s)
Vascular | Vascular patency | Vascular graft and patch | Reconstructive vascular graft | Bard Peripheral Vascular | Carboflo Vascular Graft | F7008C | Standalone | DE0002947 | As per HSA registered indication(s)
Vascular | Vascular patency | Vascular graft and patch | Reconstructive vascular graft | Bard Peripheral Vascular | Carboflo Vascular Graft | F7008SC | Standalone | DE0002947 | As per HSA registered indication(s)
Vascular | Vascular patency | Vascular graft and patch | Reconstructive vascular graft | Bard Peripheral Vascular | Carboflo Vascular Graft | F7008TWSC | Standalone | DE0002947 | As per HSA registered indication(s)
Vascular | Vascular patency | Vascular graft and patch | Reconstructive vascular graft | Bard Peripheral Vascular | Carboflo Vascular Graft | F70T74TSC | Standalone | DE0002947 | As per HSA registered indication(s)
Vascular | Vascular patency | Vascular graft and patch | Reconstructive vascular graft | Bard Peripheral Vascular | Carboflo Vascular Graft | F70T85TSC | Standalone | DE0002947 | As per HSA registered indication(s)
Vascular | Vascular patency | Vascular graft and patch | Reconstructive vascular graft | Bard Peripheral Vascular | Carboflo Vascular Graft | F8006C | Standalone | DE0002947 | As per HSA registered indication(s)
Vascular | Vascular patency | Vascular graft and patch | Reconstructive vascular graft | Bard Peripheral Vascular | Carboflo Vascular Graft | F8006SC | Standalone | DE0002947 | As per HSA registered indication(s)
Vascular | Vascular patency | Vascular graft and patch | Reconstructive vascular graft | Bard Peripheral Vascular | Carboflo Vascular Graft | F8006TWSC | Standalone | DE0002947 | As per HSA registered indication(s)
Vascular | Vascular patency | Vascular graft and patch | Reconstructive vascular graft | Bard Peripheral Vascular | Carboflo Vascular Graft | F8007C | Standalone | DE0002947 | As per HSA registered indication(s)
Vascular | Vascular patency | Vascular graft and patch | Reconstructive vascular graft | Bard Peripheral Vascular | Carboflo Vascular Graft | F8007TWSC | Standalone | DE0002947 | As per HSA registered indication(s)
Vascular | Vascular patency | Vascular graft and patch | Reconstructive vascular graft | Bard Peripheral Vascular | Carboflo Vascular Graft | F8008C | Standalone | DE0002947 | As per HSA registered indication(s)
Vascular | Vascular patency | Vascular graft and patch | Reconstructive vascular graft | Bard Peripheral Vascular | Carboflo Vascular Graft | F8008SC | Standalone | DE0002947 | As per HSA registered indication(s)
Vascular | Vascular patency | Vascular graft and patch | Reconstructive vascular graft | Bard Peripheral Vascular | Carboflo Vascular Graft | F8008TWSC | Standalone | DE0002947 | As per HSA registered indication(s)
Vascular | Vascular patency | Vascular graft and patch | Reconstructive vascular graft | Bard Peripheral Vascular | Carboflo Vascular Graft | F8010C | Standalone | DE0002947 | As per HSA registered indication(s)
Vascular | Vascular patency | Vascular graft and patch | Reconstructive vascular graft | Jotec Gmbh | Flowline Bipore Heparin ePTFE Vascular Graft | 15TW4005N | Standalone | DE0506925 | As per HSA registered indication(s)
Vascular | Vascular patency | Vascular graft and patch | Reconstructive vascular graft | Jotec Gmbh | Flowline Bipore Heparin ePTFE Vascular Graft | 15TW5006N | Standalone | DE0506925 | As per HSA registered indication(s)
Vascular | Vascular patency | Vascular graft and patch | Reconstructive vascular graft | Jotec Gmbh | Flowline Bipore Heparin ePTFE Vascular Graft | 15TW5007N | Standalone | DE0506925 | As per HSA registered indication(s)
Vascular | Vascular patency | Vascular graft and patch | Reconstructive vascular graft | Jotec Gmbh | Flowline Bipore Heparin ePTFE Vascular Graft | 15TW5008N | Standalone | DE0506925 | As per HSA registered indication(s)
Vascular | Vascular patency | Vascular graft and patch | Reconstructive vascular graft | Jotec Gmbh | Flowline Bipore Heparin ePTFE Vascular Graft | 15TW7005N | Standalone | DE0506925 | As per HSA registered indication(s)
Vascular | Vascular patency | Vascular graft and patch | Reconstructive vascular graft | Jotec Gmbh | Flowline Bipore Heparin ePTFE Vascular Graft | 15TW8006N | Standalone | DE0506925 | As per HSA registered indication(s)
Vascular | Vascular patency | Vascular graft and patch | Reconstructive vascular graft | Jotec Gmbh | Flowline Bipore Heparin ePTFE Vascular Graft | 15TW8007N | Standalone | DE0506925 | As per HSA registered indication(s)
Vascular | Vascular patency | Vascular graft and patch | Reconstructive vascular graft | Jotec Gmbh | Flowline Bipore Heparin ePTFE Vascular Graft | 15TW8008N | Standalone | DE0506925 | As per HSA registered indication(s)
Vascular | Vascular patency | Vascular graft and patch | Reconstructive vascular graft | Jotec Gmbh | Flowline Bipore Heparin ePTFE Vascular Graft | 15TW4005S | Standalone | DE0506925 | As per HSA registered indication(s)
Vascular | Vascular patency | Vascular graft and patch | Reconstructive vascular graft | Jotec Gmbh | Flowline Bipore Heparin ePTFE Vascular Graft | 15TW5006S | Standalone | DE0506925 | As per HSA registered indication(s)
Vascular | Vascular patency | Vascular graft and patch | Reconstructive vascular graft | Jotec Gmbh | Flowline Bipore Heparin ePTFE Vascular Graft | 15TW5007S | Standalone | DE0506925 | As per HSA registered indication(s)
Vascular | Vascular patency | Vascular graft and patch | Reconstructive vascular graft | Jotec Gmbh | Flowline Bipore Heparin ePTFE Vascular Graft | 15TW5008S | Standalone | DE0506925 | As per HSA registered indication(s)
Vascular | Vascular patency | Vascular graft and patch | Reconstructive vascular graft | Jotec Gmbh | Flowline Bipore Heparin ePTFE Vascular Graft | 15TW7005S | Standalone | DE0506925 | As per HSA registered indication(s)
Vascular | Vascular patency | Vascular graft and patch | Reconstructive vascular graft | Jotec Gmbh | Flowline Bipore Heparin ePTFE Vascular Graft | 15TW8006S | Standalone | DE0506925 | As per HSA registered indication(s)
Vascular | Vascular patency | Vascular graft and patch | Reconstructive vascular graft | Jotec Gmbh | Flowline Bipore Heparin ePTFE Vascular Graft | 15TW8007S | Standalone | DE0506925 | As per HSA registered indication(s)
Vascular | Vascular patency | Vascular graft and patch | Reconstructive vascular graft | Jotec Gmbh | Flowline Bipore Heparin ePTFE Vascular Graft | 15TW8008S | Standalone | DE0506925 | As per HSA registered indication(s)
Vascular | Vascular patency | Vascular graft and patch | Reconstructive vascular graft | Jotec Gmbh | Flowline Bipore Heparin ePTFE Vascular Graft | 15SW4005N | Standalone | DE0506925 | As per HSA registered indication(s)
Vascular | Vascular patency | Vascular graft and patch | Reconstructive vascular graft | Jotec Gmbh | Flowline Bipore Heparin ePTFE Vascular Graft | 15SW5006N | Standalone | DE0506925 | As per HSA registered indication(s)
Vascular | Vascular patency | Vascular graft and patch | Reconstructive vascular graft | Jotec Gmbh | Flowline Bipore Heparin ePTFE Vascular Graft | 15SW5007N | Standalone | DE0506925 | As per HSA registered indication(s)
Vascular | Vascular patency | Vascular graft and patch | Reconstructive vascular graft | Jotec Gmbh | Flowline Bipore Heparin ePTFE Vascular Graft | 15SW5008N | Standalone | DE0506925 | As per HSA registered indication(s)
Vascular | Vascular patency | Vascular graft and patch | Reconstructive vascular graft | Jotec Gmbh | Flowline Bipore Heparin ePTFE Vascular Graft | 15SW7005N | Standalone | DE0506925 | As per HSA registered indication(s)
Vascular | Vascular patency | Vascular graft and patch | Reconstructive vascular graft | Jotec Gmbh | Flowline Bipore Heparin ePTFE Vascular Graft | 15SW8006N | Standalone | DE0506925 | As per HSA registered indication(s)
Vascular | Vascular patency | Vascular graft and patch | Reconstructive vascular graft | Jotec Gmbh | Flowline Bipore Heparin ePTFE Vascular Graft | 15SW8007N | Standalone | DE0506925 | As per HSA registered indication(s)
Vascular | Vascular patency | Vascular graft and patch | Reconstructive vascular graft | Jotec Gmbh | Flowline Bipore Heparin ePTFE Vascular Graft | 15SW8008N | Standalone | DE0506925 | As per HSA registered indication(s)
Vascular | Vascular patency | Vascular graft and patch | Reconstructive vascular graft | Jotec Gmbh | Flowline Bipore Heparin ePTFE Vascular Graft | 15SW5006S | Standalone | DE0506925 | As per HSA registered indication(s)
Vascular | Vascular patency | Vascular graft and patch | Reconstructive vascular graft | Jotec Gmbh | Flowline Bipore Heparin ePTFE Vascular Graft | 15SW5007S | Standalone | DE0506925 | As per HSA registered indication(s)
Vascular | Vascular patency | Vascular graft and patch | Reconstructive vascular graft | Jotec Gmbh | Flowline Bipore Heparin ePTFE Vascular Graft | 15SW5008S | Standalone | DE0506925 | As per HSA registered indication(s)
Vascular | Vascular patency | Vascular graft and patch | Reconstructive vascular graft | Jotec Gmbh | Flowline Bipore Heparin ePTFE Vascular Graft | 15SW8006S | Standalone | DE0506925 | As per HSA registered indication(s)
Vascular | Vascular patency | Vascular graft and patch | Reconstructive vascular graft | Jotec Gmbh | Flowline Bipore Heparin ePTFE Vascular Graft | 15SW8007S | Standalone | DE0506925 | As per HSA registered indication(s)
Vascular | Vascular patency | Vascular graft and patch | Reconstructive vascular graft | Jotec Gmbh | Flowline Bipore Heparin ePTFE Vascular Graft | 15SW8008S | Standalone | DE0506925 | As per HSA registered indication(s)
Vascular | Vascular patency | Vascular graft and patch | Reconstructive vascular graft | Lemaitre | LifeSpan EPTFE Graft | R06010 | Standalone | DE0506699 | As per HSA registered indication(s)
Vascular | Vascular patency | Vascular graft and patch | Reconstructive vascular graft | Lemaitre | LifeSpan EPTFE Graft | R06020 | Standalone | DE0506699 | As per HSA registered indication(s)
Vascular | Vascular patency | Vascular graft and patch | Reconstructive vascular graft | Lemaitre | LifeSpan EPTFE Graft | R07020 | Standalone | DE0506699 | As per HSA registered indication(s)
Vascular | Vascular patency | Vascular graft and patch | Reconstructive vascular graft | Lemaitre | LifeSpan EPTFE Graft | R08020 | Standalone | DE0506699 | As per HSA registered indication(s)
Vascular | Vascular patency | Vascular graft and patch | Reconstructive vascular graft | Lemaitre | LifeSpan EPTFE Graft | R06030 | Standalone | DE0506699 | As per HSA registered indication(s)
Vascular | Vascular patency | Vascular graft and patch | Reconstructive vascular graft | Lemaitre | LifeSpan EPTFE Graft | R06050 | Standalone | DE0506699 | As per HSA registered indication(s)
Vascular | Vascular patency | Vascular graft and patch | Reconstructive vascular graft | Lemaitre | LifeSpan EPTFE Graft | R07050 | Standalone | DE0506699 | As per HSA registered indication(s)
Vascular | Vascular patency | Vascular graft and patch | Reconstructive vascular graft | Lemaitre | LifeSpan EPTFE Graft | R08050 | Standalone | DE0506699 | As per HSA registered indication(s)
Vascular | Vascular patency | Vascular graft and patch | Reconstructive vascular graft | Lemaitre | LifeSpan EPTFE Graft | R06080 | Standalone | DE0506699 | As per HSA registered indication(s)
Vascular | Vascular patency | Vascular graft and patch | Reconstructive vascular graft | Lemaitre | LifeSpan EPTFE Graft | R07080 | Standalone | DE0506699 | As per HSA registered indication(s)
Vascular | Vascular patency | Vascular graft and patch | Reconstructive vascular graft | Lemaitre | LifeSpan EPTFE Graft | R08080 | Standalone | DE0506699 | As per HSA registered indication(s)
Vascular | Vascular patency | Vascular graft and patch | Reconstructive vascular graft | Lemaitre | LifeSpan EPTFE Graft | T06020 | Standalone | DE0506699 | As per HSA registered indication(s)
Vascular | Vascular patency | Vascular graft and patch | Reconstructive vascular graft | Lemaitre | LifeSpan EPTFE Graft | T06050 | Standalone | DE0506699 | As per HSA registered indication(s)
Vascular | Vascular patency | Vascular graft and patch | Reconstructive vascular graft | Lemaitre | LifeSpan EPTFE Graft | T07050 | Standalone | DE0506699 | As per HSA registered indication(s)
Vascular | Vascular patency | Vascular graft and patch | Reconstructive vascular graft | Lemaitre | LifeSpan EPTFE Graft | T08050 | Standalone | DE0506699 | As per HSA registered indication(s)
Vascular | Vascular patency | Vascular graft and patch | Reconstructive vascular graft | Lemaitre | LifeSpan EPTFE Graft | T06080 | Standalone | DE0506699 | As per HSA registered indication(s)
Vascular | Vascular patency | Vascular graft and patch | Reconstructive vascular graft | Lemaitre | LifeSpan EPTFE Graft | T07080 | Standalone | DE0506699 | As per HSA registered indication(s)
Vascular | Vascular patency | Vascular graft and patch | Reconstructive vascular graft | Lemaitre | LifeSpan EPTFE Graft | T08080 | Standalone | DE0506699 | As per HSA registered indication(s)
Vascular | Vascular patency | Vascular graft and patch | Reconstructive vascular graft | Lemaitre | LifeSpan EPTFE Graft | T10080 | Standalone | DE0506699 | As per HSA registered indication(s)
Vascular | Vascular patency | Vascular graft and patch | Reconstructive vascular graft | Lemaitre | LifeSpan EPTFE Graft | R06050C50 | Standalone | DE0506699 | As per HSA registered indication(s)
Vascular | Vascular patency | Vascular graft and patch | Reconstructive vascular graft | Lemaitre | LifeSpan EPTFE Graft | R07050C50 | Standalone | DE0506699 | As per HSA registered indication(s)
Vascular | Vascular patency | Vascular graft and patch | Reconstructive vascular graft | Lemaitre | LifeSpan EPTFE Graft | R08050C50 | Standalone | DE0506699 | As per HSA registered indication(s)
Vascular | Vascular patency | Vascular graft and patch | Reconstructive vascular graft | Lemaitre | LifeSpan EPTFE Graft | R06080C80 | Standalone | DE0506699 | As per HSA registered indication(s)
Vascular | Vascular patency | Vascular graft and patch | Reconstructive vascular graft | Lemaitre | LifeSpan EPTFE Graft | R07080C80 | Standalone | DE0506699 | As per HSA registered indication(s)
Vascular | Vascular patency | Vascular graft and patch | Reconstructive vascular graft | Lemaitre | LifeSpan EPTFE Graft | R08080C80 | Standalone | DE0506699 | As per HSA registered indication(s)
Vascular | Vascular patency | Vascular graft and patch | Reconstructive vascular graft | Lemaitre | LifeSpan EPTFE Graft | R10080C80 | Standalone | DE0506699 | As per HSA registered indication(s)
Vascular | Vascular patency | Vascular graft and patch | Reconstructive vascular graft | Lemaitre | LifeSpan EPTFE Graft | T06050C50 | Standalone | DE0506699 | As per HSA registered indication(s)
Vascular | Vascular patency | Vascular graft and patch | Reconstructive vascular graft | Lemaitre | LifeSpan EPTFE Graft | T07050C50 | Standalone | DE0506699 | As per HSA registered indication(s)
Vascular | Vascular patency | Vascular graft and patch | Reconstructive vascular graft | Lemaitre | LifeSpan EPTFE Graft | T08050C50 | Standalone | DE0506699 | As per HSA registered indication(s)
Vascular | Vascular patency | Vascular graft and patch | Reconstructive vascular graft | Lemaitre | LifeSpan EPTFE Graft | T06080C80 | Standalone | DE0506699 | As per HSA registered indication(s)
Vascular | Vascular patency | Vascular graft and patch | Reconstructive vascular graft | Lemaitre | LifeSpan EPTFE Graft | T07080C80 | Standalone | DE0506699 | As per HSA registered indication(s)
Vascular | Vascular patency | Vascular graft and patch | Reconstructive vascular graft | Lemaitre | LifeSpan EPTFE Graft | T08080C80 | Standalone | DE0506699 | As per HSA registered indication(s)
Vascular | Vascular patency | Vascular graft and patch | Reconstructive vascular graft | Lemaitre | LifeSpan EPTFE Graft | T10080C80 | Standalone | DE0506699 | As per HSA registered indication(s)
Vascular | Vascular patency | Vascular graft and patch | Reconstructive vascular graft | Lemaitre | LifeSpan EPTFE Graft | R06050CS | Standalone | DE0506699 | As per HSA registered indication(s)
Vascular | Vascular patency | Vascular graft and patch | Reconstructive vascular graft | Lemaitre | LifeSpan EPTFE Graft | T06050C30 | Standalone | DE0506699 | As per HSA registered indication(s)
Vascular | Vascular patency | Vascular graft and patch | Reconstructive vascular graft | Lemaitre | LifeSpan EPTFE Graft | T08050C30 | Standalone | DE0506699 | As per HSA registered indication(s)
Vascular | Vascular patency | Vascular graft and patch | Reconstructive vascular graft | Lemaitre | LifeSpan EPTFE Graft | T06080C50 | Standalone | DE0506699 | As per HSA registered indication(s)
Vascular | Vascular patency | Vascular graft and patch | Reconstructive vascular graft | Lemaitre | LifeSpan EPTFE Graft | T07080C50 | Standalone | DE0506699 | As per HSA registered indication(s)
Vascular | Vascular patency | Vascular graft and patch | Reconstructive vascular graft | Lemaitre | LifeSpan EPTFE Graft | T08080C50 | Standalone | DE0506699 | As per HSA registered indication(s)
Vascular | Vascular patency | Vascular graft and patch | Reconstructive vascular graft | Lemaitre | LifeSpan EPTFE Graft | RS47050 | Standalone | DE0506699 | As per HSA registered indication(s)
Vascular | Vascular patency | Vascular graft and patch | Reconstructive vascular graft | Lemaitre | LifeSpan EPTFE Graft | RS47050CS | Standalone | DE0506699 | As per HSA registered indication(s)
Vascular | Vascular patency | Vascular graft and patch | Reconstructive vascular graft | Lemaitre | LifeSpan EPTFE Graft | QT47040 | Standalone | DE0506699 | As per HSA registered indication(s)
Vascular | Vascular patency | Vascular graft and patch | Reconstructive vascular graft | Lemaitre | LifeSpan EPTFE Graft | QT47050 | Standalone | DE0506699 | As per HSA registered indication(s)
Vascular | Vascular patency | Vascular graft and patch | Reconstructive vascular graft | Lemaitre | LifeSpan EPTFE Graft | QT47045CS | Standalone | DE0506699 | As per HSA registered indication(s)
Vascular | Vascular patency | Vascular graft and patch | Reconstructive vascular graft | W.L. Gore | Propaten Paediatric Shunt | HPT030005 | Standalone | DE0000128 | As per HSA registered indication(s)
Vascular | Vascular patency | Vascular graft and patch | Reconstructive vascular graft | W.L. Gore | Propaten Paediatric Shunt | HPT030010 | Standalone | DE0000128 | As per HSA registered indication(s)
Vascular | Vascular patency | Vascular graft and patch | Reconstructive vascular graft | W.L. Gore | Propaten Paediatric Shunt | HPT030015 | Standalone | DE0000128 | As per HSA registered indication(s)
Vascular | Vascular patency | Vascular graft and patch | Reconstructive vascular graft | W.L. Gore | Propaten Paediatric Shunt | HPT040005 | Standalone | DE0000128 | As per HSA registered indication(s)
Vascular | Vascular patency | Vascular graft and patch | Reconstructive vascular graft | W.L. Gore | Propaten Paediatric Shunt | HPT040010 | Standalone | DE0000128 | As per HSA registered indication(s)
Vascular | Vascular patency | Vascular graft and patch | Reconstructive vascular graft | W.L. Gore | Propaten Paediatric Shunt | HPT040015 | Standalone | DE0000128 | As per HSA registered indication(s)
Vascular | Vascular patency | Vascular graft and patch | Reconstructive vascular graft | W.L. Gore | Propaten Paediatric Shunt | HPT050005 | Standalone | DE0000128 | As per HSA registered indication(s)
Vascular | Vascular patency | Vascular graft and patch | Reconstructive vascular graft | W.L. Gore | Propaten Paediatric Shunt | HPT050010 | Standalone | DE0000128 | As per HSA registered indication(s)
Vascular | Vascular patency | Vascular graft and patch | Reconstructive vascular graft | W.L. Gore | Propaten Paediatric Shunt | HPT050015 | Standalone | DE0000128 | As per HSA registered indication(s)
Vascular | Vascular patency | Vascular graft and patch | Reconstructive vascular graft | W.L. Gore | Propaten Paediatric Shunt | HPT060015 | Standalone | DE0000128 | As per HSA registered indication(s)
Vascular | Vascular patency | Vascular graft and patch | Reconstructive vascular graft | W.L. Gore | Propaten Paediatric Shunt | HPT350005 | Standalone | DE0000128 | As per HSA registered indication(s)
Vascular | Vascular patency | Vascular graft and patch | Reconstructive vascular graft | W.L. Gore | Propaten Paediatric Shunt | HPT350010 | Standalone | DE0000128 | As per HSA registered indication(s)
Vascular | Vascular patency | Vascular graft and patch | Reconstructive vascular graft | W.L. Gore | Propaten Paediatric Shunt | HPT350015 | Standalone | DE0000128 | As per HSA registered indication(s)
Vascular | Vascular patency | Vascular graft and patch | Reconstructive vascular graft | W.L. Gore | Stretch Graft | S0504 | Standalone | DE0000137 | As per HSA registered indication(s)
Vascular | Vascular patency | Vascular graft and patch | Reconstructive vascular graft | W.L. Gore | Stretch Graft | S0602 | Standalone | DE0000137 | As per HSA registered indication(s)
Vascular | Vascular patency | Vascular graft and patch | Reconstructive vascular graft | W.L. Gore | Stretch Graft | S0603 | Standalone | DE0000137 | As per HSA registered indication(s)
Vascular | Vascular patency | Vascular graft and patch | Reconstructive vascular graft | W.L. Gore | Stretch Graft | S0604 | Standalone | DE0000137 | As per HSA registered indication(s)
Vascular | Vascular patency | Vascular graft and patch | Reconstructive vascular graft | W.L. Gore | Stretch Graft | S0607 | Standalone | DE0000137 | As per HSA registered indication(s)
Vascular | Vascular patency | Vascular graft and patch | Reconstructive vascular graft | W.L. Gore | Stretch Graft | S0704 | Standalone | DE0000137 | As per HSA registered indication(s)
Vascular | Vascular patency | Vascular graft and patch | Reconstructive vascular graft | W.L. Gore | Stretch Graft | S0804 | Standalone | DE0000137 | As per HSA registered indication(s)
Vascular | Vascular patency | Vascular graft and patch | Reconstructive vascular graft | W.L. Gore | Stretch Graft | S1004 | Standalone | DE0000137 | As per HSA registered indication(s)
Vascular | Vascular patency | Vascular graft and patch | Reconstructive vascular graft | W.L. Gore | Stretch Graft | S1204 | Standalone | DE0000137 | As per HSA registered indication(s)
Vascular | Vascular patency | Vascular graft and patch | Reconstructive vascular graft | W.L. Gore | Stretch Graft | S46045 | Standalone | DE0000137 | As per HSA registered indication(s)
Vascular | Vascular patency | Vascular graft and patch | Reconstructive vascular graft | W.L. Gore | Stretch Graft | S47030 | Standalone | DE0000137 | As per HSA registered indication(s)
Vascular | Vascular patency | Vascular graft and patch | Reconstructive vascular graft | W.L. Gore | Stretch Graft | S47045 | Standalone | DE0000137 | As per HSA registered indication(s)
Vascular | Vascular patency | Vascular graft and patch | Reconstructive vascular graft | W.L. Gore | Stretch Graft | SA1402 | Standalone | DE0000137 | As per HSA registered indication(s)
Vascular | Vascular patency | Vascular graft and patch | Reconstructive vascular graft | W.L. Gore | Stretch Graft | SA1802 | Standalone | DE0000137 | As per HSA registered indication(s)
Vascular | Vascular patency | Vascular graft and patch | Reconstructive vascular graft | W.L. Gore | Stretch Graft | SA1602 | Standalone | DE0000137 | As per HSA registered indication(s)
Vascular | Vascular patency | Vascular graft and patch | Reconstructive vascular graft | W.L. Gore | Stretch Graft | SA1804 | Standalone | DE0000137 | As per HSA registered indication(s)
Vascular | Vascular patency | Vascular graft and patch | Reconstructive vascular graft | W.L. Gore | Stretch Graft | SA2002 | Standalone | DE0000137 | As per HSA registered indication(s)
Vascular | Vascular patency | Vascular graft and patch | Reconstructive vascular graft | W.L. Gore | Stretch Graft | SA2004 | Standalone | DE0000137 | As per HSA registered indication(s)
Vascular | Vascular patency | Vascular graft and patch | Reconstructive vascular graft | W.L. Gore | Stretch Graft | SA2202 | Standalone | DE0000137 | As per HSA registered indication(s)
Vascular | Vascular patency | Vascular graft and patch | Reconstructive vascular graft | W.L. Gore | Stretch Graft | SA2402 | Standalone | DE0000137 | As per HSA registered indication(s)
Vascular | Vascular patency | Vascular graft and patch | Reconstructive vascular graft | W.L. Gore | Stretch Graft | SRRT06030040L | Standalone | DE0000137 | As per HSA registered indication(s)
Vascular | Vascular patency | Vascular graft and patch | Reconstructive vascular graft | W.L. Gore | Stretch Graft | SRRT06040050L | Standalone | DE0000137 | As per HSA registered indication(s)
Vascular | Vascular patency | Vascular graft and patch | Reconstructive vascular graft | W.L. Gore | Stretch Graft | SRRT08030040L | Standalone | DE0000137 | As per HSA registered indication(s)
Vascular | Vascular patency | Vascular graft and patch | Reconstructive vascular graft | W.L. Gore | Stretch Graft | SRRT08040050L | Standalone | DE0000137 | As per HSA registered indication(s)
Vascular | Vascular patency | Vascular graft and patch | Reconstructive vascular graft | W.L. Gore | Gore Propaten Vascular Graft | H460045 | Standalone | DE0000128 | As per HSA registered indication(s)
Vascular | Vascular patency | Vascular graft and patch | Reconstructive vascular graft | W.L. Gore | Gore Propaten Vascular Graft | H470045 | Standalone | DE0000128 | As per HSA registered indication(s)
Vascular | Vascular patency | Vascular graft and patch | Reconstructive vascular graft | W.L. Gore | Gore Propaten Vascular Graft | IRS06040L | Standalone | DE0000118 | As per HSA registered indication(s)
Vascular | Vascular patency | Vascular graft and patch | Reconstructive vascular graft | W.L. Gore | Gore Propaten Vascular Graft | IRS47045L | Standalone | DE0000118 | As per HSA registered indication(s)
Vascular | Vascular patency | Vascular graft and patch | Reconstructive vascular graft | W.L. Gore | Gore Propaten Vascular Graft | H060040 | Standalone | DE0000128 | As per HSA registered indication(s)
Vascular | Vascular patency | Vascular graft and patch | Reconstructive vascular graft | W.L. Gore | Gore Propaten Vascular Graft | H060010 | Standalone | DE0000128 | As per HSA registered indication(s)
Vascular | Vascular patency | Vascular graft and patch | Reconstructive vascular graft | W.L. Gore | Gore Propaten Vascular Graft | IRS46045L | Standalone | DE0000118 | As per HSA registered indication(s)
Vascular | Vascular patency | Vascular graft and patch | Reconstructive vascular graft | W.L. Gore | Gore Propaten Vascular Graft | IRST06040040L | Standalone | DE0000118 | As per HSA registered indication(s)
Vascular | Vascular patency | Vascular graft and patch | Reconstructive vascular graft | W.L. Gore | Gore Propaten Vascular Graft | H080040 | Standalone | DE0000128 | As per HSA registered indication(s)
Vascular | Vascular patency | Vascular graft and patch | Reconstructive vascular graft | W.L. Gore | Gore Propaten Vascular Graft | HT060040 | Standalone | DE0000128 | As per HSA registered indication(s)
Vascular | Vascular patency | Vascular graft and patch | Reconstructive vascular graft | W.L. Gore | Gore Propaten Vascular Graft | HT070040 | Standalone | DE0000128 | As per HSA registered indication(s)
Vascular | Vascular patency | Vascular graft and patch | Reconstructive vascular graft | W.L. Gore | Gore Propaten Vascular Graft | HT080040 | Standalone | DE0000128 | As per HSA registered indication(s)
Vascular | Vascular patency | Vascular graft and patch | Reconstructive vascular graft | W.L. Gore | Gore Propaten Vascular Graft | IRST07040040L | Standalone | DE0000118 | As per HSA registered indication(s)
Vascular | Vascular patency | Vascular graft and patch | Reconstructive vascular graft | W.L. Gore | Gore Propaten Vascular Graft | IRST08040040L | Standalone | DE0000118 | As per HSA registered indication(s)
Vascular | Vascular patency | Vascular graft and patch | Vascular patch | Bard Peripheral Vascular | BD Low Porosity PTFE 2.5x2.5 | 007021 | Package | DE0007918 | As per HSA registered indication(s)
Vascular | Vascular patency | Vascular graft and patch | Vascular patch | Bard Peripheral Vascular | BD Low Porosity PTFE 10.2x10.2 | 007838 | Package | DE0007918 | As per HSA registered indication(s)
Vascular | Vascular patency | Vascular graft and patch | Vascular patch | Bard Peripheral Vascular | BD Low Porosity PTFE 15.2x15.2 | 007839 | Package | DE0007918 | As per HSA registered indication(s)
Vascular | Vascular patency | Vascular graft and patch | Vascular patch | Bard Peripheral Vascular | BD PTFE 0.6x5.1 | 007974 | Package | DE0007918 | As per HSA registered indication(s)
Vascular | Vascular patency | Vascular graft and patch | Vascular patch | Bard Peripheral Vascular | BD PTFE 1.3x10.2 | 007975 | Package | DE0007918 | As per HSA registered indication(s)
Vascular | Vascular patency | Vascular graft and patch | Vascular patch | Bard Peripheral Vascular | BD PTFE 2.5x2.5 | 007973 | Package | DE0007918 | As per HSA registered indication(s)
Vascular | Vascular patency | Vascular graft and patch | Vascular patch | Bard Peripheral Vascular | BD PTFE 2.5x10.2 | 007968 | Package | DE0007918 | As per HSA registered indication(s)
Vascular | Vascular patency | Vascular graft and patch | Vascular patch | Bard Peripheral Vascular | BD PTFE 2.5x15.2 | 007976 | Package | DE0007918 | As per HSA registered indication(s)
Vascular | Vascular patency | Vascular graft and patch | Vascular patch | Bard Peripheral Vascular | BD PTFE 5.1x5.1 | 007977 | Package | DE0007918 | As per HSA registered indication(s)
Vascular | Vascular patency | Vascular graft and patch | Vascular patch | Bard Peripheral Vascular | BD PTFE 10.2x10.2 | 007836 | Package | DE0007918 | As per HSA registered indication(s)
Vascular | Vascular patency | Vascular graft and patch | Vascular patch | Bard Peripheral Vascular | BD PTFE 15.2x15.2 | 007837 | Package | DE0007918 | As per HSA registered indication(s)
Vascular | Vascular patency | Vascular graft and patch | Vascular patch | Bard Peripheral Vascular | BD PTFE ExtraThick 1x15.2 | 007018 | Package | DE0007918 | As per HSA registered indication(s)
Vascular | Vascular patency | Vascular graft and patch | Vascular patch | Bard Peripheral Vascular | BD PTFE ExtraThick 2.5x2.5 | 007019 | Package | DE0007918 | As per HSA registered indication(s)
Vascular | Vascular patency | Vascular graft and patch | Vascular patch | Bard Peripheral Vascular | BD PTFE ExtraThick 10.2x10.2 | 007958 | Package | DE0007918 | As per HSA registered indication(s)
Vascular | Vascular patency | Vascular graft and patch | Vascular patch | Bard Peripheral Vascular | BD PTFE ExtraThick 15.2x15.2 | 007959 | Package | DE0007918 | As per HSA registered indication(s)
Vascular | Vascular patency | Vascular graft and patch | Vascular patch | Bard Peripheral Vascular | BARD PTFE FELTS PLEDGETS 4.8MM X 6.0MM | 007970 | Package | DE0007739 | As per HSA registered indication(s)
Vascular | Vascular patency | Vascular graft and patch | Vascular patch | Bard Peripheral Vascular | BARD PTFE FELTS PLEDGETS 9.5MM X 4.8MM | 007963 | Package | DE0007739 | As per HSA registered indication(s)
Vascular | Vascular patency | Vascular graft and patch | Vascular patch | Bard Peripheral Vascular | BARD PTFE FELTS PLEDGETS 7.9MM X 7.9MM | 007972 | Package | DE0007739 | As per HSA registered indication(s)
Vascular | Vascular patency | Vascular graft and patch | Vascular patch | Bard Peripheral Vascular | BARD PTFE FELTS PLEDGETS 6.0MM X 6.0MM | 007965 | Package | DE0007739 | As per HSA registered indication(s)
Vascular | Vascular patency | Vascular graft and patch | Vascular patch | Bard Peripheral Vascular | BARD PTFE FELTS PLEDGETS 4.8MM X 6.0MM | 007969 | Package | DE0007739 | As per HSA registered indication(s)
Vascular | Vascular patency | Vascular graft and patch | Vascular patch | Bard Peripheral Vascular | BARD PTFE FELTS PLEDGETS 4.8MM ROUND | 007984 | Package | DE0007739 | As per HSA registered indication(s)
Vascular | Vascular patency | Vascular graft and patch | Vascular patch | Bard Peripheral Vascular | BARD PTFE FELTS PLEDGETS 6.0MM ROUND | 007971 | Package | DE0007739 | As per HSA registered indication(s)
Vascular | Vascular patency | Vascular graft and patch | Vascular patch | Baxter | VASCU-GUARD,1X6CM GLOBAL | VG0106N | Standalone | DE0003913 | As per HSA registered indication(s)
Vascular | Vascular patency | Vascular graft and patch | Vascular patch | Baxter | VASCU-GUARD,0.8X8CM GLOBAL | VG0108N | Standalone | DE0003913 | As per HSA registered indication(s)
Vascular | Vascular patency | Vascular graft and patch | Vascular patch | Cryolife Inc | Photofix Decellularized Bovine Pericardium | PFP0.8x8 | Standalone | DE0505513 | As per HSA registered indication(s)
Vascular | Vascular patency | Vascular graft and patch | Vascular patch | Cryolife Inc | Photofix Decellularized Bovine Pericardium | PFP1x10 | Standalone | DE0505513 | As per HSA registered indication(s)
Vascular | Vascular patency | Vascular graft and patch | Vascular patch | Cryolife Inc | Photofix Decellularized Bovine Pericardium | PFP1x14 | Standalone | DE0505513 | As per HSA registered indication(s)
Vascular | Vascular patency | Vascular graft and patch | Vascular patch | Cryolife Inc | Photofix Decellularized Bovine Pericardium | PFP2x9 | Standalone | DE0505513 | As per HSA registered indication(s)
Vascular | Vascular patency | Vascular graft and patch | Vascular patch | Cryolife Inc | Photofix Decellularized Bovine Pericardium | PFP1x6 | Standalone | DE0505513 | As per HSA registered indication(s)
Vascular | Vascular patency | Vascular graft and patch | Vascular patch | Lemaitre | Xenosure Biologic Patch | 0.8P8 | Standalone | DE0503490 | As per HSA registered indication(s)
Vascular | Vascular patency | Vascular graft and patch | Vascular patch | Lemaitre | Xenosure Biologic Patch | 1P6 | Standalone | DE0503490 | As per HSA registered indication(s)
Vascular | Vascular patency | Vascular graft and patch | Vascular patch | Lemaitre | Xenosure Biologic Patch | 1P10 | Standalone | DE0503490 | As per HSA registered indication(s)
Vascular | Vascular patency | Vascular graft and patch | Vascular patch | Lemaitre | Xenosure Biologic Patch | 1P14 | Standalone | DE0503490 | As per HSA registered indication(s)
Vascular | Vascular patency | Vascular graft and patch | Vascular patch | Lemaitre | Xenosure Biologic Patch | 2P9 | Standalone | DE0503490 | As per HSA registered indication(s)
Vascular | Vascular patency | Vascular graft and patch | Vascular patch | Lemaitre | Xenosure Biologic Patch | 4P4 | Standalone | DE0503490 | As per HSA registered indication(s)
Vascular | Vascular patency | Vascular stent | Vascular stent - Bare metal | Abbott Medical | Absolute Pro Peripheral Self-Expanding Stent System | 1011914-020 | Standalone | DE0006306 | As per HSA registered indication(s)
Vascular | Vascular patency | Vascular stent | Vascular stent - Bare metal | Abbott Medical | Absolute Pro Peripheral Self-Expanding Stent System | 1011914-030 | Standalone | DE0006306 | As per HSA registered indication(s)
Vascular | Vascular patency | Vascular stent | Vascular stent - Bare metal | Abbott Medical | Absolute Pro Peripheral Self-Expanding Stent System | 1011914-040 | Standalone | DE0006306 | As per HSA registered indication(s)
Vascular | Vascular patency | Vascular stent | Vascular stent - Bare metal | Abbott Medical | Absolute Pro Peripheral Self-Expanding Stent System | 1011914-060 | Standalone | DE0006306 | As per HSA registered indication(s)
Vascular | Vascular patency | Vascular stent | Vascular stent - Bare metal | Abbott Medical | Absolute Pro Peripheral Self-Expanding Stent System | 1011914-080 | Standalone | DE0006306 | As per HSA registered indication(s)
Vascular | Vascular patency | Vascular stent | Vascular stent - Bare metal | Abbott Medical | Absolute Pro Peripheral Self-Expanding Stent System | 1011914-100 | Standalone | DE0006306 | As per HSA registered indication(s)
Vascular | Vascular patency | Vascular stent | Vascular stent - Bare metal | Abbott Medical | Absolute Pro Peripheral Self-Expanding Stent System | 1011915-020 | Standalone | DE0006306 | As per HSA registered indication(s)
Vascular | Vascular patency | Vascular stent | Vascular stent - Bare metal | Abbott Medical | Absolute Pro Peripheral Self-Expanding Stent System | 1011915-030 | Standalone | DE0006306 | As per HSA registered indication(s)
Vascular | Vascular patency | Vascular stent | Vascular stent - Bare metal | Abbott Medical | Absolute Pro Peripheral Self-Expanding Stent System | 1011915-040 | Standalone | DE0006306 | As per HSA registered indication(s)
Vascular | Vascular patency | Vascular stent | Vascular stent - Bare metal | Abbott Medical | Absolute Pro Peripheral Self-Expanding Stent System | 1011915-060 | Standalone | DE0006306 | As per HSA registered indication(s)
Vascular | Vascular patency | Vascular stent | Vascular stent - Bare metal | Abbott Medical | Absolute Pro Peripheral Self-Expanding Stent System | 1011915-080 | Standalone | DE0006306 | As per HSA registered indication(s)
Vascular | Vascular patency | Vascular stent | Vascular stent - Bare metal | Abbott Medical | Absolute Pro Peripheral Self-Expanding Stent System | 1011915-100 | Standalone | DE0006306 | As per HSA registered indication(s)
Vascular | Vascular patency | Vascular stent | Vascular stent - Bare metal | Abbott Medical | Absolute Pro Peripheral Self-Expanding Stent System | 1011916-020 | Standalone | DE0006306 | As per HSA registered indication(s)
Vascular | Vascular patency | Vascular stent | Vascular stent - Bare metal | Abbott Medical | Absolute Pro Peripheral Self-Expanding Stent System | 1011916-030 | Standalone | DE0006306 | As per HSA registered indication(s)
Vascular | Vascular patency | Vascular stent | Vascular stent - Bare metal | Abbott Medical | Absolute Pro Peripheral Self-Expanding Stent System | 1011916-040 | Standalone | DE0006306 | As per HSA registered indication(s)
Vascular | Vascular patency | Vascular stent | Vascular stent - Bare metal | Abbott Medical | Absolute Pro Peripheral Self-Expanding Stent System | 1011916-060 | Standalone | DE0006306 | As per HSA registered indication(s)
Vascular | Vascular patency | Vascular stent | Vascular stent - Bare metal | Abbott Medical | Absolute Pro Peripheral Self-Expanding Stent System | 1011916-080 | Standalone | DE0006306 | As per HSA registered indication(s)
Vascular | Vascular patency | Vascular stent | Vascular stent - Bare metal | Abbott Medical | Absolute Pro Peripheral Self-Expanding Stent System | 1011916-100 | Standalone | DE0006306 | As per HSA registered indication(s)
Vascular | Vascular patency | Vascular stent | Vascular stent - Bare metal | Abbott Medical | Absolute Pro Peripheral Self-Expanding Stent System | 1011917-020 | Standalone | DE0006306 | As per HSA registered indication(s)
Vascular | Vascular patency | Vascular stent | Vascular stent - Bare metal | Abbott Medical | Absolute Pro Peripheral Self-Expanding Stent System | 1011917-030 | Standalone | DE0006306 | As per HSA registered indication(s)
Vascular | Vascular patency | Vascular stent | Vascular stent - Bare metal | Abbott Medical | Absolute Pro Peripheral Self-Expanding Stent System | 1011917-040 | Standalone | DE0006306 | As per HSA registered indication(s)
Vascular | Vascular patency | Vascular stent | Vascular stent - Bare metal | Abbott Medical | Absolute Pro Peripheral Self-Expanding Stent System | 1011917-060 | Standalone | DE0006306 | As per HSA registered indication(s)
Vascular | Vascular patency | Vascular stent | Vascular stent - Bare metal | Abbott Medical | Absolute Pro Peripheral Self-Expanding Stent System | 1011917-080 | Standalone | DE0006306 | As per HSA registered indication(s)
Vascular | Vascular patency | Vascular stent | Vascular stent - Bare metal | Abbott Medical | Absolute Pro Peripheral Self-Expanding Stent System | 1011917-100 | Standalone | DE0006306 | As per HSA registered indication(s)
Vascular | Vascular patency | Vascular stent | Vascular stent - Bare metal | Abbott Medical | Absolute Pro Peripheral Self-Expanding Stent System | 1011918-020 | Standalone | DE0006306 | As per HSA registered indication(s)
Vascular | Vascular patency | Vascular stent | Vascular stent - Bare metal | Abbott Medical | Absolute Pro Peripheral Self-Expanding Stent System | 1011918-030 | Standalone | DE0006306 | As per HSA registered indication(s)
Vascular | Vascular patency | Vascular stent | Vascular stent - Bare metal | Abbott Medical | Absolute Pro Peripheral Self-Expanding Stent System | 1011918-040 | Standalone | DE0006306 | As per HSA registered indication(s)
Vascular | Vascular patency | Vascular stent | Vascular stent - Bare metal | Abbott Medical | Absolute Pro Peripheral Self-Expanding Stent System | 1011918-060 | Standalone | DE0006306 | As per HSA registered indication(s)
Vascular | Vascular patency | Vascular stent | Vascular stent - Bare metal | Abbott Medical | Absolute Pro Peripheral Self-Expanding Stent System | 1011918-080 | Standalone | DE0006306 | As per HSA registered indication(s)
Vascular | Vascular patency | Vascular stent | Vascular stent - Bare metal | Abbott Medical | Absolute Pro Peripheral Self-Expanding Stent System | 1011918-100 | Standalone | DE0006306 | As per HSA registered indication(s)
Vascular | Vascular patency | Vascular stent | Vascular stent - Bare metal | Abbott Medical | Absolute Pro Peripheral Self-Expanding Stent System | 1011919-020 | Standalone | DE0006306 | As per HSA registered indication(s)
Vascular | Vascular patency | Vascular stent | Vascular stent - Bare metal | Abbott Medical | Absolute Pro Peripheral Self-Expanding Stent System | 1011919-030 | Standalone | DE0006306 | As per HSA registered indication(s)
Vascular | Vascular patency | Vascular stent | Vascular stent - Bare metal | Abbott Medical | Absolute Pro Peripheral Self-Expanding Stent System | 1011919-040 | Standalone | DE0006306 | As per HSA registered indication(s)
Vascular | Vascular patency | Vascular stent | Vascular stent - Bare metal | Abbott Medical | Absolute Pro Peripheral Self-Expanding Stent System | 1011919-060 | Standalone | DE0006306 | As per HSA registered indication(s)
Vascular | Vascular patency | Vascular stent | Vascular stent - Bare metal | Abbott Medical | Absolute Pro Peripheral Self-Expanding Stent System | 1011919-080 | Standalone | DE0006306 | As per HSA registered indication(s)
Vascular | Vascular patency | Vascular stent | Vascular stent - Bare metal | Abbott Medical | Absolute Pro Peripheral Self-Expanding Stent System | 1011919-100 | Standalone | DE0006306 | As per HSA registered indication(s)
Vascular | Vascular patency | Vascular stent | Vascular stent - Bare metal | Abbott Medical | Absolute Pro Peripheral Self-Expanding Stent System | 1011920-020 | Standalone | DE0006306 | As per HSA registered indication(s)
Vascular | Vascular patency | Vascular stent | Vascular stent - Bare metal | Abbott Medical | Absolute Pro Peripheral Self-Expanding Stent System | 1011920-030 | Standalone | DE0006306 | As per HSA registered indication(s)
Vascular | Vascular patency | Vascular stent | Vascular stent - Bare metal | Abbott Medical | Absolute Pro Peripheral Self-Expanding Stent System | 1011920-040 | Standalone | DE0006306 | As per HSA registered indication(s)
Vascular | Vascular patency | Vascular stent | Vascular stent - Bare metal | Abbott Medical | Absolute Pro Peripheral Self-Expanding Stent System | 1011920-060 | Standalone | DE0006306 | As per HSA registered indication(s)
Vascular | Vascular patency | Vascular stent | Vascular stent - Bare metal | Abbott Medical | Absolute Pro Peripheral Self-Expanding Stent System | 1011920-080 | Standalone | DE0006306 | As per HSA registered indication(s)
Vascular | Vascular patency | Vascular stent | Vascular stent - Bare metal | Abbott Medical | Absolute Pro Peripheral Self-Expanding Stent System | 1011920-100 | Standalone | DE0006306 | As per HSA registered indication(s)
Vascular | Vascular patency | Vascular stent | Vascular stent - Bare metal | Abbott Medical | Absolute Pro Peripheral Self-Expanding Stent System | 1011921-020 | Standalone | DE0006306 | As per HSA registered indication(s)
Vascular | Vascular patency | Vascular stent | Vascular stent - Bare metal | Abbott Medical | Absolute Pro Peripheral Self-Expanding Stent System | 1011921-030 | Standalone | DE0006306 | As per HSA registered indication(s)
Vascular | Vascular patency | Vascular stent | Vascular stent - Bare metal | Abbott Medical | Absolute Pro Peripheral Self-Expanding Stent System | 1011921-040 | Standalone | DE0006306 | As per HSA registered indication(s)
Vascular | Vascular patency | Vascular stent | Vascular stent - Bare metal | Abbott Medical | Absolute Pro Peripheral Self-Expanding Stent System | 1011921-060 | Standalone | DE0006306 | As per HSA registered indication(s)
Vascular | Vascular patency | Vascular stent | Vascular stent - Bare metal | Abbott Medical | Absolute Pro Peripheral Self-Expanding Stent System | 1011921-080 | Standalone | DE0006306 | As per HSA registered indication(s)
Vascular | Vascular patency | Vascular stent | Vascular stent - Bare metal | Abbott Medical | Absolute Pro Peripheral Self-Expanding Stent System | 1011921-100 | Standalone | DE0006306 | As per HSA registered indication(s)
Vascular | Vascular patency | Vascular stent | Vascular stent - Bare metal | Abbott Medical | Absolute Pro Peripheral Self-Expanding Stent System | 1011922-020 | Standalone | DE0006306 | As per HSA registered indication(s)
Vascular | Vascular patency | Vascular stent | Vascular stent - Bare metal | Abbott Medical | Absolute Pro Peripheral Self-Expanding Stent System | 1011922-030 | Standalone | DE0006306 | As per HSA registered indication(s)
Vascular | Vascular patency | Vascular stent | Vascular stent - Bare metal | Abbott Medical | Absolute Pro Peripheral Self-Expanding Stent System | 1011922-040 | Standalone | DE0006306 | As per HSA registered indication(s)
Vascular | Vascular patency | Vascular stent | Vascular stent - Bare metal | Abbott Medical | Absolute Pro Peripheral Self-Expanding Stent System | 1011922-060 | Standalone | DE0006306 | As per HSA registered indication(s)
Vascular | Vascular patency | Vascular stent | Vascular stent - Bare metal | Abbott Medical | Absolute Pro Peripheral Self-Expanding Stent System | 1011922-080 | Standalone | DE0006306 | As per HSA registered indication(s)
Vascular | Vascular patency | Vascular stent | Vascular stent - Bare metal | Abbott Medical | Absolute Pro Peripheral Self-Expanding Stent System | 1011922-100 | Standalone | DE0006306 | As per HSA registered indication(s)
Vascular | Vascular patency | Vascular stent | Vascular stent - Bare metal | Abbott Medical | Absolute Pro Peripheral Self-Expanding Stent System | 1011923-020 | Standalone | DE0006306 | As per HSA registered indication(s)
Vascular | Vascular patency | Vascular stent | Vascular stent - Bare metal | Abbott Medical | Absolute Pro Peripheral Self-Expanding Stent System | 1011923-030 | Standalone | DE0006306 | As per HSA registered indication(s)
Vascular | Vascular patency | Vascular stent | Vascular stent - Bare metal | Abbott Medical | Absolute Pro Peripheral Self-Expanding Stent System | 1011923-040 | Standalone | DE0006306 | As per HSA registered indication(s)
Vascular | Vascular patency | Vascular stent | Vascular stent - Bare metal | Abbott Medical | Absolute Pro Peripheral Self-Expanding Stent System | 1011923-060 | Standalone | DE0006306 | As per HSA registered indication(s)
Vascular | Vascular patency | Vascular stent | Vascular stent - Bare metal | Abbott Medical | Absolute Pro Peripheral Self-Expanding Stent System | 1011923-080 | Standalone | DE0006306 | As per HSA registered indication(s)
Vascular | Vascular patency | Vascular stent | Vascular stent - Bare metal | Abbott Medical | Absolute Pro Peripheral Self-Expanding Stent System | 1011923-100 | Standalone | DE0006306 | As per HSA registered indication(s)
Vascular | Vascular patency | Vascular stent | Vascular stent - Bare metal | Abbott Medical | Absolute Pro Peripheral Self-Expanding Stent System | 1011924-020 | Standalone | DE0006306 | As per HSA registered indication(s)
Vascular | Vascular patency | Vascular stent | Vascular stent - Bare metal | Abbott Medical | Absolute Pro Peripheral Self-Expanding Stent System | 1011924-030 | Standalone | DE0006306 | As per HSA registered indication(s)
Vascular | Vascular patency | Vascular stent | Vascular stent - Bare metal | Abbott Medical | Absolute Pro Peripheral Self-Expanding Stent System | 1011924-040 | Standalone | DE0006306 | As per HSA registered indication(s)
Vascular | Vascular patency | Vascular stent | Vascular stent - Bare metal | Abbott Medical | Absolute Pro Peripheral Self-Expanding Stent System | 1011924-060 | Standalone | DE0006306 | As per HSA registered indication(s)
Vascular | Vascular patency | Vascular stent | Vascular stent - Bare metal | Abbott Medical | Absolute Pro Peripheral Self-Expanding Stent System | 1011924-080 | Standalone | DE0006306 | As per HSA registered indication(s)
Vascular | Vascular patency | Vascular stent | Vascular stent - Bare metal | Abbott Medical | Absolute Pro Peripheral Self-Expanding Stent System | 1011924-100 | Standalone | DE0006306 | As per HSA registered indication(s)
Vascular | Vascular patency | Vascular stent | Vascular stent - Bare metal | Abbott Medical | Absolute Pro Peripheral Self-Expanding Stent System | 1011925-020 | Standalone | DE0006306 | As per HSA registered indication(s)
Vascular | Vascular patency | Vascular stent | Vascular stent - Bare metal | Abbott Medical | Absolute Pro Peripheral Self-Expanding Stent System | 1011925-030 | Standalone | DE0006306 | As per HSA registered indication(s)
Vascular | Vascular patency | Vascular stent | Vascular stent - Bare metal | Abbott Medical | Absolute Pro Peripheral Self-Expanding Stent System | 1011925-040 | Standalone | DE0006306 | As per HSA registered indication(s)
Vascular | Vascular patency | Vascular stent | Vascular stent - Bare metal | Abbott Medical | Absolute Pro Peripheral Self-Expanding Stent System | 1011925-060 | Standalone | DE0006306 | As per HSA registered indication(s)
Vascular | Vascular patency | Vascular stent | Vascular stent - Bare metal | Abbott Medical | Absolute Pro Peripheral Self-Expanding Stent System | 1011925-080 | Standalone | DE0006306 | As per HSA registered indication(s)
Vascular | Vascular patency | Vascular stent | Vascular stent - Bare metal | Abbott Medical | Absolute Pro Peripheral Self-Expanding Stent System | 1011925-100 | Standalone | DE0006306 | As per HSA registered indication(s)
Vascular | Vascular patency | Vascular stent | Vascular stent - Bare metal | Abbott Medical | Absolute Pro LL Peripheral Self-Expanding Stent System | 1012008-120 | Standalone | DE0006307 | As per HSA registered indication(s)
Vascular | Vascular patency | Vascular stent | Vascular stent - Bare metal | Abbott Medical | Absolute Pro LL Peripheral Self-Expanding Stent System | 1012008-150 | Standalone | DE0006307 | As per HSA registered indication(s)
Vascular | Vascular patency | Vascular stent | Vascular stent - Bare metal | Abbott Medical | Absolute Pro LL Peripheral Self-Expanding Stent System | 1012009-120 | Standalone | DE0006307 | As per HSA registered indication(s)
Vascular | Vascular patency | Vascular stent | Vascular stent - Bare metal | Abbott Medical | Absolute Pro LL Peripheral Self-Expanding Stent System | 1012009-150 | Standalone | DE0006307 | As per HSA registered indication(s)
Vascular | Vascular patency | Vascular stent | Vascular stent - Bare metal | Abbott Medical | Absolute Pro LL Peripheral Self-Expanding Stent System | 1012010-120 | Standalone | DE0006307 | As per HSA registered indication(s)
Vascular | Vascular patency | Vascular stent | Vascular stent - Bare metal | Abbott Medical | Absolute Pro LL Peripheral Self-Expanding Stent System | 1012010-150 | Standalone | DE0006307 | As per HSA registered indication(s)
Vascular | Vascular patency | Vascular stent | Vascular stent - Bare metal | Abbott Medical | Absolute Pro LL Peripheral Self-Expanding Stent System | 1012011-120 | Standalone | DE0006307 | As per HSA registered indication(s)
Vascular | Vascular patency | Vascular stent | Vascular stent - Bare metal | Abbott Medical | Absolute Pro LL Peripheral Self-Expanding Stent System | 1012011-150 | Standalone | DE0006307 | As per HSA registered indication(s)
Vascular | Vascular patency | Vascular stent | Vascular stent - Bare metal | Abbott Medical | Absolute Pro LL Peripheral Self-Expanding Stent System | 1012014-120 | Standalone | DE0006307 | As per HSA registered indication(s)
Vascular | Vascular patency | Vascular stent | Vascular stent - Bare metal | Abbott Medical | Absolute Pro LL Peripheral Self-Expanding Stent System | 1012014-150 | Standalone | DE0006307 | As per HSA registered indication(s)
Vascular | Vascular patency | Vascular stent | Vascular stent - Bare metal | Abbott Medical | Absolute Pro LL Peripheral Self-Expanding Stent System | 1012015-120 | Standalone | DE0006307 | As per HSA registered indication(s)
Vascular | Vascular patency | Vascular stent | Vascular stent - Bare metal | Abbott Medical | Absolute Pro LL Peripheral Self-Expanding Stent System | 1012015-150 | Standalone | DE0006307 | As per HSA registered indication(s)
Vascular | Vascular patency | Vascular stent | Vascular stent - Bare metal | Abbott Medical | Absolute Pro LL Peripheral Self-Expanding Stent System | 1012016-120 | Standalone | DE0006307 | As per HSA registered indication(s)
Vascular | Vascular patency | Vascular stent | Vascular stent - Bare metal | Abbott Medical | Absolute Pro Peripheral Self-Expanding Stent System | 1012016-150 | Standalone | DE0006307 | As per HSA registered indication(s)
Vascular | Vascular patency | Vascular stent | Vascular stent - Bare metal | Abbott Medical | Absolute Pro Peripheral Self-Expanding Stent System | 1012017-120 | Standalone | DE0006307 | As per HSA registered indication(s)
Vascular | Vascular patency | Vascular stent | Vascular stent - Bare metal | Abbott Medical | Absolute Pro Peripheral Self-Expanding Stent System | 1012017-150 | Standalone | DE0006307 | As per HSA registered indication(s)
Vascular | Vascular patency | Vascular stent | Vascular stent - Bare metal | Abbott Medical | Herculink Elite Peripheral Stent System | 1011521-12 | Standalone | DE0006343 | As per HSA registered indication(s)
Vascular | Vascular patency | Vascular stent | Vascular stent - Bare metal | Abbott Medical | Herculink Elite Peripheral Stent System | 1011521-15 | Standalone | DE0006343 | As per HSA registered indication(s)
Vascular | Vascular patency | Vascular stent | Vascular stent - Bare metal | Abbott Medical | Herculink Elite Peripheral Stent System | 1011521-18 | Standalone | DE0006343 | As per HSA registered indication(s)
Vascular | Vascular patency | Vascular stent | Vascular stent - Bare metal | Abbott Medical | Herculink Elite Peripheral Stent System | 1011524-12 | Standalone | DE0006343 | As per HSA registered indication(s)
Vascular | Vascular patency | Vascular stent | Vascular stent - Bare metal | Abbott Medical | Herculink Elite Peripheral Stent System | 1011524-15 | Standalone | DE0006343 | As per HSA registered indication(s)
Vascular | Vascular patency | Vascular stent | Vascular stent - Bare metal | Abbott Medical | Herculink Elite Peripheral Stent System | 1011524-18 | Standalone | DE0006343 | As per HSA registered indication(s)
Vascular | Vascular patency | Vascular stent | Vascular stent - Bare metal | Abbott Medical | Herculink Elite Peripheral Stent System | 1011527-12 | Standalone | DE0006343 | As per HSA registered indication(s)
Vascular | Vascular patency | Vascular stent | Vascular stent - Bare metal | Abbott Medical | Herculink Elite Peripheral Stent System | 1011527-15 | Standalone | DE0006343 | As per HSA registered indication(s)
Vascular | Vascular patency | Vascular stent | Vascular stent - Bare metal | Abbott Medical | Herculink Elite Peripheral Stent System | 1011527-18 | Standalone | DE0006343 | As per HSA registered indication(s)
Vascular | Vascular patency | Vascular stent | Vascular stent - Bare metal | Abbott Medical | Herculink Elite Peripheral Stent System | 1011530-12 | Standalone | DE0006343 | As per HSA registered indication(s)
Vascular | Vascular patency | Vascular stent | Vascular stent - Bare metal | Abbott Medical | Herculink Elite Peripheral Stent System | 1011530-15 | Standalone | DE0006343 | As per HSA registered indication(s)
Vascular | Vascular patency | Vascular stent | Vascular stent - Bare metal | Abbott Medical | Herculink Elite Peripheral Stent System | 1011530-18 | Standalone | DE0006343 | As per HSA registered indication(s)
Vascular | Vascular patency | Vascular stent | Vascular stent - Bare metal | Abbott Medical | Herculink Elite Peripheral Stent System | 1011533-12 | Standalone | DE0006343 | As per HSA registered indication(s)
Vascular | Vascular patency | Vascular stent | Vascular stent - Bare metal | Abbott Medical | Herculink Elite Peripheral Stent System | 1011533-15 | Standalone | DE0006343 | As per HSA registered indication(s)
Vascular | Vascular patency | Vascular stent | Vascular stent - Bare metal | Abbott Medical | Herculink Elite Peripheral Stent System | 1011533-18 | Standalone | DE0006343 | As per HSA registered indication(s)
Vascular | Vascular patency | Vascular stent | Vascular stent - Bare metal | Abbott Medical | Herculink Elite Peripheral Stent System | 1011536-12 | Standalone | DE0006343 | As per HSA registered indication(s)
Vascular | Vascular patency | Vascular stent | Vascular stent - Bare metal | Abbott Medical | Herculink Elite Peripheral Stent System | 1011536-15 | Standalone | DE0006343 | As per HSA registered indication(s)
Vascular | Vascular patency | Vascular stent | Vascular stent - Bare metal | Abbott Medical | Herculink Elite Peripheral Stent System | 1011536-18 | Standalone | DE0006343 | As per HSA registered indication(s)
Vascular | Vascular patency | Vascular stent | Vascular stent - Bare metal | Abbott Medical | Herculink Elite Peripheral Stent System | 1011539-15 | Standalone | DE0006343 | As per HSA registered indication(s)
Vascular | Vascular patency | Vascular stent | Vascular stent - Bare metal | Abbott Medical | Herculink Elite Peripheral Stent System | 1011539-18 | Standalone | DE0006343 | As per HSA registered indication(s)
Vascular | Vascular patency | Vascular stent | Vascular stent - Bare metal | Abbott Medical | Herculink Elite Peripheral Stent System | 1011522-12 | Standalone | DE0006343 | As per HSA registered indication(s)
Vascular | Vascular patency | Vascular stent | Vascular stent - Bare metal | Abbott Medical | Herculink Elite Peripheral Stent System | 1011522-15 | Standalone | DE0006343 | As per HSA registered indication(s)
Vascular | Vascular patency | Vascular stent | Vascular stent - Bare metal | Abbott Medical | Herculink Elite Peripheral Stent System | 1011522-18 | Standalone | DE0006343 | As per HSA registered indication(s)
Vascular | Vascular patency | Vascular stent | Vascular stent - Bare metal | Abbott Medical | Herculink Elite Peripheral Stent System | 1011525-12 | Standalone | DE0006343 | As per HSA registered indication(s)
Vascular | Vascular patency | Vascular stent | Vascular stent - Bare metal | Abbott Medical | Herculink Elite Peripheral Stent System | 1011525-15 | Standalone | DE0006343 | As per HSA registered indication(s)
Vascular | Vascular patency | Vascular stent | Vascular stent - Bare metal | Abbott Medical | Herculink Elite Peripheral Stent System | 1011525-18 | Standalone | DE0006343 | As per HSA registered indication(s)
Vascular | Vascular patency | Vascular stent | Vascular stent - Bare metal | Abbott Medical | Herculink Elite Peripheral Stent System | 1011528-12 | Standalone | DE0006343 | As per HSA registered indication(s)
Vascular | Vascular patency | Vascular stent | Vascular stent - Bare metal | Abbott Medical | Herculink Elite Peripheral Stent System | 1011528-15 | Standalone | DE0006343 | As per HSA registered indication(s)
Vascular | Vascular patency | Vascular stent | Vascular stent - Bare metal | Abbott Medical | Herculink Elite Peripheral Stent System | 1011528-18 | Standalone | DE0006343 | As per HSA registered indication(s)
Vascular | Vascular patency | Vascular stent | Vascular stent - Bare metal | Abbott Medical | Herculink Elite Peripheral Stent System | 1011531-12 | Standalone | DE0006343 | As per HSA registered indication(s)
Vascular | Vascular patency | Vascular stent | Vascular stent - Bare metal | Abbott Medical | Herculink Elite Peripheral Stent System | 1011531-15 | Standalone | DE0006343 | As per HSA registered indication(s)
Vascular | Vascular patency | Vascular stent | Vascular stent - Bare metal | Abbott Medical | Herculink Elite Peripheral Stent System | 1011531-18 | Standalone | DE0006343 | As per HSA registered indication(s)
Vascular | Vascular patency | Vascular stent | Vascular stent - Bare metal | Abbott Medical | Herculink Elite Peripheral Stent System | 1011534-12 | Standalone | DE0006343 | As per HSA registered indication(s)
Vascular | Vascular patency | Vascular stent | Vascular stent - Bare metal | Abbott Medical | Herculink Elite Peripheral Stent System | 1011534-15 | Standalone | DE0006343 | As per HSA registered indication(s)
Vascular | Vascular patency | Vascular stent | Vascular stent - Bare metal | Abbott Medical | Herculink Elite Peripheral Stent System | 1011534-18 | Standalone | DE0006343 | As per HSA registered indication(s)
Vascular | Vascular patency | Vascular stent | Vascular stent - Bare metal | Abbott Medical | Herculink Elite Peripheral Stent System | 1011537-12 | Standalone | DE0006343 | As per HSA registered indication(s)
Vascular | Vascular patency | Vascular stent | Vascular stent - Bare metal | Abbott Medical | Herculink Elite Peripheral Stent System | 1011537-15 | Standalone | DE0006343 | As per HSA registered indication(s)
Vascular | Vascular patency | Vascular stent | Vascular stent - Bare metal | Abbott Medical | Herculink Elite Peripheral Stent System | 1011537-18 | Standalone | DE0006343 | As per HSA registered indication(s)
Vascular | Vascular patency | Vascular stent | Vascular stent - Bare metal | Abbott Medical | Herculink Elite Peripheral Stent System | 1011540-15 | Standalone | DE0006343 | As per HSA registered indication(s)
Vascular | Vascular patency | Vascular stent | Vascular stent - Bare metal | Abbott Medical | Herculink Elite Peripheral Stent System | 1011540-18 | Standalone | DE0006343 | As per HSA registered indication(s)
Vascular | Vascular patency | Vascular stent | Vascular stent - Bare metal | Abbott Medical | Omnilink Elite Peripheral Stent System | 11000-12 | Standalone | DE0012162 | As per HSA registered indication(s)
Vascular | Vascular patency | Vascular stent | Vascular stent - Bare metal | Abbott Medical | Omnilink Elite Peripheral Stent System | 11000-16 | Standalone | DE0012162 | As per HSA registered indication(s)
Vascular | Vascular patency | Vascular stent | Vascular stent - Bare metal | Abbott Medical | Omnilink Elite Peripheral Stent System | 11000-19 | Standalone | DE0012162 | As per HSA registered indication(s)
Vascular | Vascular patency | Vascular stent | Vascular stent - Bare metal | Abbott Medical | Omnilink Elite Peripheral Stent System | 11001-12 | Standalone | DE0012162 | As per HSA registered indication(s)
Vascular | Vascular patency | Vascular stent | Vascular stent - Bare metal | Abbott Medical | Omnilink Elite Peripheral Stent System | 11001-16 | Standalone | DE0012162 | As per HSA registered indication(s)
Vascular | Vascular patency | Vascular stent | Vascular stent - Bare metal | Abbott Medical | Omnilink Elite Peripheral Stent System | 11001-19 | Standalone | DE0012162 | As per HSA registered indication(s)
Vascular | Vascular patency | Vascular stent | Vascular stent - Bare metal | Abbott Medical | Omnilink Elite Peripheral Stent System | 11001-29 | Standalone | DE0012162 | As per HSA registered indication(s)
Vascular | Vascular patency | Vascular stent | Vascular stent - Bare metal | Abbott Medical | Omnilink Elite Peripheral Stent System | 11001-39 | Standalone | DE0012162 | As per HSA registered indication(s)
Vascular | Vascular patency | Vascular stent | Vascular stent - Bare metal | Abbott Medical | Omnilink Elite Peripheral Stent System | 11001-59 | Standalone | DE0012162 | As per HSA registered indication(s)
Vascular | Vascular patency | Vascular stent | Vascular stent - Bare metal | Abbott Medical | Omnilink Elite Peripheral Stent System | 11002-12 | Standalone | DE0012162 | As per HSA registered indication(s)
Vascular | Vascular patency | Vascular stent | Vascular stent - Bare metal | Abbott Medical | Omnilink Elite Peripheral Stent System | 11002-16 | Standalone | DE0012162 | As per HSA registered indication(s)
Vascular | Vascular patency | Vascular stent | Vascular stent - Bare metal | Abbott Medical | Omnilink Elite Peripheral Stent System | 11002-19 | Standalone | DE0012162 | As per HSA registered indication(s)
Vascular | Vascular patency | Vascular stent | Vascular stent - Bare metal | Abbott Medical | Omnilink Elite Peripheral Stent System | 11002-29 | Standalone | DE0012162 | As per HSA registered indication(s)
Vascular | Vascular patency | Vascular stent | Vascular stent - Bare metal | Abbott Medical | Omnilink Elite Peripheral Stent System | 11002-39 | Standalone | DE0012162 | As per HSA registered indication(s)
Vascular | Vascular patency | Vascular stent | Vascular stent - Bare metal | Abbott Medical | Omnilink Elite Peripheral Stent System | 11002-59 | Standalone | DE0012162 | As per HSA registered indication(s)
Vascular | Vascular patency | Vascular stent | Vascular stent - Bare metal | Abbott Medical | Omnilink Elite Peripheral Stent System | 11003-12 | Standalone | DE0012162 | As per HSA registered indication(s)
Vascular | Vascular patency | Vascular stent | Vascular stent - Bare metal | Abbott Medical | Omnilink Elite Peripheral Stent System | 11003-16 | Standalone | DE0012162 | As per HSA registered indication(s)
Vascular | Vascular patency | Vascular stent | Vascular stent - Bare metal | Abbott Medical | Omnilink Elite Peripheral Stent System | 11003-19 | Standalone | DE0012162 | As per HSA registered indication(s)
Vascular | Vascular patency | Vascular stent | Vascular stent - Bare metal | Abbott Medical | Omnilink Elite Peripheral Stent System | 11003-29 | Standalone | DE0012162 | As per HSA registered indication(s)
Vascular | Vascular patency | Vascular stent | Vascular stent - Bare metal | Abbott Medical | Omnilink Elite Peripheral Stent System | 11003-39 | Standalone | DE0012162 | As per HSA registered indication(s)
Vascular | Vascular patency | Vascular stent | Vascular stent - Bare metal | Abbott Medical | Omnilink Elite Peripheral Stent System | 11003-59 | Standalone | DE0012162 | As per HSA registered indication(s)
Vascular | Vascular patency | Vascular stent | Vascular stent - Bare metal | Abbott Medical | Omnilink Elite Peripheral Stent System | 11004-19 | Standalone | DE0012162 | As per HSA registered indication(s)
Vascular | Vascular patency | Vascular stent | Vascular stent - Bare metal | Abbott Medical | Omnilink Elite Peripheral Stent System | 11004-29 | Standalone | DE0012162 | As per HSA registered indication(s)
Vascular | Vascular patency | Vascular stent | Vascular stent - Bare metal | Abbott Medical | Omnilink Elite Peripheral Stent System | 11004-39 | Standalone | DE0012162 | As per HSA registered indication(s)
Vascular | Vascular patency | Vascular stent | Vascular stent - Bare metal | Abbott Medical | Omnilink Elite Peripheral Stent System | 11004-59 | Standalone | DE0012162 | As per HSA registered indication(s)
Vascular | Vascular patency | Vascular stent | Vascular stent - Bare metal | Abbott Medical | Omnilink Elite Peripheral Stent System | 11005-19 | Standalone | DE0012162 | As per HSA registered indication(s)
Vascular | Vascular patency | Vascular stent | Vascular stent - Bare metal | Abbott Medical | Omnilink Elite Peripheral Stent System | 11005-29 | Standalone | DE0012162 | As per HSA registered indication(s)
Vascular | Vascular patency | Vascular stent | Vascular stent - Bare metal | Abbott Medical | Omnilink Elite Peripheral Stent System | 11005-39 | Standalone | DE0012162 | As per HSA registered indication(s)
Vascular | Vascular patency | Vascular stent | Vascular stent - Bare metal | Abbott Medical | Omnilink Elite Peripheral Stent System | 11005-59 | Standalone | DE0012162 | As per HSA registered indication(s)
Vascular | Vascular patency | Vascular stent | Vascular stent - Bare metal | Abbott Medical | Omnilink Elite Peripheral Stent System | 11006-19 | Standalone | DE0012162 | As per HSA registered indication(s)
Vascular | Vascular patency | Vascular stent | Vascular stent - Bare metal | Abbott Medical | Omnilink Elite Peripheral Stent System | 11006-29 | Standalone | DE0012162 | As per HSA registered indication(s)
Vascular | Vascular patency | Vascular stent | Vascular stent - Bare metal | Abbott Medical | Omnilink Elite Peripheral Stent System | 11006-39 | Standalone | DE0012162 | As per HSA registered indication(s)
Vascular | Vascular patency | Vascular stent | Vascular stent - Bare metal | Abbott Medical | Omnilink Elite Peripheral Stent System | 11007-12 | Standalone | DE0012162 | As per HSA registered indication(s)
Vascular | Vascular patency | Vascular stent | Vascular stent - Bare metal | Abbott Medical | Omnilink Elite Peripheral Stent System | 11007-16 | Standalone | DE0012162 | As per HSA registered indication(s)
Vascular | Vascular patency | Vascular stent | Vascular stent - Bare metal | Abbott Medical | Omnilink Elite Peripheral Stent System | 11007-19 | Standalone | DE0012162 | As per HSA registered indication(s)
Vascular | Vascular patency | Vascular stent | Vascular stent - Bare metal | Abbott Medical | Omnilink Elite Peripheral Stent System | 11008-12 | Standalone | DE0012162 | As per HSA registered indication(s)
Vascular | Vascular patency | Vascular stent | Vascular stent - Bare metal | Abbott Medical | Omnilink Elite Peripheral Stent System | 11008-16 | Standalone | DE0012162 | As per HSA registered indication(s)
Vascular | Vascular patency | Vascular stent | Vascular stent - Bare metal | Abbott Medical | Omnilink Elite Peripheral Stent System | 11008-19 | Standalone | DE0012162 | As per HSA registered indication(s)
Vascular | Vascular patency | Vascular stent | Vascular stent - Bare metal | Abbott Medical | Omnilink Elite Peripheral Stent System | 11008-29 | Standalone | DE0012162 | As per HSA registered indication(s)
Vascular | Vascular patency | Vascular stent | Vascular stent - Bare metal | Abbott Medical | Omnilink Elite Peripheral Stent System | 11008-39 | Standalone | DE0012162 | As per HSA registered indication(s)
Vascular | Vascular patency | Vascular stent | Vascular stent - Bare metal | Abbott Medical | Omnilink Elite Peripheral Stent System | 11008-59 | Standalone | DE0012162 | As per HSA registered indication(s)
Vascular | Vascular patency | Vascular stent | Vascular stent - Bare metal | Abbott Medical | Omnilink Elite Peripheral Stent System | 11009-12 | Standalone | DE0012162 | As per HSA registered indication(s)
Vascular | Vascular patency | Vascular stent | Vascular stent - Bare metal | Abbott Medical | Omnilink Elite Peripheral Stent System | 11009-16 | Standalone | DE0012162 | As per HSA registered indication(s)
Vascular | Vascular patency | Vascular stent | Vascular stent - Bare metal | Abbott Medical | Omnilink Elite Peripheral Stent System | 11009-19 | Standalone | DE0012162 | As per HSA registered indication(s)
Vascular | Vascular patency | Vascular stent | Vascular stent - Bare metal | Abbott Medical | Omnilink Elite Peripheral Stent System | 11009-29 | Standalone | DE0012162 | As per HSA registered indication(s)
Vascular | Vascular patency | Vascular stent | Vascular stent - Bare metal | Abbott Medical | Omnilink Elite Peripheral Stent System | 11009-39 | Standalone | DE0012162 | As per HSA registered indication(s)
Vascular | Vascular patency | Vascular stent | Vascular stent - Bare metal | Abbott Medical | Omnilink Elite Peripheral Stent System | 11009-59 | Standalone | DE0012162 | As per HSA registered indication(s)
Vascular | Vascular patency | Vascular stent | Vascular stent - Bare metal | Abbott Medical | Omnilink Elite Peripheral Stent System | 11010-12 | Standalone | DE0012162 | As per HSA registered indication(s)
Vascular | Vascular patency | Vascular stent | Vascular stent - Bare metal | Abbott Medical | Omnilink Elite Peripheral Stent System | 11010-16 | Standalone | DE0012162 | As per HSA registered indication(s)
Vascular | Vascular patency | Vascular stent | Vascular stent - Bare metal | Abbott Medical | Omnilink Elite Peripheral Stent System | 11010-19 | Standalone | DE0012162 | As per HSA registered indication(s)
Vascular | Vascular patency | Vascular stent | Vascular stent - Bare metal | Abbott Medical | Omnilink Elite Peripheral Stent System | 11010-29 | Standalone | DE0012162 | As per HSA registered indication(s)
Vascular | Vascular patency | Vascular stent | Vascular stent - Bare metal | Abbott Medical | Omnilink Elite Peripheral Stent System | 11010-39 | Standalone | DE0012162 | As per HSA registered indication(s)
Vascular | Vascular patency | Vascular stent | Vascular stent - Bare metal | Abbott Medical | Omnilink Elite Peripheral Stent System | 11010-59 | Standalone | DE0012162 | As per HSA registered indication(s)
Vascular | Vascular patency | Vascular stent | Vascular stent - Bare metal | Abbott Medical | Omnilink Elite Peripheral Stent System | 11011-19 | Standalone | DE0012162 | As per HSA registered indication(s)
Vascular | Vascular patency | Vascular stent | Vascular stent - Bare metal | Abbott Medical | Omnilink Elite Peripheral Stent System | 11011-29 | Standalone | DE0012162 | As per HSA registered indication(s)
Vascular | Vascular patency | Vascular stent | Vascular stent - Bare metal | Abbott Medical | Omnilink Elite Peripheral Stent System | 11011-39 | Standalone | DE0012162 | As per HSA registered indication(s)
Vascular | Vascular patency | Vascular stent | Vascular stent - Bare metal | Abbott Medical | Omnilink Elite Peripheral Stent System | 11011-59 | Standalone | DE0012162 | As per HSA registered indication(s)
Vascular | Vascular patency | Vascular stent | Vascular stent - Bare metal | Abbott Medical | Omnilink Elite Peripheral Stent System | 11012-19 | Standalone | DE0012162 | As per HSA registered indication(s)
Vascular | Vascular patency | Vascular stent | Vascular stent - Bare metal | Abbott Medical | Omnilink Elite Peripheral Stent System | 11012-29 | Standalone | DE0012162 | As per HSA registered indication(s)
Vascular | Vascular patency | Vascular stent | Vascular stent - Bare metal | Abbott Medical | Omnilink Elite Peripheral Stent System | 11012-39 | Standalone | DE0012162 | As per HSA registered indication(s)
Vascular | Vascular patency | Vascular stent | Vascular stent - Bare metal | Abbott Medical | Omnilink Elite Peripheral Stent System | 11012-59 | Standalone | DE0012162 | As per HSA registered indication(s)
Vascular | Vascular patency | Vascular stent | Vascular stent - Bare metal | Abbott Medical | Omnilink Elite Peripheral Stent System | 11013-19 | Standalone | DE0012162 | As per HSA registered indication(s)
Vascular | Vascular patency | Vascular stent | Vascular stent - Bare metal | Abbott Medical | Omnilink Elite Peripheral Stent System | 11013-29 | Standalone | DE0012162 | As per HSA registered indication(s)
Vascular | Vascular patency | Vascular stent | Vascular stent - Bare metal | Abbott Medical | Omnilink Elite Peripheral Stent System | 11013-39 | Standalone | DE0012162 | As per HSA registered indication(s)
Vascular | Vascular patency | Vascular stent | Vascular stent - Bare metal | Abbott Medical | X.ACT Carotid Stent System | XRX02007S | Standalone | DE0007668 | As per HSA registered indication(s)
Vascular | Vascular patency | Vascular stent | Vascular stent - Bare metal | Abbott Medical | X.ACT Carotid Stent System | XRX03007S | Standalone | DE0007668 | As per HSA registered indication(s)
Vascular | Vascular patency | Vascular stent | Vascular stent - Bare metal | Abbott Medical | X.ACT Carotid Stent System | XRX02008S | Standalone | DE0007668 | As per HSA registered indication(s)
Vascular | Vascular patency | Vascular stent | Vascular stent - Bare metal | Abbott Medical | X.ACT Carotid Stent System | XRX03008S | Standalone | DE0007668 | As per HSA registered indication(s)
Vascular | Vascular patency | Vascular stent | Vascular stent - Bare metal | Abbott Medical | X.ACT Carotid Stent System | XRX02009S | Standalone | DE0007668 | As per HSA registered indication(s)
Vascular | Vascular patency | Vascular stent | Vascular stent - Bare metal | Abbott Medical | X.ACT Carotid Stent System | XRX03009S | Standalone | DE0007668 | As per HSA registered indication(s)
Vascular | Vascular patency | Vascular stent | Vascular stent - Bare metal | Abbott Medical | X.ACT Carotid Stent System | XRX02010S | Standalone | DE0007668 | As per HSA registered indication(s)
Vascular | Vascular patency | Vascular stent | Vascular stent - Bare metal | Abbott Medical | X.ACT Carotid Stent System | XRX03010S | Standalone | DE0007668 | As per HSA registered indication(s)
Vascular | Vascular patency | Vascular stent | Vascular stent - Bare metal | Abbott Medical | X.ACT Carotid Stent System | XRX03008T | Standalone | DE0007668 | As per HSA registered indication(s)
Vascular | Vascular patency | Vascular stent | Vascular stent - Bare metal | Abbott Medical | X.ACT Carotid Stent System | XRX04008T | Standalone | DE0007668 | As per HSA registered indication(s)
Vascular | Vascular patency | Vascular stent | Vascular stent - Bare metal | Abbott Medical | X.ACT Carotid Stent System | XRX03009T | Standalone | DE0007668 | As per HSA registered indication(s)
Vascular | Vascular patency | Vascular stent | Vascular stent - Bare metal | Abbott Medical | X.ACT Carotid Stent System | XRX04009T | Standalone | DE0007668 | As per HSA registered indication(s)
Vascular | Vascular patency | Vascular stent | Vascular stent - Bare metal | Abbott Medical | X.ACT Carotid Stent System | XRX03010T | Standalone | DE0007668 | As per HSA registered indication(s)
Vascular | Vascular patency | Vascular stent | Vascular stent - Bare metal | Abbott Medical | X.ACT Carotid Stent System | XRX04010T | Standalone | DE0007668 | As per HSA registered indication(s)
Vascular | Vascular patency | Vascular stent | Vascular stent - Bare metal | Angiomed GmBH and Co. KG | LIFESTENT 5F 5MM X 20MM X 80CM SHAFT LENGTH | 5F050201C | Standalone | DE0504670 | As per HSA registered indication(s)
Vascular | Vascular patency | Vascular stent | Vascular stent - Bare metal | Angiomed GmBH and Co. KG | LIFESTENT 5F 5MM X 20MM X 120CM SHAFT LENGTH | 5F050203C | Standalone | DE0504670 | As per HSA registered indication(s)
Vascular | Vascular patency | Vascular stent | Vascular stent - Bare metal | Angiomed GmBH and Co. KG | LIFESTENT 5F 5MM X 30MM X 80CM SHAFT LENGTH | 5F050301C | Standalone | DE0504670 | As per HSA registered indication(s)
Vascular | Vascular patency | Vascular stent | Vascular stent - Bare metal | Angiomed GmBH and Co. KG | LIFESTENT 5F 5MM X 30MM X 120CM SHAFT LENGTH | 5F050303C | Standalone | DE0504670 | As per HSA registered indication(s)
Vascular | Vascular patency | Vascular stent | Vascular stent - Bare metal | Angiomed GmBH and Co. KG | LIFESTENT 5F 5MM X 40MM X 80CM SHAFT LENGTH | 5F050401C | Standalone | DE0504670 | As per HSA registered indication(s)
Vascular | Vascular patency | Vascular stent | Vascular stent - Bare metal | Angiomed GmBH and Co. KG | LIFESTENT 5F 5MM X 40MM X 120CM SHAFT LENGTH | 5F050403C | Standalone | DE0504670 | As per HSA registered indication(s)
Vascular | Vascular patency | Vascular stent | Vascular stent - Bare metal | Angiomed GmBH and Co. KG | LIFESTENT 5F 5MM X 60MM X 80CM SHAFT LENGTH | 5F050601C | Standalone | DE0504670 | As per HSA registered indication(s)
Vascular | Vascular patency | Vascular stent | Vascular stent - Bare metal | Angiomed GmBH and Co. KG | LIFESTENT 5F 5MM X 60MM X 120CM SHAFT LENGTH | 5F050603C | Standalone | DE0504670 | As per HSA registered indication(s)
Vascular | Vascular patency | Vascular stent | Vascular stent - Bare metal | Angiomed GmBH and Co. KG | LIFESTENT 5F 5MM X 80MM X 80CM SHAFT LENGTH | 5F050801C | Standalone | DE0504670 | As per HSA registered indication(s)
Vascular | Vascular patency | Vascular stent | Vascular stent - Bare metal | Angiomed GmBH and Co. KG | LIFESTENT 5F 5MM X 80MM X 120CM SHAFT LENGTH | 5F050803C | Standalone | DE0504670 | As per HSA registered indication(s)
Vascular | Vascular patency | Vascular stent | Vascular stent - Bare metal | Angiomed GmBH and Co. KG | LIFESTENT 5F 5MM X 100MM X 80CM SHAFT LENGTH | 5F051001C | Standalone | DE0504670 | As per HSA registered indication(s)
Vascular | Vascular patency | Vascular stent | Vascular stent - Bare metal | Angiomed GmBH and Co. KG | LIFESTENT 5F 5MM X 100MM X 120CM SHAFT LENGTH | 5F051003C | Standalone | DE0504670 | As per HSA registered indication(s)
Vascular | Vascular patency | Vascular stent | Vascular stent - Bare metal | Angiomed GmBH and Co. KG | LIFESTENT 5F 5MM X 120MM X 80CM SHAFT LENGTH | 5F051201C | Standalone | DE0504670 | As per HSA registered indication(s)
Vascular | Vascular patency | Vascular stent | Vascular stent - Bare metal | Angiomed GmBH and Co. KG | LIFESTENT 5F 5MM X 120MM X 80CM SHAFT LENGTH | 5F051203C | Standalone | DE0504670 | As per HSA registered indication(s)
Vascular | Vascular patency | Vascular stent | Vascular stent - Bare metal | Angiomed GmBH and Co. KG | LIFESTENT 5F 5MM X 150MM X 80CM SHAFT LENGTH | 5F051501C | Standalone | DE0504670 | As per HSA registered indication(s)
Vascular | Vascular patency | Vascular stent | Vascular stent - Bare metal | Angiomed GmBH and Co. KG | LIFESTENT 5F 5MM X 150MM X 120CM SHAFT LENGTH | 5F051503C | Standalone | DE0504670 | As per HSA registered indication(s)
Vascular | Vascular patency | Vascular stent | Vascular stent - Bare metal | Angiomed GmBH and Co. KG | LIFESTENT 5F 5MM X 170MM X 80CM SHAFT LENGTH | 5F051701C | Standalone | DE0504670 | As per HSA registered indication(s)
Vascular | Vascular patency | Vascular stent | Vascular stent - Bare metal | Angiomed GmBH and Co. KG | LIFESTENT 5F 5MM X 170MM X 120CM SHAFT LENGTH | 5F051703C | Standalone | DE0504670 | As per HSA registered indication(s)
Vascular | Vascular patency | Vascular stent | Vascular stent - Bare metal | Angiomed GmBH and Co. KG | LIFESTENT 5F 6MM X 20MM X 80CM SHAFT LENGTH | 5F060201C | Standalone | DE0504670 | As per HSA registered indication(s)
Vascular | Vascular patency | Vascular stent | Vascular stent - Bare metal | Angiomed GmBH and Co. KG | LIFESTENT 5F 6MM X 20MM X 120CM SHAFT LENGTH | 5F060203C | Standalone | DE0504670 | As per HSA registered indication(s)
Vascular | Vascular patency | Vascular stent | Vascular stent - Bare metal | Angiomed GmBH and Co. KG | LIFESTENT 5F 5MM X 30MM X 80CM SHAFT LENGTH | 5F060301C | Standalone | DE0504670 | As per HSA registered indication(s)
Vascular | Vascular patency | Vascular stent | Vascular stent - Bare metal | Angiomed GmBH and Co. KG | LIFESTENT 5F 6MM X 30MM X 120CM SHAFT LENGTH | 5F060303C | Standalone | DE0504670 | As per HSA registered indication(s)
Vascular | Vascular patency | Vascular stent | Vascular stent - Bare metal | Angiomed GmBH and Co. KG | LIFESTENT 5F 6MM X 40MM X 80CM SHAFT LENGTH | 5F060401C | Standalone | DE0504670 | As per HSA registered indication(s)
Vascular | Vascular patency | Vascular stent | Vascular stent - Bare metal | Angiomed GmBH and Co. KG | LIFESTENT 5F 5MM X 40MM X 120CM SHAFT LENGTH | 5F060403C | Standalone | DE0504670 | As per HSA registered indication(s)
Vascular | Vascular patency | Vascular stent | Vascular stent - Bare metal | Angiomed GmBH and Co. KG | LIFESTENT 5F 6MM X 60MM X 80CM SHAFT LENGTH | 5F060601C | Standalone | DE0504670 | As per HSA registered indication(s)
Vascular | Vascular patency | Vascular stent | Vascular stent - Bare metal | Angiomed GmBH and Co. KG | LIFESTENT 5F 6MM X 60MM X 120CM SHAFT LENGTH | 5F060603C | Standalone | DE0504670 | As per HSA registered indication(s)
Vascular | Vascular patency | Vascular stent | Vascular stent - Bare metal | Angiomed GmBH and Co. KG | LIFESTENT 5F 5MM X 80MM X 80CM SHAFT LENGTH | 5F060801C | Standalone | DE0504670 | As per HSA registered indication(s)
Vascular | Vascular patency | Vascular stent | Vascular stent - Bare metal | Angiomed GmBH and Co. KG | LIFESTENT 5F 6MM X 80MM X 120CM SHAFT LENGTH | 5F060803C | Standalone | DE0504670 | As per HSA registered indication(s)
Vascular | Vascular patency | Vascular stent | Vascular stent - Bare metal | Angiomed GmBH and Co. KG | LIFESTENT 5F 6MM X 100MM X 80CM SHAFT LENGTH | 5F061001C | Standalone | DE0504670 | As per HSA registered indication(s)
Vascular | Vascular patency | Vascular stent | Vascular stent - Bare metal | Angiomed GmBH and Co. KG | LIFESTENT 5F 5MM X 100MM X 120CM SHAFT LENGTH | 5F061003C | Standalone | DE0504670 | As per HSA registered indication(s)
Vascular | Vascular patency | Vascular stent | Vascular stent - Bare metal | Angiomed GmBH and Co. KG | LIFESTENT 5F 6MM X 120MM X 80CM SHAFT LENGTH | 5F061201C | Standalone | DE0504670 | As per HSA registered indication(s)
Vascular | Vascular patency | Vascular stent | Vascular stent - Bare metal | Angiomed GmBH and Co. KG | LIFESTENT 5F 6MM X 120MM X 80CM SHAFT LENGTH | 5F061203C | Standalone | DE0504670 | As per HSA registered indication(s)
Vascular | Vascular patency | Vascular stent | Vascular stent - Bare metal | Angiomed GmBH and Co. KG | LIFESTENT 5F 6MM X 150MM X 80CM SHAFT LENGTH | 5F061501C | Standalone | DE0504670 | As per HSA registered indication(s)
Vascular | Vascular patency | Vascular stent | Vascular stent - Bare metal | Angiomed GmBH and Co. KG | LIFESTENT 5F 6MM X 150MM X 120CM SHAFT LENGTH | 5F061503C | Standalone | DE0504670 | As per HSA registered indication(s)
Vascular | Vascular patency | Vascular stent | Vascular stent - Bare metal | Angiomed GmBH and Co. KG | LIFESTENT 5F 7MM X 20MM X 80CM SHAFT LENGTH | 5F070201C | Standalone | DE0504670 | As per HSA registered indication(s)
Vascular | Vascular patency | Vascular stent | Vascular stent - Bare metal | Angiomed GmBH and Co. KG | LIFESTENT 5F 7MM X 20MM X 120CM SHAFT LENGTH | 5F070203C | Standalone | DE0504670 | As per HSA registered indication(s)
Vascular | Vascular patency | Vascular stent | Vascular stent - Bare metal | Angiomed GmBH and Co. KG | LIFESTENT 5F 5MM X 30MM X 80CM SHAFT LENGTH | 5F070301C | Standalone | DE0504670 | As per HSA registered indication(s)
Vascular | Vascular patency | Vascular stent | Vascular stent - Bare metal | Angiomed GmBH and Co. KG | LIFESTENT 5F 7MM X 30MM X 120CM SHAFT LENGTH | 5F070303C | Standalone | DE0504670 | As per HSA registered indication(s)
Vascular | Vascular patency | Vascular stent | Vascular stent - Bare metal | Angiomed GmBH and Co. KG | LIFESTENT 5F 7MM X 40MM X 80CM SHAFT LENGTH | 5F070401C | Standalone | DE0504670 | As per HSA registered indication(s)
Vascular | Vascular patency | Vascular stent | Vascular stent - Bare metal | Angiomed GmBH and Co. KG | LIFESTENT 5F 7MM X 40MM X 120CM SHAFT LENGTH | 5F070403C | Standalone | DE0504670 | As per HSA registered indication(s)
Vascular | Vascular patency | Vascular stent | Vascular stent - Bare metal | Angiomed GmBH and Co. KG | LIFESTENT 5F 7MM X 60MM X 80CM SHAFT LENGTH | 5F070601C | Standalone | DE0504670 | As per HSA registered indication(s)
Vascular | Vascular patency | Vascular stent | Vascular stent - Bare metal | Angiomed GmBH and Co. KG | LIFESTENT 5F 7MM X 60MM X 120CM SHAFT LENGTH | 5F070603C | Standalone | DE0504670 | As per HSA registered indication(s)
Vascular | Vascular patency | Vascular stent | Vascular stent - Bare metal | Angiomed GmBH and Co. KG | LIFESTENT 5F 7MM X 80MM X 80CM SHAFT LENGTH | 5F070801C | Standalone | DE0504670 | As per HSA registered indication(s)
Vascular | Vascular patency | Vascular stent | Vascular stent - Bare metal | Angiomed GmBH and Co. KG | LIFESTENT 5F 7MM X 80MM X 120CM SHAFT LENGTH | 5F070803C | Standalone | DE0504670 | As per HSA registered indication(s)
Vascular | Vascular patency | Vascular stent | Vascular stent - Bare metal | Angiomed GmBH and Co. KG | LIFESTENT 5F 7MM X 100MM X 80CM SHAFT LENGTH | 5F071001C | Standalone | DE0504670 | As per HSA registered indication(s)
Vascular | Vascular patency | Vascular stent | Vascular stent - Bare metal | Angiomed GmBH and Co. KG | LIFESTENT 5F 7MM X 100MM X 120CM SHAFT LENGTH | 5F071003C | Standalone | DE0504670 | As per HSA registered indication(s)
Vascular | Vascular patency | Vascular stent | Vascular stent - Bare metal | Angiomed GmBH and Co. KG | LIFESTENT 5F 7MM X 120MM X 80CM SHAFT LENGTH | 5F071201C | Standalone | DE0504670 | As per HSA registered indication(s)
Vascular | Vascular patency | Vascular stent | Vascular stent - Bare metal | Angiomed GmBH and Co. KG | LIFESTENT 5F 7MM X 120MM X 80CM SHAFT LENGTH | 5F071203C | Standalone | DE0504670 | As per HSA registered indication(s)
Vascular | Vascular patency | Vascular stent | Vascular stent - Bare metal | Bard Peripheral Vascular | E-Luminexx Vascular stent 4MM X 20MM | ZVM04020 | Standalone | DE0004608 | As per HSA registered indication(s)
Vascular | Vascular patency | Vascular stent | Vascular stent - Bare metal | Bard Peripheral Vascular | E-Luminexx Vascular stent 4MM X 30MM | ZVM04030 | Standalone | DE0004608 | As per HSA registered indication(s)
Vascular | Vascular patency | Vascular stent | Vascular stent - Bare metal | Bard Peripheral Vascular | E-Luminexx Vascualr stent 4MM X 40MM | ZVM04040 | Standalone | DE0004608 | As per HSA registered indication(s)
Vascular | Vascular patency | Vascular stent | Vascular stent - Bare metal | Bard Peripheral Vascular | E-Luminexx Vascular stent 4MM X 50MM | ZVM04050 | Standalone | DE0004608 | As per HSA registered indication(s)
Vascular | Vascular patency | Vascular stent | Vascular stent - Bare metal | Bard Peripheral Vascular | E-Luminexx Vascular stent 4MM X 60MM | ZVM04060 | Standalone | DE0004608 | As per HSA registered indication(s)
Vascular | Vascular patency | Vascular stent | Vascular stent - Bare metal | Bard Peripheral Vascular | E-Luminexx Vascular stent 4MM X 80MM | ZVM04080 | Standalone | DE0004608 | As per HSA registered indication(s)
Vascular | Vascular patency | Vascular stent | Vascular stent - Bare metal | Bard Peripheral Vascular | E-Luminexx Vascular stent 4MM X 100MM | ZVM04100 | Standalone | DE0004608 | As per HSA registered indication(s)
Vascular | Vascular patency | Vascular stent | Vascular stent - Bare metal | Bard Peripheral Vascular | E-Luminexx Vascular stent 4MM X 120MM | ZVM04120 | Standalone | DE0004608 | As per HSA registered indication(s)
Vascular | Vascular patency | Vascular stent | Vascular stent - Bare metal | Bard Peripheral Vascular | E-Luminexx Vascular stent 5MM X 20MM | ZVM05020 | Standalone | DE0004608 | As per HSA registered indication(s)
Vascular | Vascular patency | Vascular stent | Vascular stent - Bare metal | Bard Peripheral Vascular | E-Luminexx Vascular stent 5MM X 30MM | ZVM05030 | Standalone | DE0004608 | As per HSA registered indication(s)
Vascular | Vascular patency | Vascular stent | Vascular stent - Bare metal | Bard Peripheral Vascular | E-Luminexx Vascular stent 5MM X 40MM | ZVM05040 | Standalone | DE0004608 | As per HSA registered indication(s)
Vascular | Vascular patency | Vascular stent | Vascular stent - Bare metal | Bard Peripheral Vascular | E-Luminexx Vascular stent 5MM X 50MM | ZVM05050 | Standalone | DE0004608 | As per HSA registered indication(s)
Vascular | Vascular patency | Vascular stent | Vascular stent - Bare metal | Bard Peripheral Vascular | E-Luminexx Vascular stent 5MM X 60MM | ZVM05060 | Standalone | DE0004608 | As per HSA registered indication(s)
Vascular | Vascular patency | Vascular stent | Vascular stent - Bare metal | Bard Peripheral Vascular | E-Luminexx Vascular stent 5MM X 80MM | ZVM05080 | Standalone | DE0004608 | As per HSA registered indication(s)
Vascular | Vascular patency | Vascular stent | Vascular stent - Bare metal | Bard Peripheral Vascular | E-Luminexx Vascular stent 5MM X 100MM | ZVM05100 | Standalone | DE0004608 | As per HSA registered indication(s)
Vascular | Vascular patency | Vascular stent | Vascular stent - Bare metal | Bard Peripheral Vascular | E-Luminexx Vascular stent 5MM X 120MM | ZVM05120 | Standalone | DE0004608 | As per HSA registered indication(s)
Vascular | Vascular patency | Vascular stent | Vascular stent - Bare metal | Bard Peripheral Vascular | E-Luminexx Vascular stent 6MM X 20MM | ZVM06020 | Standalone | DE0004608 | As per HSA registered indication(s)
Vascular | Vascular patency | Vascular stent | Vascular stent - Bare metal | Bard Peripheral Vascular | E-Luminexx Vascular stent 6MM X 30MM | ZVM06030 | Standalone | DE0004608 | As per HSA registered indication(s)
Vascular | Vascular patency | Vascular stent | Vascular stent - Bare metal | Bard Peripheral Vascular | E-Luminexx Vascular stent 6MM X 40MM | ZVM06040 | Standalone | DE0004608 | As per HSA registered indication(s)
Vascular | Vascular patency | Vascular stent | Vascular stent - Bare metal | Bard Peripheral Vascular | E-Luminexx Vascular stent 6MM X 50MM | ZVM06050 | Standalone | DE0004608 | As per HSA registered indication(s)
Vascular | Vascular patency | Vascular stent | Vascular stent - Bare metal | Bard Peripheral Vascular | E-Luminexx Vascular stent 6MM X 60MM | ZVM06060 | Standalone | DE0004608 | As per HSA registered indication(s)
Vascular | Vascular patency | Vascular stent | Vascular stent - Bare metal | Bard Peripheral Vascular | E-Luminexx Vascular stent 6MM X 80MM | ZVM06080 | Standalone | DE0004608 | As per HSA registered indication(s)
Vascular | Vascular patency | Vascular stent | Vascular stent - Bare metal | Bard Peripheral Vascular | E-Luminexx Vascular stent 6MM X 100MM | ZVM06100 | Standalone | DE0004608 | As per HSA registered indication(s)
Vascular | Vascular patency | Vascular stent | Vascular stent - Bare metal | Bard Peripheral Vascular | E-Luminexx Vascular stent 6MM X 120MM | ZVM06120 | Standalone | DE0004608 | As per HSA registered indication(s)
Vascular | Vascular patency | Vascular stent | Vascular stent - Bare metal | Bard Peripheral Vascular | E-Luminexx Vascular stent 7MM X 20MM | ZVM07020 | Standalone | DE0004608 | As per HSA registered indication(s)
Vascular | Vascular patency | Vascular stent | Vascular stent - Bare metal | Bard Peripheral Vascular | E-Luminexx Vascular stent 7MM X 30MM | ZVM07030 | Standalone | DE0004608 | As per HSA registered indication(s)
Vascular | Vascular patency | Vascular stent | Vascular stent - Bare metal | Bard Peripheral Vascular | E-Luminexx Vascular stent 7MM X 40MM | ZVM07040 | Standalone | DE0004608 | As per HSA registered indication(s)
Vascular | Vascular patency | Vascular stent | Vascular stent - Bare metal | Bard Peripheral Vascular | E-Luminexx Vascular stent 7MM X 50MM | ZVM07050 | Standalone | DE0004608 | As per HSA registered indication(s)
Vascular | Vascular patency | Vascular stent | Vascular stent - Bare metal | Bard Peripheral Vascular | E-Luminexx Vascular stent 7MM X 60MM | ZVM07060 | Standalone | DE0004608 | As per HSA registered indication(s)
Vascular | Vascular patency | Vascular stent | Vascular stent - Bare metal | Bard Peripheral Vascular | E-Luminexx Vascular stent 7MM X 80MM | ZVM07080 | Standalone | DE0004608 | As per HSA registered indication(s)
Vascular | Vascular patency | Vascular stent | Vascular stent - Bare metal | Bard Peripheral Vascular | E-Luminexx Vascular stent 7MM X 100MM | ZVM07100 | Standalone | DE0004608 | As per HSA registered indication(s)
Vascular | Vascular patency | Vascular stent | Vascular stent - Bare metal | Bard Peripheral Vascular | E-Luminexx Vascular stent 7MM X 120MM | ZVM07120 | Standalone | DE0004608 | As per HSA registered indication(s)
Vascular | Vascular patency | Vascular stent | Vascular stent - Bare metal | Bard Peripheral Vascular | E-Luminexx Vascular stent 8MM X 20MM | ZVM08020 | Standalone | DE0004608 | As per HSA registered indication(s)
Vascular | Vascular patency | Vascular stent | Vascular stent - Bare metal | Bard Peripheral Vascular | E-Luminexx Vascular stent 8MM X 30MM | ZVM08030 | Standalone | DE0004608 | As per HSA registered indication(s)
Vascular | Vascular patency | Vascular stent | Vascular stent - Bare metal | Bard Peripheral Vascular | E-Luminexx Vascular stent 8MM X 40MM | ZVM08040 | Standalone | DE0004608 | As per HSA registered indication(s)
Vascular | Vascular patency | Vascular stent | Vascular stent - Bare metal | Bard Peripheral Vascular | E-Luminexx Vascular stent 8MM X 50MM | ZVM08050 | Standalone | DE0004608 | As per HSA registered indication(s)
Vascular | Vascular patency | Vascular stent | Vascular stent - Bare metal | Bard Peripheral Vascular | E-Luminexx Vascular stent 8MM X 60MM | ZVM08060 | Standalone | DE0004608 | As per HSA registered indication(s)
Vascular | Vascular patency | Vascular stent | Vascular stent - Bare metal | Bard Peripheral Vascular | E-Luminexx Vascular stent 8MM X 80MM | ZVM08080 | Standalone | DE0004608 | As per HSA registered indication(s)
Vascular | Vascular patency | Vascular stent | Vascular stent - Bare metal | Bard Peripheral Vascular | E-Luminexx Vascular stent 8MM X 100MM | ZVM08100 | Standalone | DE0004608 | As per HSA registered indication(s)
Vascular | Vascular patency | Vascular stent | Vascular stent - Bare metal | Bard Peripheral Vascular | E-Luminexx Vascular stent 8MM X 120MM | ZVM08120 | Standalone | DE0004608 | As per HSA registered indication(s)
Vascular | Vascular patency | Vascular stent | Vascular stent - Bare metal | Bard Peripheral Vascular | E-Luminexx Vascular stent 9MM X 20MM | ZVM09020 | Standalone | DE0004608 | As per HSA registered indication(s)
Vascular | Vascular patency | Vascular stent | Vascular stent - Bare metal | Bard Peripheral Vascular | E-Luminexx Vascular stent 9MM X 30MM | ZVM09030 | Standalone | DE0004608 | As per HSA registered indication(s)
Vascular | Vascular patency | Vascular stent | Vascular stent - Bare metal | Bard Peripheral Vascular | E-Luminexx Vascular stent 9MM X 40MM | ZVM09040 | Standalone | DE0004608 | As per HSA registered indication(s)
Vascular | Vascular patency | Vascular stent | Vascular stent - Bare metal | Bard Peripheral Vascular | E-Luminexx Vascular stent 9MM X 50MM | ZVM09050 | Standalone | DE0004608 | As per HSA registered indication(s)
Vascular | Vascular patency | Vascular stent | Vascular stent - Bare metal | Bard Peripheral Vascular | E-Luminexx Vascular stent 9MM X 60MM | ZVM09060 | Standalone | DE0004608 | As per HSA registered indication(s)
Vascular | Vascular patency | Vascular stent | Vascular stent - Bare metal | Bard Peripheral Vascular | E-Luminexx Vascular stent 9MM X 80MM | ZVM09080 | Standalone | DE0004608 | As per HSA registered indication(s)
Vascular | Vascular patency | Vascular stent | Vascular stent - Bare metal | Bard Peripheral Vascular | E-Luminexx Vascular stent 9MM X 100MM | ZVM09100 | Standalone | DE0004608 | As per HSA registered indication(s)
Vascular | Vascular patency | Vascular stent | Vascular stent - Bare metal | Bard Peripheral Vascular | E-Luminexx Vascular stent 9MM X 120MM | ZVM09120 | Standalone | DE0004608 | As per HSA registered indication(s)
Vascular | Vascular patency | Vascular stent | Vascular stent - Bare metal | Bard Peripheral Vascular | E-Luminexx Vascular stent 10MM X 20MM | ZVM10020 | Standalone | DE0004608 | As per HSA registered indication(s)
Vascular | Vascular patency | Vascular stent | Vascular stent - Bare metal | Bard Peripheral Vascular | E-Luminexx Vascular stent 10MM X 30MM | ZVM10030 | Standalone | DE0004608 | As per HSA registered indication(s)
Vascular | Vascular patency | Vascular stent | Vascular stent - Bare metal | Bard Peripheral Vascular | E-Luminexx Vascular stent 10MM X 40MM | ZVM10040 | Standalone | DE0004608 | As per HSA registered indication(s)
Vascular | Vascular patency | Vascular stent | Vascular stent - Bare metal | Bard Peripheral Vascular | E-Luminexx Vascular stent 10MM X 50MM | ZVM10050 | Standalone | DE0004608 | As per HSA registered indication(s)
Vascular | Vascular patency | Vascular stent | Vascular stent - Bare metal | Bard Peripheral Vascular | E-Luminexx Vascular stent 10MM X 60MM | ZVM10060 | Standalone | DE0004608 | As per HSA registered indication(s)
Vascular | Vascular patency | Vascular stent | Vascular stent - Bare metal | Bard Peripheral Vascular | E-Luminexx Vascular stent 10MM X 80MM | ZVM10080 | Standalone | DE0004608 | As per HSA registered indication(s)
Vascular | Vascular patency | Vascular stent | Vascular stent - Bare metal | Bard Peripheral Vascular | E-Luminexx Vascular stent 10MM X 100MM | ZVM10100 | Standalone | DE0004608 | As per HSA registered indication(s)
Vascular | Vascular patency | Vascular stent | Vascular stent - Bare metal | Bard Peripheral Vascular | E-Luminexx Vascular stent 10MM X 120MM | ZVM10120 | Standalone | DE0004608 | As per HSA registered indication(s)
Vascular | Vascular patency | Vascular stent | Vascular stent - Bare metal | Bard Peripheral Vascular | E-Luminexx Vascular stent 12MM X 20MM | ZVM12020 | Standalone | DE0004608 | As per HSA registered indication(s)
Vascular | Vascular patency | Vascular stent | Vascular stent - Bare metal | Bard Peripheral Vascular | E-Luminexx Vascular stent 12MM X 30MM | ZVM12030 | Standalone | DE0004608 | As per HSA registered indication(s)
Vascular | Vascular patency | Vascular stent | Vascular stent - Bare metal | Bard Peripheral Vascular | E-Luminexx Vascular stent 12MM X 40MM | ZVM12040 | Standalone | DE0004608 | As per HSA registered indication(s)
Vascular | Vascular patency | Vascular stent | Vascular stent - Bare metal | Bard Peripheral Vascular | E-Luminexx Vascular stent 12MM X 50MM | ZVM12050 | Standalone | DE0004608 | As per HSA registered indication(s)
Vascular | Vascular patency | Vascular stent | Vascular stent - Bare metal | Bard Peripheral Vascular | E-Luminexx Vascular stent 12MM X 60MM | ZVM12060 | Standalone | DE0004608 | As per HSA registered indication(s)
Vascular | Vascular patency | Vascular stent | Vascular stent - Bare metal | Bard Peripheral Vascular | E-Luminexx Vascular stent 12MM X 80MM | ZVM12080 | Standalone | DE0004608 | As per HSA registered indication(s)
Vascular | Vascular patency | Vascular stent | Vascular stent - Bare metal | Bard Peripheral Vascular | E-Luminexx Vascular stent 12MM X 100MM | ZVM12100 | Standalone | DE0004608 | As per HSA registered indication(s)
Vascular | Vascular patency | Vascular stent | Vascular stent - Bare metal | Bard Peripheral Vascular | E-Luminexx Vascular stent 12MM X 120MM | ZVM12120 | Standalone | DE0004608 | As per HSA registered indication(s)
Vascular | Vascular patency | Vascular stent | Vascular stent - Bare metal | Bard Peripheral Vascular | E-Luminexx Vascular stent 14MM X 20MM | ZVM14020 | Standalone | DE0004608 | As per HSA registered indication(s)
Vascular | Vascular patency | Vascular stent | Vascular stent - Bare metal | Bard Peripheral Vascular | E-Luminexx Vascular stent 14MM X 30MM | ZVM14030 | Standalone | DE0004608 | As per HSA registered indication(s)
Vascular | Vascular patency | Vascular stent | Vascular stent - Bare metal | Bard Peripheral Vascular | E-Luminexx Vascular stent 14MM X 40MM | ZVM14040 | Standalone | DE0004608 | As per HSA registered indication(s)
Vascular | Vascular patency | Vascular stent | Vascular stent - Bare metal | Bard Peripheral Vascular | E-Luminexx Vascular stent 14MM X 50MM | ZVM14050 | Standalone | DE0004608 | As per HSA registered indication(s)
Vascular | Vascular patency | Vascular stent | Vascular stent - Bare metal | Bard Peripheral Vascular | E-Luminexx Vascular stent 14MM X 60MM | ZVM14060 | Standalone | DE0004608 | As per HSA registered indication(s)
Vascular | Vascular patency | Vascular stent | Vascular stent - Bare metal | Bard Peripheral Vascular | E-Luminexx Vascular stent 14MM X 80MM | ZVM14080 | Standalone | DE0004608 | As per HSA registered indication(s)
Vascular | Vascular patency | Vascular stent | Vascular stent - Bare metal | Bard Peripheral Vascular | E-Luminexx Vascular stent 14MM X 100MM | ZVM14100 | Standalone | DE0004608 | As per HSA registered indication(s)
Vascular | Vascular patency | Vascular stent | Vascular stent - Bare metal | Bard Peripheral Vascular | E-Luminexx Vascular stent 14MM X 120MM | ZVM14120 | Standalone | DE0004608 | As per HSA registered indication(s)
Vascular | Vascular patency | Vascular stent | Vascular stent - Bare metal | Bard Peripheral Vascular | E-Luminexx Vascular stent 4MM X 20MM | ZVL04020 | Standalone | DE0004608 | As per HSA registered indication(s)
Vascular | Vascular patency | Vascular stent | Vascular stent - Bare metal | Bard Peripheral Vascular | E-Luminexx Vascular stent 4MM X 30MM | ZVL04030 | Standalone | DE0004608 | As per HSA registered indication(s)
Vascular | Vascular patency | Vascular stent | Vascular stent - Bare metal | Bard Peripheral Vascular | E-Luminexx Vascualr stent 4MM X 40MM | ZVL04040 | Standalone | DE0004608 | As per HSA registered indication(s)
Vascular | Vascular patency | Vascular stent | Vascular stent - Bare metal | Bard Peripheral Vascular | E-Luminexx Vascular stent 4MM X 50MM | ZVL04050 | Standalone | DE0004608 | As per HSA registered indication(s)
Vascular | Vascular patency | Vascular stent | Vascular stent - Bare metal | Bard Peripheral Vascular | E-Luminexx Vascular stent 4MM X 60MM | ZVL04060 | Standalone | DE0004608 | As per HSA registered indication(s)
Vascular | Vascular patency | Vascular stent | Vascular stent - Bare metal | Bard Peripheral Vascular | E-Luminexx Vascular stent 4MM X 80MM | ZVL04080 | Standalone | DE0004608 | As per HSA registered indication(s)
Vascular | Vascular patency | Vascular stent | Vascular stent - Bare metal | Bard Peripheral Vascular | E-Luminexx Vascular stent 4MM X 100MM | ZVL04100 | Standalone | DE0004608 | As per HSA registered indication(s)
Vascular | Vascular patency | Vascular stent | Vascular stent - Bare metal | Bard Peripheral Vascular | E-Luminexx Vascular stent 4MM X 120MM | ZVL04120 | Standalone | DE0004608 | As per HSA registered indication(s)
Vascular | Vascular patency | Vascular stent | Vascular stent - Bare metal | Bard Peripheral Vascular | E-Luminexx Vascular stent 5MM X 20MM | ZVL05020 | Standalone | DE0004608 | As per HSA registered indication(s)
Vascular | Vascular patency | Vascular stent | Vascular stent - Bare metal | Bard Peripheral Vascular | E-Luminexx Vascular stent 5MM X 30MM | ZVL05030 | Standalone | DE0004608 | As per HSA registered indication(s)
Vascular | Vascular patency | Vascular stent | Vascular stent - Bare metal | Bard Peripheral Vascular | E-Luminexx Vascular stent 5MM X 40MM | ZVL05040 | Standalone | DE0004608 | As per HSA registered indication(s)
Vascular | Vascular patency | Vascular stent | Vascular stent - Bare metal | Bard Peripheral Vascular | E-Luminexx Vascular stent 5MM X 50MM | ZVL05050 | Standalone | DE0004608 | As per HSA registered indication(s)
Vascular | Vascular patency | Vascular stent | Vascular stent - Bare metal | Bard Peripheral Vascular | E-Luminexx Vascular stent 5MM X 60MM | ZVL05060 | Standalone | DE0004608 | As per HSA registered indication(s)
Vascular | Vascular patency | Vascular stent | Vascular stent - Bare metal | Bard Peripheral Vascular | E-Luminexx Vascular stent 5MM X 80MM | ZVL05080 | Standalone | DE0004608 | As per HSA registered indication(s)
Vascular | Vascular patency | Vascular stent | Vascular stent - Bare metal | Bard Peripheral Vascular | E-Luminexx Vascular stent 5MM X 100MM | ZVL05100 | Standalone | DE0004608 | As per HSA registered indication(s)
Vascular | Vascular patency | Vascular stent | Vascular stent - Bare metal | Bard Peripheral Vascular | E-Luminexx Vascular stent 5MM X 120MM | ZVL05120 | Standalone | DE0004608 | As per HSA registered indication(s)
Vascular | Vascular patency | Vascular stent | Vascular stent - Bare metal | Bard Peripheral Vascular | E-Luminexx Vascular stent 6MM X 20MM | ZVL06020 | Standalone | DE0004608 | As per HSA registered indication(s)
Vascular | Vascular patency | Vascular stent | Vascular stent - Bare metal | Bard Peripheral Vascular | E-Luminexx Vascular stent 6MM X 30MM | ZVL06030 | Standalone | DE0004608 | As per HSA registered indication(s)
Vascular | Vascular patency | Vascular stent | Vascular stent - Bare metal | Bard Peripheral Vascular | E-Luminexx Vascular stent 6MM X 40MM | ZVL06040 | Standalone | DE0004608 | As per HSA registered indication(s)
Vascular | Vascular patency | Vascular stent | Vascular stent - Bare metal | Bard Peripheral Vascular | E-Luminexx Vascular stent 6MM X 50MM | ZVL06050 | Standalone | DE0004608 | As per HSA registered indication(s)
Vascular | Vascular patency | Vascular stent | Vascular stent - Bare metal | Bard Peripheral Vascular | E-Luminexx Vascular stent 6MM X 60MM | ZVL06060 | Standalone | DE0004608 | As per HSA registered indication(s)
Vascular | Vascular patency | Vascular stent | Vascular stent - Bare metal | Bard Peripheral Vascular | E-Luminexx Vascular stent 6MM X 80MM | ZVL06080 | Standalone | DE0004608 | As per HSA registered indication(s)
Vascular | Vascular patency | Vascular stent | Vascular stent - Bare metal | Bard Peripheral Vascular | E-Luminexx Vascular stent 6MM X 100MM | ZVL06100 | Standalone | DE0004608 | As per HSA registered indication(s)
Vascular | Vascular patency | Vascular stent | Vascular stent - Bare metal | Bard Peripheral Vascular | E-Luminexx Vascular stent 6MM X 120MM | ZVL06120 | Standalone | DE0004608 | As per HSA registered indication(s)
Vascular | Vascular patency | Vascular stent | Vascular stent - Bare metal | Bard Peripheral Vascular | E-Luminexx Vascular stent 7MM X 20MM | ZVL07020 | Standalone | DE0004608 | As per HSA registered indication(s)
Vascular | Vascular patency | Vascular stent | Vascular stent - Bare metal | Bard Peripheral Vascular | E-Luminexx Vascular stent 7MM X 30MM | ZVL07030 | Standalone | DE0004608 | As per HSA registered indication(s)
Vascular | Vascular patency | Vascular stent | Vascular stent - Bare metal | Bard Peripheral Vascular | E-Luminexx Vascular stent 7MM X 40MM | ZVL07040 | Standalone | DE0004608 | As per HSA registered indication(s)
Vascular | Vascular patency | Vascular stent | Vascular stent - Bare metal | Bard Peripheral Vascular | E-Luminexx Vascular stent 7MM X 50MM | ZVL07050 | Standalone | DE0004608 | As per HSA registered indication(s)
Vascular | Vascular patency | Vascular stent | Vascular stent - Bare metal | Bard Peripheral Vascular | E-Luminexx Vascular stent 7MM X 60MM | ZVL07060 | Standalone | DE0004608 | As per HSA registered indication(s)
Vascular | Vascular patency | Vascular stent | Vascular stent - Bare metal | Bard Peripheral Vascular | E-Luminexx Vascular stent 7MM X 80MM | ZVL07080 | Standalone | DE0004608 | As per HSA registered indication(s)
Vascular | Vascular patency | Vascular stent | Vascular stent - Bare metal | Bard Peripheral Vascular | E-Luminexx Vascular stent 7MM X 100MM | ZVL07100 | Standalone | DE0004608 | As per HSA registered indication(s)
Vascular | Vascular patency | Vascular stent | Vascular stent - Bare metal | Bard Peripheral Vascular | E-Luminexx Vascular stent 7MM X 120MM | ZVL07120 | Standalone | DE0004608 | As per HSA registered indication(s)
Vascular | Vascular patency | Vascular stent | Vascular stent - Bare metal | Bard Peripheral Vascular | E-Luminexx Vascular stent 8MM X 20MM | ZVL08020 | Standalone | DE0004608 | As per HSA registered indication(s)
Vascular | Vascular patency | Vascular stent | Vascular stent - Bare metal | Bard Peripheral Vascular | E-Luminexx Vascular stent 8MM X 30MM | ZVL08030 | Standalone | DE0004608 | As per HSA registered indication(s)
Vascular | Vascular patency | Vascular stent | Vascular stent - Bare metal | Bard Peripheral Vascular | E-Luminexx Vascular stent 8MM X 40MM | ZVL08040 | Standalone | DE0004608 | As per HSA registered indication(s)
Vascular | Vascular patency | Vascular stent | Vascular stent - Bare metal | Bard Peripheral Vascular | E-Luminexx Vascular stent 8MM X 50MM | ZVL08050 | Standalone | DE0004608 | As per HSA registered indication(s)
Vascular | Vascular patency | Vascular stent | Vascular stent - Bare metal | Bard Peripheral Vascular | E-Luminexx Vascular stent 8MM X 60MM | ZVL08060 | Standalone | DE0004608 | As per HSA registered indication(s)
Vascular | Vascular patency | Vascular stent | Vascular stent - Bare metal | Bard Peripheral Vascular | E-Luminexx Vascular stent 8MM X 80MM | ZVL08080 | Standalone | DE0004608 | As per HSA registered indication(s)
Vascular | Vascular patency | Vascular stent | Vascular stent - Bare metal | Bard Peripheral Vascular | E-Luminexx Vascular stent 8MM X 100MM | ZVL08100 | Standalone | DE0004608 | As per HSA registered indication(s)
Vascular | Vascular patency | Vascular stent | Vascular stent - Bare metal | Bard Peripheral Vascular | E-Luminexx Vascular stent 8MM X 120MM | ZVL08120 | Standalone | DE0004608 | As per HSA registered indication(s)
Vascular | Vascular patency | Vascular stent | Vascular stent - Bare metal | Bard Peripheral Vascular | E-Luminexx Vascular stent 9MM X 20MM | ZVL09020 | Standalone | DE0004608 | As per HSA registered indication(s)
Vascular | Vascular patency | Vascular stent | Vascular stent - Bare metal | Bard Peripheral Vascular | E-Luminexx Vascular stent 9MM X 30MM | ZVL09030 | Standalone | DE0004608 | As per HSA registered indication(s)
Vascular | Vascular patency | Vascular stent | Vascular stent - Bare metal | Bard Peripheral Vascular | E-Luminexx Vascular stent 9MM X 40MM | ZVL09040 | Standalone | DE0004608 | As per HSA registered indication(s)
Vascular | Vascular patency | Vascular stent | Vascular stent - Bare metal | Bard Peripheral Vascular | E-Luminexx Vascular stent 9MM X 50MM | ZVL09050 | Standalone | DE0004608 | As per HSA registered indication(s)
Vascular | Vascular patency | Vascular stent | Vascular stent - Bare metal | Bard Peripheral Vascular | E-Luminexx Vascular stent 9MM X 60MM | ZVL09060 | Standalone | DE0004608 | As per HSA registered indication(s)
Vascular | Vascular patency | Vascular stent | Vascular stent - Bare metal | Bard Peripheral Vascular | E-Luminexx Vascular stent 9MM X 80MM | ZVL09080 | Standalone | DE0004608 | As per HSA registered indication(s)
Vascular | Vascular patency | Vascular stent | Vascular stent - Bare metal | Bard Peripheral Vascular | E-Luminexx Vascular stent 9MM X 100MM | ZVL09100 | Standalone | DE0004608 | As per HSA registered indication(s)
Vascular | Vascular patency | Vascular stent | Vascular stent - Bare metal | Bard Peripheral Vascular | E-Luminexx Vascular stent 9MM X 120MM | ZVL09120 | Standalone | DE0004608 | As per HSA registered indication(s)
Vascular | Vascular patency | Vascular stent | Vascular stent - Bare metal | Bard Peripheral Vascular | E-Luminexx Vascular stent 10MM X 20MM | ZVL10020 | Standalone | DE0004608 | As per HSA registered indication(s)
Vascular | Vascular patency | Vascular stent | Vascular stent - Bare metal | Bard Peripheral Vascular | E-Luminexx Vascular stent 10MM X 30MM | ZVL10030 | Standalone | DE0004608 | As per HSA registered indication(s)
Vascular | Vascular patency | Vascular stent | Vascular stent - Bare metal | Bard Peripheral Vascular | E-Luminexx Vascular stent 10MM X 40MM | ZVL10040 | Standalone | DE0004608 | As per HSA registered indication(s)
Vascular | Vascular patency | Vascular stent | Vascular stent - Bare metal | Bard Peripheral Vascular | E-Luminexx Vascular stent 10MM X 50MM | ZVL10050 | Standalone | DE0004608 | As per HSA registered indication(s)
Vascular | Vascular patency | Vascular stent | Vascular stent - Bare metal | Bard Peripheral Vascular | E-Luminexx Vascular stent 10MM X 60MM | ZVL10060 | Standalone | DE0004608 | As per HSA registered indication(s)
Vascular | Vascular patency | Vascular stent | Vascular stent - Bare metal | Bard Peripheral Vascular | E-Luminexx Vascular stent 10MM X 80MM | ZVL10080 | Standalone | DE0004608 | As per HSA registered indication(s)
Vascular | Vascular patency | Vascular stent | Vascular stent - Bare metal | Bard Peripheral Vascular | E-Luminexx Vascular stent 10MM X 100MM | ZVL10100 | Standalone | DE0004608 | As per HSA registered indication(s)
Vascular | Vascular patency | Vascular stent | Vascular stent - Bare metal | Bard Peripheral Vascular | E-Luminexx Vascular stent 10MM X 120MM | ZVL10120 | Standalone | DE0004608 | As per HSA registered indication(s)
Vascular | Vascular patency | Vascular stent | Vascular stent - Bare metal | Bard Peripheral Vascular | E-Luminexx Vascular stent 12MM X 20MM | ZVL12020 | Standalone | DE0004608 | As per HSA registered indication(s)
Vascular | Vascular patency | Vascular stent | Vascular stent - Bare metal | Bard Peripheral Vascular | E-Luminexx Vascular stent 12MM X 30MM | ZVL12030 | Standalone | DE0004608 | As per HSA registered indication(s)
Vascular | Vascular patency | Vascular stent | Vascular stent - Bare metal | Bard Peripheral Vascular | E-Luminexx Vascular stent 12MM X 40MM | ZVL12040 | Standalone | DE0004608 | As per HSA registered indication(s)
Vascular | Vascular patency | Vascular stent | Vascular stent - Bare metal | Bard Peripheral Vascular | E-Luminexx Vascular stent 12MM X 50MM | ZVL12050 | Standalone | DE0004608 | As per HSA registered indication(s)
Vascular | Vascular patency | Vascular stent | Vascular stent - Bare metal | Bard Peripheral Vascular | E-Luminexx Vascular stent 12MM X 60MM | ZVL12060 | Standalone | DE0004608 | As per HSA registered indication(s)
Vascular | Vascular patency | Vascular stent | Vascular stent - Bare metal | Bard Peripheral Vascular | E-Luminexx Vascular stent 12MM X 80MM | ZVL12080 | Standalone | DE0004608 | As per HSA registered indication(s)
Vascular | Vascular patency | Vascular stent | Vascular stent - Bare metal | Bard Peripheral Vascular | E-Luminexx Vascular stent 12MM X 100MM | ZVL12100 | Standalone | DE0004608 | As per HSA registered indication(s)
Vascular | Vascular patency | Vascular stent | Vascular stent - Bare metal | Bard Peripheral Vascular | E-Luminexx Vascular stent 12MM X 120MM | ZVL12120 | Standalone | DE0004608 | As per HSA registered indication(s)
Vascular | Vascular patency | Vascular stent | Vascular stent - Bare metal | Bard Peripheral Vascular | E-Luminexx Vascular stent 14MM X 20MM | ZVL14020 | Standalone | DE0004608 | As per HSA registered indication(s)
Vascular | Vascular patency | Vascular stent | Vascular stent - Bare metal | Bard Peripheral Vascular | E-Luminexx Vascular stent 14MM X 30MM | ZVL14030 | Standalone | DE0004608 | As per HSA registered indication(s)
Vascular | Vascular patency | Vascular stent | Vascular stent - Bare metal | Bard Peripheral Vascular | E-Luminexx Vascular stent 14MM X 40MM | ZVL14040 | Standalone | DE0004608 | As per HSA registered indication(s)
Vascular | Vascular patency | Vascular stent | Vascular stent - Bare metal | Bard Peripheral Vascular | E-Luminexx Vascular stent 14MM X 50MM | ZVL14050 | Standalone | DE0004608 | As per HSA registered indication(s)
Vascular | Vascular patency | Vascular stent | Vascular stent - Bare metal | Bard Peripheral Vascular | E-Luminexx Vascular stent 14MM X 60MM | ZVL14060 | Standalone | DE0004608 | As per HSA registered indication(s)
Vascular | Vascular patency | Vascular stent | Vascular stent - Bare metal | Bard Peripheral Vascular | E-Luminexx Vascular stent 14MM X 80MM | ZVL14080 | Standalone | DE0004608 | As per HSA registered indication(s)
Vascular | Vascular patency | Vascular stent | Vascular stent - Bare metal | Bard Peripheral Vascular | E-Luminexx Vascular stent 14MM X 100MM | ZVL14100 | Standalone | DE0004608 | As per HSA registered indication(s)
Vascular | Vascular patency | Vascular stent | Vascular stent - Bare metal | Bard Peripheral Vascular | E-Luminexx Vascular stent 14MM X 120MM | ZVL14120 | Standalone | DE0004608 | As per HSA registered indication(s)
Vascular | Vascular patency | Vascular stent | Vascular stent - Bare metal | BIOTRONIK | Pulsar-18 T3 Bare metal nittinol self expanding stent system | 430437 | Standalone | DE0505163 | As per HSA registered indication(s)
Vascular | Vascular patency | Vascular stent | Vascular stent - Bare metal | BIOTRONIK | Pulsar-18 T3 Bare metal nittinol self expanding stent system | 430438 | Standalone | DE0505163 | As per HSA registered indication(s)
Vascular | Vascular patency | Vascular stent | Vascular stent - Bare metal | BIOTRONIK | Pulsar-18 T3 Bare metal nittinol self expanding stent system | 430439 | Standalone | DE0505163 | As per HSA registered indication(s)
Vascular | Vascular patency | Vascular stent | Vascular stent - Bare metal | BIOTRONIK | Pulsar-18 T3 Bare metal nittinol self expanding stent system | 430440 | Standalone | DE0505163 | As per HSA registered indication(s)
Vascular | Vascular patency | Vascular stent | Vascular stent - Bare metal | BIOTRONIK | Pulsar-18 T3 Bare metal nittinol self expanding stent system | 430441 | Standalone | DE0505163 | As per HSA registered indication(s)
Vascular | Vascular patency | Vascular stent | Vascular stent - Bare metal | BIOTRONIK | Pulsar-18 T3 Bare metal nittinol self expanding stent system | 430442 | Standalone | DE0505163 | As per HSA registered indication(s)
Vascular | Vascular patency | Vascular stent | Vascular stent - Bare metal | BIOTRONIK | Pulsar-18 T3 Bare metal nittinol self expanding stent system | 430443 | Standalone | DE0505163 | As per HSA registered indication(s)
Vascular | Vascular patency | Vascular stent | Vascular stent - Bare metal | BIOTRONIK | Pulsar-18 T3 Bare metal nittinol self expanding stent system | 430444 | Standalone | DE0505163 | As per HSA registered indication(s)
Vascular | Vascular patency | Vascular stent | Vascular stent - Bare metal | BIOTRONIK | Pulsar-18 T3 Bare metal nittinol self expanding stent system | 430445 | Standalone | DE0505163 | As per HSA registered indication(s)
Vascular | Vascular patency | Vascular stent | Vascular stent - Bare metal | BIOTRONIK | Pulsar-18 T3 Bare metal nittinol self expanding stent system | 430446 | Standalone | DE0505163 | As per HSA registered indication(s)
Vascular | Vascular patency | Vascular stent | Vascular stent - Bare metal | BIOTRONIK | Pulsar-18 T3 Bare metal nittinol self expanding stent system | 430447 | Standalone | DE0505163 | As per HSA registered indication(s)
Vascular | Vascular patency | Vascular stent | Vascular stent - Bare metal | BIOTRONIK | Pulsar-18 T3 Bare metal nittinol self expanding stent system | 430448 | Standalone | DE0505163 | As per HSA registered indication(s)
Vascular | Vascular patency | Vascular stent | Vascular stent - Bare metal | BIOTRONIK | Pulsar-18 T3 Bare metal nittinol self expanding stent system | 430449 | Standalone | DE0505163 | As per HSA registered indication(s)
Vascular | Vascular patency | Vascular stent | Vascular stent - Bare metal | BIOTRONIK | Pulsar-18 T3 Bare metal nittinol self expanding stent system | 430450 | Standalone | DE0505163 | As per HSA registered indication(s)
Vascular | Vascular patency | Vascular stent | Vascular stent - Bare metal | BIOTRONIK | Pulsar-18 T3 Bare metal nittinol self expanding stent system | 430451 | Standalone | DE0505163 | As per HSA registered indication(s)
Vascular | Vascular patency | Vascular stent | Vascular stent - Bare metal | BIOTRONIK | Pulsar-18 T3 Bare metal nittinol self expanding stent system | 430452 | Standalone | DE0505163 | As per HSA registered indication(s)
Vascular | Vascular patency | Vascular stent | Vascular stent - Bare metal | BIOTRONIK | Pulsar-18 T3 Bare metal nittinol self expanding stent system | 430453 | Standalone | DE0505163 | As per HSA registered indication(s)
Vascular | Vascular patency | Vascular stent | Vascular stent - Bare metal | BIOTRONIK | Pulsar-18 T3 Bare metal nittinol self expanding stent system | 430454 | Standalone | DE0505163 | As per HSA registered indication(s)
Vascular | Vascular patency | Vascular stent | Vascular stent - Bare metal | BIOTRONIK | Pulsar-18 T3 Bare metal nittinol self expanding stent system | 430455 | Standalone | DE0505163 | As per HSA registered indication(s)
Vascular | Vascular patency | Vascular stent | Vascular stent - Bare metal | BIOTRONIK | Pulsar-18 T3 Bare metal nittinol self expanding stent system | 430456 | Standalone | DE0505163 | As per HSA registered indication(s)
Vascular | Vascular patency | Vascular stent | Vascular stent - Bare metal | BIOTRONIK | Pulsar-18 T3 Bare metal nittinol self expanding stent system | 430457 | Standalone | DE0505163 | As per HSA registered indication(s)
Vascular | Vascular patency | Vascular stent | Vascular stent - Bare metal | BIOTRONIK | Pulsar-18 T3 Bare metal nittinol self expanding stent system | 430458 | Standalone | DE0505163 | As per HSA registered indication(s)
Vascular | Vascular patency | Vascular stent | Vascular stent - Bare metal | BIOTRONIK | Pulsar-18 T3 Bare metal nittinol self expanding stent system | 430459 | Standalone | DE0505163 | As per HSA registered indication(s)
Vascular | Vascular patency | Vascular stent | Vascular stent - Bare metal | BIOTRONIK | Pulsar-18 T3 Bare metal nittinol self expanding stent system | 430460 | Standalone | DE0505163 | As per HSA registered indication(s)
Vascular | Vascular patency | Vascular stent | Vascular stent - Bare metal | BIOTRONIK | Pulsar-18 T3 Bare metal nittinol self expanding stent system | 430461 | Standalone | DE0505163 | As per HSA registered indication(s)
Vascular | Vascular patency | Vascular stent | Vascular stent - Bare metal | BIOTRONIK | Pulsar-18 T3 Bare metal nittinol self expanding stent system | 430462 | Standalone | DE0505163 | As per HSA registered indication(s)
Vascular | Vascular patency | Vascular stent | Vascular stent - Bare metal | BIOTRONIK | Pulsar-18 T3 Bare metal nittinol self expanding stent system | 430463 | Standalone | DE0505163 | As per HSA registered indication(s)
Vascular | Vascular patency | Vascular stent | Vascular stent - Bare metal | BIOTRONIK | Pulsar-18 T3 Bare metal nittinol self expanding stent system | 430464 | Standalone | DE0505163 | As per HSA registered indication(s)
Vascular | Vascular patency | Vascular stent | Vascular stent - Bare metal | BIOTRONIK | Pulsar-18 T3 Bare metal nittinol self expanding stent system | 430465 | Standalone | DE0505163 | As per HSA registered indication(s)
Vascular | Vascular patency | Vascular stent | Vascular stent - Bare metal | BIOTRONIK | Pulsar-18 T3 Bare metal nittinol self expanding stent system | 430466 | Standalone | DE0505163 | As per HSA registered indication(s)
Vascular | Vascular patency | Vascular stent | Vascular stent - Bare metal | BIOTRONIK | Pulsar-18 T3 Bare metal nittinol self expanding stent system | 430467 | Standalone | DE0505163 | As per HSA registered indication(s)
Vascular | Vascular patency | Vascular stent | Vascular stent - Bare metal | BIOTRONIK | Pulsar-18 T3 Bare metal nittinol self expanding stent system | 430468 | Standalone | DE0505163 | As per HSA registered indication(s)
Vascular | Vascular patency | Vascular stent | Vascular stent - Bare metal | BIOTRONIK | Pulsar-18 T3 Bare metal nittinol self expanding stent system | 430469 | Standalone | DE0505163 | As per HSA registered indication(s)
Vascular | Vascular patency | Vascular stent | Vascular stent - Bare metal | BIOTRONIK | Pulsar-18 T3 Bare metal nittinol self expanding stent system | 430470 | Standalone | DE0505163 | As per HSA registered indication(s)
Vascular | Vascular patency | Vascular stent | Vascular stent - Bare metal | BIOTRONIK | Pulsar-18 T3 Bare metal nittinol self expanding stent system | 430471 | Standalone | DE0505163 | As per HSA registered indication(s)
Vascular | Vascular patency | Vascular stent | Vascular stent - Bare metal | BIOTRONIK | Pulsar-18 T3 Bare metal nittinol self expanding stent system | 430472 | Standalone | DE0505163 | As per HSA registered indication(s)
Vascular | Vascular patency | Vascular stent | Vascular stent - Bare metal | BIOTRONIK | Pulsar-18 T3 Bare metal nittinol self expanding stent system | 430473 | Standalone | DE0505163 | As per HSA registered indication(s)
Vascular | Vascular patency | Vascular stent | Vascular stent - Bare metal | BIOTRONIK | Pulsar-18 T3 Bare metal nittinol self expanding stent system | 430474 | Standalone | DE0505163 | As per HSA registered indication(s)
Vascular | Vascular patency | Vascular stent | Vascular stent - Bare metal | BIOTRONIK | Pulsar-18 T3 Bare metal nittinol self expanding stent system | 430475 | Standalone | DE0505163 | As per HSA registered indication(s)
Vascular | Vascular patency | Vascular stent | Vascular stent - Bare metal | BIOTRONIK | Pulsar-18 T3 Bare metal nittinol self expanding stent system | 430476 | Standalone | DE0505163 | As per HSA registered indication(s)
Vascular | Vascular patency | Vascular stent | Vascular stent - Bare metal | BIOTRONIK | Pulsar-18 T3 Bare metal nittinol self expanding stent system | 430477 | Standalone | DE0505163 | As per HSA registered indication(s)
Vascular | Vascular patency | Vascular stent | Vascular stent - Bare metal | BIOTRONIK | Pulsar-18 T3 Bare metal nittinol self expanding stent system | 430478 | Standalone | DE0505163 | As per HSA registered indication(s)
Vascular | Vascular patency | Vascular stent | Vascular stent - Bare metal | BIOTRONIK | Pulsar-18 T3 Bare metal nittinol self expanding stent system | 430479 | Standalone | DE0505163 | As per HSA registered indication(s)
Vascular | Vascular patency | Vascular stent | Vascular stent - Bare metal | BIOTRONIK | Pulsar-18 T3 Bare metal nittinol self expanding stent system | 430480 | Standalone | DE0505163 | As per HSA registered indication(s)
Vascular | Vascular patency | Vascular stent | Vascular stent - Bare metal | BIOTRONIK | Pulsar-18 T3 Bare metal nittinol self expanding stent system | 430481 | Standalone | DE0505163 | As per HSA registered indication(s)
Vascular | Vascular patency | Vascular stent | Vascular stent - Bare metal | BIOTRONIK | Pulsar-18 T3 Bare metal nittinol self expanding stent system | 430482 | Standalone | DE0505163 | As per HSA registered indication(s)
Vascular | Vascular patency | Vascular stent | Vascular stent - Bare metal | BIOTRONIK | Pulsar-18 T3 Bare metal nittinol self expanding stent system | 430483 | Standalone | DE0505163 | As per HSA registered indication(s)
Vascular | Vascular patency | Vascular stent | Vascular stent - Bare metal | BIOTRONIK | Pulsar-18 T3 Bare metal nittinol self expanding stent system | 430484 | Standalone | DE0505163 | As per HSA registered indication(s)
Vascular | Vascular patency | Vascular stent | Vascular stent - Bare metal | BIOTRONIK | Pulsar-18 T3 Bare metal nittinol self expanding stent system | 430485 | Standalone | DE0505163 | As per HSA registered indication(s)
Vascular | Vascular patency | Vascular stent | Vascular stent - Bare metal | BIOTRONIK | Pulsar-18 T3 Bare metal nittinol self expanding stent system | 430486 | Standalone | DE0505163 | As per HSA registered indication(s)
Vascular | Vascular patency | Vascular stent | Vascular stent - Bare metal | BIOTRONIK | Pulsar-18 T3 Bare metal nittinol self expanding stent system | 430487 | Standalone | DE0505163 | As per HSA registered indication(s)
Vascular | Vascular patency | Vascular stent | Vascular stent - Bare metal | BIOTRONIK | Pulsar-18 T3 Bare metal nittinol self expanding stent system | 430488 | Standalone | DE0505163 | As per HSA registered indication(s)
Vascular | Vascular patency | Vascular stent | Vascular stent - Bare metal | BIOTRONIK | Pulsar-18 T3 Bare metal nittinol self expanding stent system | 430489 | Standalone | DE0505163 | As per HSA registered indication(s)
Vascular | Vascular patency | Vascular stent | Vascular stent - Bare metal | BIOTRONIK | Pulsar-18 T3 Bare metal nittinol self expanding stent system | 430490 | Standalone | DE0505163 | As per HSA registered indication(s)
Vascular | Vascular patency | Vascular stent | Vascular stent - Bare metal | BIOTRONIK | Pulsar-18 T3 Bare metal nittinol self expanding stent system | 430491 | Standalone | DE0505163 | As per HSA registered indication(s)
Vascular | Vascular patency | Vascular stent | Vascular stent - Bare metal | BIOTRONIK | Pulsar-18 T3 Bare metal nittinol self expanding stent system | 430492 | Standalone | DE0505163 | As per HSA registered indication(s)
Vascular | Vascular patency | Vascular stent | Vascular stent - Bare metal | BIOTRONIK | Pulsar-18 T3 Bare metal nittinol self expanding stent system | 430493 | Standalone | DE0505163 | As per HSA registered indication(s)
Vascular | Vascular patency | Vascular stent | Vascular stent - Bare metal | BIOTRONIK | Pulsar-18 T3 Bare metal nittinol self expanding stent system | 430494 | Standalone | DE0505163 | As per HSA registered indication(s)
Vascular | Vascular patency | Vascular stent | Vascular stent - Bare metal | BIOTRONIK | Pulsar-18 T3 Bare metal nittinol self expanding stent system | 430495 | Standalone | DE0505163 | As per HSA registered indication(s)
Vascular | Vascular patency | Vascular stent | Vascular stent - Bare metal | BIOTRONIK | Pulsar-18 T3 Bare metal nittinol self expanding stent system | 430496 | Standalone | DE0505163 | As per HSA registered indication(s)
Vascular | Vascular patency | Vascular stent | Vascular stent - Bare metal | BIOTRONIK | Pulsar-18 T3 Bare metal nittinol self expanding stent system | 430497 | Standalone | DE0505163 | As per HSA registered indication(s)
Vascular | Vascular patency | Vascular stent | Vascular stent - Bare metal | BIOTRONIK | Pulsar-18 T3 Bare metal nittinol self expanding stent system | 430498 | Standalone | DE0505163 | As per HSA registered indication(s)
Vascular | Vascular patency | Vascular stent | Vascular stent - Bare metal | BIOTRONIK | Pulsar-18 T3 Bare metal nittinol self expanding stent system | 430499 | Standalone | DE0505163 | As per HSA registered indication(s)
Vascular | Vascular patency | Vascular stent | Vascular stent - Bare metal | BIOTRONIK | Pulsar-18 T3 Bare metal nittinol self expanding stent system | 430500 | Standalone | DE0505163 | As per HSA registered indication(s)
Vascular | Vascular patency | Vascular stent | Vascular stent - Bare metal | BIOTRONIK | Pulsar-18 T3 Bare metal nittinol self expanding stent system | 430501 | Standalone | DE0505163 | As per HSA registered indication(s)
Vascular | Vascular patency | Vascular stent | Vascular stent - Bare metal | BIOTRONIK | Pulsar-18 T3 Bare metal nittinol self expanding stent system | 430502 | Standalone | DE0505163 | As per HSA registered indication(s)
Vascular | Vascular patency | Vascular stent | Vascular stent - Bare metal | BIOTRONIK | Pulsar-18 T3 Bare metal nittinol self expanding stent system | 430503 | Standalone | DE0505163 | As per HSA registered indication(s)
Vascular | Vascular patency | Vascular stent | Vascular stent - Bare metal | BIOTRONIK | Pulsar-18 T3 Bare metal nittinol self expanding stent system | 430504 | Standalone | DE0505163 | As per HSA registered indication(s)
Vascular | Vascular patency | Vascular stent | Vascular stent - Bare metal | BIOTRONIK | Pulsar-18 T3 Bare metal nittinol self expanding stent system | 430505 | Standalone | DE0505163 | As per HSA registered indication(s)
Vascular | Vascular patency | Vascular stent | Vascular stent - Bare metal | BIOTRONIK | Pulsar-18 T3 Bare metal nittinol self expanding stent system | 430506 | Standalone | DE0505163 | As per HSA registered indication(s)
Vascular | Vascular patency | Vascular stent | Vascular stent - Bare metal | BIOTRONIK | Pulsar-18 T3 Bare metal nittinol self expanding stent system | 430507 | Standalone | DE0505163 | As per HSA registered indication(s)
Vascular | Vascular patency | Vascular stent | Vascular stent - Bare metal | BIOTRONIK | Pulsar-18 T3 Bare metal nittinol self expanding stent system | 430508 | Standalone | DE0505163 | As per HSA registered indication(s)
Vascular | Vascular patency | Vascular stent | Vascular stent - Bare metal | BIOTRONIK | Pulsar-18 T3 Bare metal nittinol self expanding stent system | 430509 | Standalone | DE0505163 | As per HSA registered indication(s)
Vascular | Vascular patency | Vascular stent | Vascular stent - Bare metal | BIOTRONIK | Pulsar-18 T3 Bare metal nittinol self expanding stent system | 430510 | Standalone | DE0505163 | As per HSA registered indication(s)
Vascular | Vascular patency | Vascular stent | Vascular stent - Bare metal | BIOTRONIK | Pulsar-18 T3 Bare metal nittinol self expanding stent system | 430511 | Standalone | DE0505163 | As per HSA registered indication(s)
Vascular | Vascular patency | Vascular stent | Vascular stent - Bare metal | BIOTRONIK | Pulsar-18 T3 Bare metal nittinol self expanding stent system | 430512 | Standalone | DE0505163 | As per HSA registered indication(s)
Vascular | Vascular patency | Vascular stent | Vascular stent - Bare metal | BIOTRONIK | Pulsar-18 T3 Bare metal nittinol self expanding stent system | 430513 | Standalone | DE0505163 | As per HSA registered indication(s)
Vascular | Vascular patency | Vascular stent | Vascular stent - Bare metal | BIOTRONIK | Pulsar-18 T3 Bare metal nittinol self expanding stent system | 430514 | Standalone | DE0505163 | As per HSA registered indication(s)
Vascular | Vascular patency | Vascular stent | Vascular stent - Bare metal | BIOTRONIK | Pulsar-18 T3 Bare metal nittinol self expanding stent system | 430515 | Standalone | DE0505163 | As per HSA registered indication(s)
Vascular | Vascular patency | Vascular stent | Vascular stent - Bare metal | BIOTRONIK | Pulsar-18 T3 Bare metal nittinol self expanding stent system | 430516 | Standalone | DE0505163 | As per HSA registered indication(s)
Vascular | Vascular patency | Vascular stent | Vascular stent - Bare metal | BIOTRONIK | Dynetic-35 Balloon-Expandable Stent System | 428690 | Standalone | DE0506283 | As per HSA registered indication(s)
Vascular | Vascular patency | Vascular stent | Vascular stent - Bare metal | BIOTRONIK | Dynetic-35 Balloon-Expandable Stent System | 428691 | Standalone | DE0506283 | As per HSA registered indication(s)
Vascular | Vascular patency | Vascular stent | Vascular stent - Bare metal | BIOTRONIK | Dynetic-35 Balloon-Expandable Stent System | 428692 | Standalone | DE0506283 | As per HSA registered indication(s)
Vascular | Vascular patency | Vascular stent | Vascular stent - Bare metal | BIOTRONIK | Dynetic-35 Balloon-Expandable Stent System | 448939 | Standalone | DE0506283 | As per HSA registered indication(s)
Vascular | Vascular patency | Vascular stent | Vascular stent - Bare metal | BIOTRONIK | Dynetic-35 Balloon-Expandable Stent System | 428694 | Standalone | DE0506283 | As per HSA registered indication(s)
Vascular | Vascular patency | Vascular stent | Vascular stent - Bare metal | BIOTRONIK | Dynetic-35 Balloon-Expandable Stent System | 428695 | Standalone | DE0506283 | As per HSA registered indication(s)
Vascular | Vascular patency | Vascular stent | Vascular stent - Bare metal | BIOTRONIK | Dynetic-35 Balloon-Expandable Stent System | 428696 | Standalone | DE0506283 | As per HSA registered indication(s)
Vascular | Vascular patency | Vascular stent | Vascular stent - Bare metal | BIOTRONIK | Dynetic-35 Balloon-Expandable Stent System | 448942 | Standalone | DE0506283 | As per HSA registered indication(s)
Vascular | Vascular patency | Vascular stent | Vascular stent - Bare metal | BIOTRONIK | Dynetic-35 Balloon-Expandable Stent System | 448943 | Standalone | DE0506283 | As per HSA registered indication(s)
Vascular | Vascular patency | Vascular stent | Vascular stent - Bare metal | BIOTRONIK | Dynetic-35 Balloon-Expandable Stent System | 448944 | Standalone | DE0506283 | As per HSA registered indication(s)
Vascular | Vascular patency | Vascular stent | Vascular stent - Bare metal | BIOTRONIK | Dynetic-35 Balloon-Expandable Stent System | 428700 | Standalone | DE0506283 | As per HSA registered indication(s)
Vascular | Vascular patency | Vascular stent | Vascular stent - Bare metal | BIOTRONIK | Dynetic-35 Balloon-Expandable Stent System | 428701 | Standalone | DE0506283 | As per HSA registered indication(s)
Vascular | Vascular patency | Vascular stent | Vascular stent - Bare metal | BIOTRONIK | Dynetic-35 Balloon-Expandable Stent System | 428702 | Standalone | DE0506283 | As per HSA registered indication(s)
Vascular | Vascular patency | Vascular stent | Vascular stent - Bare metal | BIOTRONIK | Dynetic-35 Balloon-Expandable Stent System | 448945 | Standalone | DE0506283 | As per HSA registered indication(s)
Vascular | Vascular patency | Vascular stent | Vascular stent - Bare metal | BIOTRONIK | Dynetic-35 Balloon-Expandable Stent System | 448946 | Standalone | DE0506283 | As per HSA registered indication(s)
Vascular | Vascular patency | Vascular stent | Vascular stent - Bare metal | BIOTRONIK | Dynetic-35 Balloon-Expandable Stent System | 448947 | Standalone | DE0506283 | As per HSA registered indication(s)
Vascular | Vascular patency | Vascular stent | Vascular stent - Bare metal | BIOTRONIK | Dynetic-35 Balloon-Expandable Stent System | 428706 | Standalone | DE0506283 | As per HSA registered indication(s)
Vascular | Vascular patency | Vascular stent | Vascular stent - Bare metal | BIOTRONIK | Dynetic-35 Balloon-Expandable Stent System | 428707 | Standalone | DE0506283 | As per HSA registered indication(s)
Vascular | Vascular patency | Vascular stent | Vascular stent - Bare metal | BIOTRONIK | Dynetic-35 Balloon-Expandable Stent System | 428708 | Standalone | DE0506283 | As per HSA registered indication(s)
Vascular | Vascular patency | Vascular stent | Vascular stent - Bare metal | BIOTRONIK | Dynetic-35 Balloon-Expandable Stent System | 448948 | Standalone | DE0506283 | As per HSA registered indication(s)
Vascular | Vascular patency | Vascular stent | Vascular stent - Bare metal | BIOTRONIK | Dynetic-35 Balloon-Expandable Stent System | 448949 | Standalone | DE0506283 | As per HSA registered indication(s)
Vascular | Vascular patency | Vascular stent | Vascular stent - Bare metal | BIOTRONIK | Dynetic-35 Balloon-Expandable Stent System | 448950 | Standalone | DE0506283 | As per HSA registered indication(s)
Vascular | Vascular patency | Vascular stent | Vascular stent - Bare metal | BIOTRONIK | Dynetic-35 Balloon-Expandable Stent System | 428712 | Standalone | DE0506283 | As per HSA registered indication(s)
Vascular | Vascular patency | Vascular stent | Vascular stent - Bare metal | BIOTRONIK | Dynetic-35 Balloon-Expandable Stent System | 448951 | Standalone | DE0506283 | As per HSA registered indication(s)
Vascular | Vascular patency | Vascular stent | Vascular stent - Bare metal | BIOTRONIK | Dynetic-35 Balloon-Expandable Stent System | 448952 | Standalone | DE0506283 | As per HSA registered indication(s)
Vascular | Vascular patency | Vascular stent | Vascular stent - Bare metal | BIOTRONIK | Dynetic-35 Balloon-Expandable Stent System | 448953 | Standalone | DE0506283 | As per HSA registered indication(s)
Vascular | Vascular patency | Vascular stent | Vascular stent - Bare metal | BIOTRONIK | Dynetic-35 Balloon-Expandable Stent System | 428716 | Standalone | DE0506283 | As per HSA registered indication(s)
Vascular | Vascular patency | Vascular stent | Vascular stent - Bare metal | BIOTRONIK | Dynetic-35 Balloon-Expandable Stent System | 428717 | Standalone | DE0506283 | As per HSA registered indication(s)
Vascular | Vascular patency | Vascular stent | Vascular stent - Bare metal | BIOTRONIK | Dynetic-35 Balloon-Expandable Stent System | 428718 | Standalone | DE0506283 | As per HSA registered indication(s)
Vascular | Vascular patency | Vascular stent | Vascular stent - Bare metal | BIOTRONIK | Dynetic-35 Balloon-Expandable Stent System | 448954 | Standalone | DE0506283 | As per HSA registered indication(s)
Vascular | Vascular patency | Vascular stent | Vascular stent - Bare metal | BIOTRONIK | Dynetic-35 Balloon-Expandable Stent System | 428720 | Standalone | DE0506283 | As per HSA registered indication(s)
Vascular | Vascular patency | Vascular stent | Vascular stent - Bare metal | BIOTRONIK | Dynetic-35 Balloon-Expandable Stent System | 428721 | Standalone | DE0506283 | As per HSA registered indication(s)
Vascular | Vascular patency | Vascular stent | Vascular stent - Bare metal | BIOTRONIK | Dynetic-35 Balloon-Expandable Stent System | 428722 | Standalone | DE0506283 | As per HSA registered indication(s)
Vascular | Vascular patency | Vascular stent | Vascular stent - Bare metal | BIOTRONIK | Dynetic-35 Balloon-Expandable Stent System | 448957 | Standalone | DE0506283 | As per HSA registered indication(s)
Vascular | Vascular patency | Vascular stent | Vascular stent - Bare metal | BIOTRONIK | Dynetic-35 Balloon-Expandable Stent System | 448958 | Standalone | DE0506283 | As per HSA registered indication(s)
Vascular | Vascular patency | Vascular stent | Vascular stent - Bare metal | BIOTRONIK | Dynetic-35 Balloon-Expandable Stent System | 448959 | Standalone | DE0506283 | As per HSA registered indication(s)
Vascular | Vascular patency | Vascular stent | Vascular stent - Bare metal | BIOTRONIK | Dynetic-35 Balloon-Expandable Stent System | 428726 | Standalone | DE0506283 | As per HSA registered indication(s)
Vascular | Vascular patency | Vascular stent | Vascular stent - Bare metal | BIOTRONIK | Dynetic-35 Balloon-Expandable Stent System | 428727 | Standalone | DE0506283 | As per HSA registered indication(s)
Vascular | Vascular patency | Vascular stent | Vascular stent - Bare metal | BIOTRONIK | Dynetic-35 Balloon-Expandable Stent System | 428728 | Standalone | DE0506283 | As per HSA registered indication(s)
Vascular | Vascular patency | Vascular stent | Vascular stent - Bare metal | BIOTRONIK | Dynetic-35 Balloon-Expandable Stent System | 448960 | Standalone | DE0506283 | As per HSA registered indication(s)
Vascular | Vascular patency | Vascular stent | Vascular stent - Bare metal | BIOTRONIK | Dynetic-35 Balloon-Expandable Stent System | 448961 | Standalone | DE0506283 | As per HSA registered indication(s)
Vascular | Vascular patency | Vascular stent | Vascular stent - Bare metal | BIOTRONIK | Dynetic-35 Balloon-Expandable Stent System | 448962 | Standalone | DE0506283 | As per HSA registered indication(s)
Vascular | Vascular patency | Vascular stent | Vascular stent - Bare metal | BIOTRONIK | Dynetic-35 Balloon-Expandable Stent System | 428732 | Standalone | DE0506283 | As per HSA registered indication(s)
Vascular | Vascular patency | Vascular stent | Vascular stent - Bare metal | BIOTRONIK | Dynetic-35 Balloon-Expandable Stent System | 428733 | Standalone | DE0506283 | As per HSA registered indication(s)
Vascular | Vascular patency | Vascular stent | Vascular stent - Bare metal | BIOTRONIK | Dynetic-35 Balloon-Expandable Stent System | 428734 | Standalone | DE0506283 | As per HSA registered indication(s)
Vascular | Vascular patency | Vascular stent | Vascular stent - Bare metal | BIOTRONIK | Dynetic-35 Balloon-Expandable Stent System | 448963 | Standalone | DE0506283 | As per HSA registered indication(s)
Vascular | Vascular patency | Vascular stent | Vascular stent - Bare metal | BIOTRONIK | Dynetic-35 Balloon-Expandable Stent System | 448964 | Standalone | DE0506283 | As per HSA registered indication(s)
Vascular | Vascular patency | Vascular stent | Vascular stent - Bare metal | BIOTRONIK | Dynetic-35 Balloon-Expandable Stent System | 448965 | Standalone | DE0506283 | As per HSA registered indication(s)
Vascular | Vascular patency | Vascular stent | Vascular stent - Bare metal | BIOTRONIK | Dynetic-35 Balloon-Expandable Stent System | 428738 | Standalone | DE0506283 | As per HSA registered indication(s)
Vascular | Vascular patency | Vascular stent | Vascular stent - Bare metal | BIOTRONIK | Dynetic-35 Balloon-Expandable Stent System | 448966 | Standalone | DE0506283 | As per HSA registered indication(s)
Vascular | Vascular patency | Vascular stent | Vascular stent - Bare metal | BIOTRONIK | Dynetic-35 Balloon-Expandable Stent System | 448967 | Standalone | DE0506283 | As per HSA registered indication(s)
Vascular | Vascular patency | Vascular stent | Vascular stent - Bare metal | BIOTRONIK | Dynetic-35 Balloon-Expandable Stent System | 448968 | Standalone | DE0506283 | As per HSA registered indication(s)
Vascular | Vascular patency | Vascular stent | Vascular stent - Bare metal | BIOTRONIK | Dynetic-35 Balloon-Expandable Stent System | 428742 | Standalone | DE0506283 | As per HSA registered indication(s)
Vascular | Vascular patency | Vascular stent | Vascular stent - Bare metal | BIOTRONIK | Dynetic-35 Balloon-Expandable Stent System | 428743 | Standalone | DE0506283 | As per HSA registered indication(s)
Vascular | Vascular patency | Vascular stent | Vascular stent - Bare metal | BIOTRONIK | Dynetic-35 Balloon-Expandable Stent System | 428744 | Standalone | DE0506283 | As per HSA registered indication(s)
Vascular | Vascular patency | Vascular stent | Vascular stent - Bare metal | BIOTRONIK | Dynetic-35 Balloon-Expandable Stent System | 448969 | Standalone | DE0506283 | As per HSA registered indication(s)
Vascular | Vascular patency | Vascular stent | Vascular stent - Bare metal | BIOTRONIK | Dynetic-35 Balloon-Expandable Stent System | 428746 | Standalone | DE0506283 | As per HSA registered indication(s)
Vascular | Vascular patency | Vascular stent | Vascular stent - Bare metal | BIOTRONIK | Dynetic-35 Balloon-Expandable Stent System | 428747 | Standalone | DE0506283 | As per HSA registered indication(s)
Vascular | Vascular patency | Vascular stent | Vascular stent - Bare metal | BIOTRONIK | Dynetic-35 Balloon-Expandable Stent System | 428748 | Standalone | DE0506283 | As per HSA registered indication(s)
Vascular | Vascular patency | Vascular stent | Vascular stent - Bare metal | BIOTRONIK | Dynetic-35 Balloon-Expandable Stent System | 448972 | Standalone | DE0506283 | As per HSA registered indication(s)
Vascular | Vascular patency | Vascular stent | Vascular stent - Bare metal | BIOTRONIK | Dynetic-35 Balloon-Expandable Stent System | 448973 | Standalone | DE0506283 | As per HSA registered indication(s)
Vascular | Vascular patency | Vascular stent | Vascular stent - Bare metal | BIOTRONIK | Dynetic-35 Balloon-Expandable Stent System | 448974 | Standalone | DE0506283 | As per HSA registered indication(s)
Vascular | Vascular patency | Vascular stent | Vascular stent - Bare metal | BIOTRONIK | Dynetic-35 Balloon-Expandable Stent System | 428752 | Standalone | DE0506283 | As per HSA registered indication(s)
Vascular | Vascular patency | Vascular stent | Vascular stent - Bare metal | BIOTRONIK | Dynetic-35 Balloon-Expandable Stent System | 428753 | Standalone | DE0506283 | As per HSA registered indication(s)
Vascular | Vascular patency | Vascular stent | Vascular stent - Bare metal | BIOTRONIK | Dynetic-35 Balloon-Expandable Stent System | 428754 | Standalone | DE0506283 | As per HSA registered indication(s)
Vascular | Vascular patency | Vascular stent | Vascular stent - Bare metal | BIOTRONIK | Dynetic-35 Balloon-Expandable Stent System | 448975 | Standalone | DE0506283 | As per HSA registered indication(s)
Vascular | Vascular patency | Vascular stent | Vascular stent - Bare metal | BIOTRONIK | Dynetic-35 Balloon-Expandable Stent System | 448976 | Standalone | DE0506283 | As per HSA registered indication(s)
Vascular | Vascular patency | Vascular stent | Vascular stent - Bare metal | BIOTRONIK | Dynetic-35 Balloon-Expandable Stent System | 448977 | Standalone | DE0506283 | As per HSA registered indication(s)
Vascular | Vascular patency | Vascular stent | Vascular stent - Bare metal | BIOTRONIK | Dynetic-35 Balloon-Expandable Stent System | 428758 | Standalone | DE0506283 | As per HSA registered indication(s)
Vascular | Vascular patency | Vascular stent | Vascular stent - Bare metal | BIOTRONIK | Dynetic-35 Balloon-Expandable Stent System | 428759 | Standalone | DE0506283 | As per HSA registered indication(s)
Vascular | Vascular patency | Vascular stent | Vascular stent - Bare metal | BIOTRONIK | Dynetic-35 Balloon-Expandable Stent System | 428760 | Standalone | DE0506283 | As per HSA registered indication(s)
Vascular | Vascular patency | Vascular stent | Vascular stent - Bare metal | BIOTRONIK | Dynetic-35 Balloon-Expandable Stent System | 448978 | Standalone | DE0506283 | As per HSA registered indication(s)
Vascular | Vascular patency | Vascular stent | Vascular stent - Bare metal | BIOTRONIK | Dynetic-35 Balloon-Expandable Stent System | 448979 | Standalone | DE0506283 | As per HSA registered indication(s)
Vascular | Vascular patency | Vascular stent | Vascular stent - Bare metal | BIOTRONIK | Dynetic-35 Balloon-Expandable Stent System | 448980 | Standalone | DE0506283 | As per HSA registered indication(s)
Vascular | Vascular patency | Vascular stent | Vascular stent - Bare metal | BIOTRONIK | Dynetic-35 Balloon-Expandable Stent System | 428764 | Standalone | DE0506283 | As per HSA registered indication(s)
Vascular | Vascular patency | Vascular stent | Vascular stent - Bare metal | BIOTRONIK | Dynetic-35 Balloon-Expandable Stent System | 448981 | Standalone | DE0506283 | As per HSA registered indication(s)
Vascular | Vascular patency | Vascular stent | Vascular stent - Bare metal | BIOTRONIK | Dynetic-35 Balloon-Expandable Stent System | 448982 | Standalone | DE0506283 | As per HSA registered indication(s)
Vascular | Vascular patency | Vascular stent | Vascular stent - Bare metal | BIOTRONIK | Dynetic-35 Balloon-Expandable Stent System | 448983 | Standalone | DE0506283 | As per HSA registered indication(s)
Vascular | Vascular patency | Vascular stent | Vascular stent - Bare metal | BOSTON SCIENTIFIC | Innova Over-The-Wire Self-Expanding Stent System | H74939180050270 | Standalone | DE0015597 | As per HSA registered indication(s)
Vascular | Vascular patency | Vascular stent | Vascular stent - Bare metal | BOSTON SCIENTIFIC | Innova Over-The-Wire Self-Expanding Stent System | H74939180054070 | Standalone | DE0015597 | As per HSA registered indication(s)
Vascular | Vascular patency | Vascular stent | Vascular stent - Bare metal | BOSTON SCIENTIFIC | Innova Over-The-Wire Self-Expanding Stent System | H74939180056070 | Standalone | DE0015597 | As per HSA registered indication(s)
Vascular | Vascular patency | Vascular stent | Vascular stent - Bare metal | BOSTON SCIENTIFIC | Innova Over-The-Wire Self-Expanding Stent System | H74939180058070 | Standalone | DE0015597 | As per HSA registered indication(s)
Vascular | Vascular patency | Vascular stent | Vascular stent - Bare metal | BOSTON SCIENTIFIC | Innova Over-The-Wire Self-Expanding Stent System | H74939180051070 | Standalone | DE0015597 | As per HSA registered indication(s)
Vascular | Vascular patency | Vascular stent | Vascular stent - Bare metal | BOSTON SCIENTIFIC | Innova Over-The-Wire Self-Expanding Stent System | H74939180051270 | Standalone | DE0015597 | As per HSA registered indication(s)
Vascular | Vascular patency | Vascular stent | Vascular stent - Bare metal | BOSTON SCIENTIFIC | Innova Over-The-Wire Self-Expanding Stent System | H74939180051570 | Standalone | DE0015597 | As per HSA registered indication(s)
Vascular | Vascular patency | Vascular stent | Vascular stent - Bare metal | BOSTON SCIENTIFIC | Innova Over-The-Wire Self-Expanding Stent System | H74939180060270 | Standalone | DE0015597 | As per HSA registered indication(s)
Vascular | Vascular patency | Vascular stent | Vascular stent - Bare metal | BOSTON SCIENTIFIC | Innova Over-The-Wire Self-Expanding Stent System | H74939180064070 | Standalone | DE0015597 | As per HSA registered indication(s)
Vascular | Vascular patency | Vascular stent | Vascular stent - Bare metal | BOSTON SCIENTIFIC | Innova Over-The-Wire Self-Expanding Stent System | H74939180066070 | Standalone | DE0015597 | As per HSA registered indication(s)
Vascular | Vascular patency | Vascular stent | Vascular stent - Bare metal | BOSTON SCIENTIFIC | Innova Over-The-Wire Self-Expanding Stent System | H74939180068070 | Standalone | DE0015597 | As per HSA registered indication(s)
Vascular | Vascular patency | Vascular stent | Vascular stent - Bare metal | BOSTON SCIENTIFIC | Innova Over-The-Wire Self-Expanding Stent System | H74939180061070 | Standalone | DE0015597 | As per HSA registered indication(s)
Vascular | Vascular patency | Vascular stent | Vascular stent - Bare metal | BOSTON SCIENTIFIC | Innova Over-The-Wire Self-Expanding Stent System | H74939180061270 | Standalone | DE0015597 | As per HSA registered indication(s)
Vascular | Vascular patency | Vascular stent | Vascular stent - Bare metal | BOSTON SCIENTIFIC | Innova Over-The-Wire Self-Expanding Stent System | H74939180061570 | Standalone | DE0015597 | As per HSA registered indication(s)
Vascular | Vascular patency | Vascular stent | Vascular stent - Bare metal | BOSTON SCIENTIFIC | Innova Over-The-Wire Self-Expanding Stent System | H74939180070270 | Standalone | DE0015597 | As per HSA registered indication(s)
Vascular | Vascular patency | Vascular stent | Vascular stent - Bare metal | BOSTON SCIENTIFIC | Innova Over-The-Wire Self-Expanding Stent System | H74939180074070 | Standalone | DE0015597 | As per HSA registered indication(s)
Vascular | Vascular patency | Vascular stent | Vascular stent - Bare metal | BOSTON SCIENTIFIC | Innova Over-The-Wire Self-Expanding Stent System | H74939180076070 | Standalone | DE0015597 | As per HSA registered indication(s)
Vascular | Vascular patency | Vascular stent | Vascular stent - Bare metal | BOSTON SCIENTIFIC | Innova Over-The-Wire Self-Expanding Stent System | H74939180078070 | Standalone | DE0015597 | As per HSA registered indication(s)
Vascular | Vascular patency | Vascular stent | Vascular stent - Bare metal | BOSTON SCIENTIFIC | Innova Over-The-Wire Self-Expanding Stent System | H74939180071070 | Standalone | DE0015597 | As per HSA registered indication(s)
Vascular | Vascular patency | Vascular stent | Vascular stent - Bare metal | BOSTON SCIENTIFIC | Innova Over-The-Wire Self-Expanding Stent System | H74939180071270 | Standalone | DE0015597 | As per HSA registered indication(s)
Vascular | Vascular patency | Vascular stent | Vascular stent - Bare metal | BOSTON SCIENTIFIC | Innova Over-The-Wire Self-Expanding Stent System | H74939180071570 | Standalone | DE0015597 | As per HSA registered indication(s)
Vascular | Vascular patency | Vascular stent | Vascular stent - Bare metal | BOSTON SCIENTIFIC | Innova Over-The-Wire Self-Expanding Stent System | H74939180080270 | Standalone | DE0015597 | As per HSA registered indication(s)
Vascular | Vascular patency | Vascular stent | Vascular stent - Bare metal | BOSTON SCIENTIFIC | Innova Over-The-Wire Self-Expanding Stent System | H74939180084070 | Standalone | DE0015597 | As per HSA registered indication(s)
Vascular | Vascular patency | Vascular stent | Vascular stent - Bare metal | BOSTON SCIENTIFIC | Innova Over-The-Wire Self-Expanding Stent System | H74939180086070 | Standalone | DE0015597 | As per HSA registered indication(s)
Vascular | Vascular patency | Vascular stent | Vascular stent - Bare metal | BOSTON SCIENTIFIC | Innova Over-The-Wire Self-Expanding Stent System | H74939180088070 | Standalone | DE0015597 | As per HSA registered indication(s)
Vascular | Vascular patency | Vascular stent | Vascular stent - Bare metal | BOSTON SCIENTIFIC | Innova Over-The-Wire Self-Expanding Stent System | H74939180081070 | Standalone | DE0015597 | As per HSA registered indication(s)
Vascular | Vascular patency | Vascular stent | Vascular stent - Bare metal | BOSTON SCIENTIFIC | Innova Over-The-Wire Self-Expanding Stent System | H74939180081270 | Standalone | DE0015597 | As per HSA registered indication(s)
Vascular | Vascular patency | Vascular stent | Vascular stent - Bare metal | BOSTON SCIENTIFIC | Innova Over-The-Wire Self-Expanding Stent System | H74939180081570 | Standalone | DE0015597 | As per HSA registered indication(s)
Vascular | Vascular patency | Vascular stent | Vascular stent - Bare metal | BOSTON SCIENTIFIC | Innova Over-The-Wire Self-Expanding Stent System | H74939181050230 | Standalone | DE0015597 | As per HSA registered indication(s)
Vascular | Vascular patency | Vascular stent | Vascular stent - Bare metal | BOSTON SCIENTIFIC | Innova Over-The-Wire Self-Expanding Stent System | H74939181054030 | Standalone | DE0015597 | As per HSA registered indication(s)
Vascular | Vascular patency | Vascular stent | Vascular stent - Bare metal | BOSTON SCIENTIFIC | Innova Over-The-Wire Self-Expanding Stent System | H74939181056030 | Standalone | DE0015597 | As per HSA registered indication(s)
Vascular | Vascular patency | Vascular stent | Vascular stent - Bare metal | BOSTON SCIENTIFIC | Innova Over-The-Wire Self-Expanding Stent System | H74939181058030 | Standalone | DE0015597 | As per HSA registered indication(s)
Vascular | Vascular patency | Vascular stent | Vascular stent - Bare metal | BOSTON SCIENTIFIC | Innova Over-The-Wire Self-Expanding Stent System | H74939181051030 | Standalone | DE0015597 | As per HSA registered indication(s)
Vascular | Vascular patency | Vascular stent | Vascular stent - Bare metal | BOSTON SCIENTIFIC | Innova Over-The-Wire Self-Expanding Stent System | H74939181051230 | Standalone | DE0015597 | As per HSA registered indication(s)
Vascular | Vascular patency | Vascular stent | Vascular stent - Bare metal | BOSTON SCIENTIFIC | Innova Over-The-Wire Self-Expanding Stent System | H74939181051530 | Standalone | DE0015597 | As per HSA registered indication(s)
Vascular | Vascular patency | Vascular stent | Vascular stent - Bare metal | BOSTON SCIENTIFIC | Innova Over-The-Wire Self-Expanding Stent System | H74939181060230 | Standalone | DE0015597 | As per HSA registered indication(s)
Vascular | Vascular patency | Vascular stent | Vascular stent - Bare metal | BOSTON SCIENTIFIC | Innova Over-The-Wire Self-Expanding Stent System | H74939181064030 | Standalone | DE0015597 | As per HSA registered indication(s)
Vascular | Vascular patency | Vascular stent | Vascular stent - Bare metal | BOSTON SCIENTIFIC | Innova Over-The-Wire Self-Expanding Stent System | H74939181066030 | Standalone | DE0015597 | As per HSA registered indication(s)
Vascular | Vascular patency | Vascular stent | Vascular stent - Bare metal | BOSTON SCIENTIFIC | Innova Over-The-Wire Self-Expanding Stent System | H74939181068030 | Standalone | DE0015597 | As per HSA registered indication(s)
Vascular | Vascular patency | Vascular stent | Vascular stent - Bare metal | BOSTON SCIENTIFIC | Innova Over-The-Wire Self-Expanding Stent System | H74939181061030 | Standalone | DE0015597 | As per HSA registered indication(s)
Vascular | Vascular patency | Vascular stent | Vascular stent - Bare metal | BOSTON SCIENTIFIC | Innova Over-The-Wire Self-Expanding Stent System | H74939181061230 | Standalone | DE0015597 | As per HSA registered indication(s)
Vascular | Vascular patency | Vascular stent | Vascular stent - Bare metal | BOSTON SCIENTIFIC | Innova Over-The-Wire Self-Expanding Stent System | H74939181061530 | Standalone | DE0015597 | As per HSA registered indication(s)
Vascular | Vascular patency | Vascular stent | Vascular stent - Bare metal | BOSTON SCIENTIFIC | Innova Over-The-Wire Self-Expanding Stent System | H74939181070230 | Standalone | DE0015597 | As per HSA registered indication(s)
Vascular | Vascular patency | Vascular stent | Vascular stent - Bare metal | BOSTON SCIENTIFIC | Innova Over-The-Wire Self-Expanding Stent System | H74939181074030 | Standalone | DE0015597 | As per HSA registered indication(s)
Vascular | Vascular patency | Vascular stent | Vascular stent - Bare metal | BOSTON SCIENTIFIC | Innova Over-The-Wire Self-Expanding Stent System | H74939181076030 | Standalone | DE0015597 | As per HSA registered indication(s)
Vascular | Vascular patency | Vascular stent | Vascular stent - Bare metal | BOSTON SCIENTIFIC | Innova Over-The-Wire Self-Expanding Stent System | H74939181078030 | Standalone | DE0015597 | As per HSA registered indication(s)
Vascular | Vascular patency | Vascular stent | Vascular stent - Bare metal | BOSTON SCIENTIFIC | Innova Over-The-Wire Self-Expanding Stent System | H74939181071030 | Standalone | DE0015597 | As per HSA registered indication(s)
Vascular | Vascular patency | Vascular stent | Vascular stent - Bare metal | BOSTON SCIENTIFIC | Innova Over-The-Wire Self-Expanding Stent System | H74939181071230 | Standalone | DE0015597 | As per HSA registered indication(s)
Vascular | Vascular patency | Vascular stent | Vascular stent - Bare metal | BOSTON SCIENTIFIC | Innova Over-The-Wire Self-Expanding Stent System | H74939181071530 | Standalone | DE0015597 | As per HSA registered indication(s)
Vascular | Vascular patency | Vascular stent | Vascular stent - Bare metal | BOSTON SCIENTIFIC | Innova Over-The-Wire Self-Expanding Stent System | H74939181080230 | Standalone | DE0015597 | As per HSA registered indication(s)
Vascular | Vascular patency | Vascular stent | Vascular stent - Bare metal | BOSTON SCIENTIFIC | Innova Over-The-Wire Self-Expanding Stent System | H74939181084030 | Standalone | DE0015597 | As per HSA registered indication(s)
Vascular | Vascular patency | Vascular stent | Vascular stent - Bare metal | BOSTON SCIENTIFIC | Innova Over-The-Wire Self-Expanding Stent System | H74939181086030 | Standalone | DE0015597 | As per HSA registered indication(s)
Vascular | Vascular patency | Vascular stent | Vascular stent - Bare metal | BOSTON SCIENTIFIC | Innova Over-The-Wire Self-Expanding Stent System | H74939181088030 | Standalone | DE0015597 | As per HSA registered indication(s)
Vascular | Vascular patency | Vascular stent | Vascular stent - Bare metal | BOSTON SCIENTIFIC | Innova Over-The-Wire Self-Expanding Stent System | H74939181081030 | Standalone | DE0015597 | As per HSA registered indication(s)
Vascular | Vascular patency | Vascular stent | Vascular stent - Bare metal | BOSTON SCIENTIFIC | Innova Over-The-Wire Self-Expanding Stent System | H74939181081230 | Standalone | DE0015597 | As per HSA registered indication(s)
Vascular | Vascular patency | Vascular stent | Vascular stent - Bare metal | BOSTON SCIENTIFIC | Innova Over-The-Wire Self-Expanding Stent System | H74939181081530 | Standalone | DE0015597 | As per HSA registered indication(s)
Vascular | Vascular patency | Vascular stent | Vascular stent - Bare metal | BOSTON SCIENTIFIC | Epic Self Expanding Nitinol Vascular Stent System | H74939054052070 | Standalone | DE0005916 | As per HSA registered indication(s)
Vascular | Vascular patency | Vascular stent | Vascular stent - Bare metal | BOSTON SCIENTIFIC | Epic Self Expanding Nitinol Vascular Stent System | H74939054053070 | Standalone | DE0005916 | As per HSA registered indication(s)
Vascular | Vascular patency | Vascular stent | Vascular stent - Bare metal | BOSTON SCIENTIFIC | Epic Self Expanding Nitinol Vascular Stent System | H74939054054070 | Standalone | DE0005916 | As per HSA registered indication(s)
Vascular | Vascular patency | Vascular stent | Vascular stent - Bare metal | BOSTON SCIENTIFIC | Epic Self Expanding Nitinol Vascular Stent System | H74939054055070 | Standalone | DE0005916 | As per HSA registered indication(s)
Vascular | Vascular patency | Vascular stent | Vascular stent - Bare metal | BOSTON SCIENTIFIC | Epic Self Expanding Nitinol Vascular Stent System | H74939054056070 | Standalone | DE0005916 | As per HSA registered indication(s)
Vascular | Vascular patency | Vascular stent | Vascular stent - Bare metal | BOSTON SCIENTIFIC | Epic Self Expanding Nitinol Vascular Stent System | H74939054057070 | Standalone | DE0005916 | As per HSA registered indication(s)
Vascular | Vascular patency | Vascular stent | Vascular stent - Bare metal | BOSTON SCIENTIFIC | Epic Self Expanding Nitinol Vascular Stent System | H74939054058070 | Standalone | DE0005916 | As per HSA registered indication(s)
Vascular | Vascular patency | Vascular stent | Vascular stent - Bare metal | BOSTON SCIENTIFIC | Epic Self Expanding Nitinol Vascular Stent System | H74939054051070 | Standalone | DE0005916 | As per HSA registered indication(s)
Vascular | Vascular patency | Vascular stent | Vascular stent - Bare metal | BOSTON SCIENTIFIC | Epic Self Expanding Nitinol Vascular Stent System | H74939054051270 | Standalone | DE0005916 | As per HSA registered indication(s)
Vascular | Vascular patency | Vascular stent | Vascular stent - Bare metal | BOSTON SCIENTIFIC | Epic Self Expanding Nitinol Vascular Stent System | H74939054062070 | Standalone | DE0005916 | As per HSA registered indication(s)
Vascular | Vascular patency | Vascular stent | Vascular stent - Bare metal | BOSTON SCIENTIFIC | Epic Self Expanding Nitinol Vascular Stent System | H74939054063070 | Standalone | DE0005916 | As per HSA registered indication(s)
Vascular | Vascular patency | Vascular stent | Vascular stent - Bare metal | BOSTON SCIENTIFIC | Epic Self Expanding Nitinol Vascular Stent System | H74939054064070 | Standalone | DE0005916 | As per HSA registered indication(s)
Vascular | Vascular patency | Vascular stent | Vascular stent - Bare metal | BOSTON SCIENTIFIC | Epic Self Expanding Nitinol Vascular Stent System | H74939054065070 | Standalone | DE0005916 | As per HSA registered indication(s)
Vascular | Vascular patency | Vascular stent | Vascular stent - Bare metal | BOSTON SCIENTIFIC | Epic Self Expanding Nitinol Vascular Stent System | H74939054066070 | Standalone | DE0005916 | As per HSA registered indication(s)
Vascular | Vascular patency | Vascular stent | Vascular stent - Bare metal | BOSTON SCIENTIFIC | Epic Self Expanding Nitinol Vascular Stent System | H74939054067070 | Standalone | DE0005916 | As per HSA registered indication(s)
Vascular | Vascular patency | Vascular stent | Vascular stent - Bare metal | BOSTON SCIENTIFIC | Epic Self Expanding Nitinol Vascular Stent System | H74939054068070 | Standalone | DE0005916 | As per HSA registered indication(s)
Vascular | Vascular patency | Vascular stent | Vascular stent - Bare metal | BOSTON SCIENTIFIC | Epic Self Expanding Nitinol Vascular Stent System | H74939054061070 | Standalone | DE0005916 | As per HSA registered indication(s)
Vascular | Vascular patency | Vascular stent | Vascular stent - Bare metal | BOSTON SCIENTIFIC | Epic Self Expanding Nitinol Vascular Stent System | H74939054061270 | Standalone | DE0005916 | As per HSA registered indication(s)
Vascular | Vascular patency | Vascular stent | Vascular stent - Bare metal | BOSTON SCIENTIFIC | Epic Self Expanding Nitinol Vascular Stent System | H74939054072070 | Standalone | DE0005916 | As per HSA registered indication(s)
Vascular | Vascular patency | Vascular stent | Vascular stent - Bare metal | BOSTON SCIENTIFIC | Epic Self Expanding Nitinol Vascular Stent System | H74939054073070 | Standalone | DE0005916 | As per HSA registered indication(s)
Vascular | Vascular patency | Vascular stent | Vascular stent - Bare metal | BOSTON SCIENTIFIC | Epic Self Expanding Nitinol Vascular Stent System | H74939054074070 | Standalone | DE0005916 | As per HSA registered indication(s)
Vascular | Vascular patency | Vascular stent | Vascular stent - Bare metal | BOSTON SCIENTIFIC | Epic Self Expanding Nitinol Vascular Stent System | H74939054075070 | Standalone | DE0005916 | As per HSA registered indication(s)
Vascular | Vascular patency | Vascular stent | Vascular stent - Bare metal | BOSTON SCIENTIFIC | Epic Self Expanding Nitinol Vascular Stent System | H74939054076070 | Standalone | DE0005916 | As per HSA registered indication(s)
Vascular | Vascular patency | Vascular stent | Vascular stent - Bare metal | BOSTON SCIENTIFIC | Epic Self Expanding Nitinol Vascular Stent System | H74939054077070 | Standalone | DE0005916 | As per HSA registered indication(s)
Vascular | Vascular patency | Vascular stent | Vascular stent - Bare metal | BOSTON SCIENTIFIC | Epic Self Expanding Nitinol Vascular Stent System | H74939054078070 | Standalone | DE0005916 | As per HSA registered indication(s)
Vascular | Vascular patency | Vascular stent | Vascular stent - Bare metal | BOSTON SCIENTIFIC | Epic Self Expanding Nitinol Vascular Stent System | H74939054071070 | Standalone | DE0005916 | As per HSA registered indication(s)
Vascular | Vascular patency | Vascular stent | Vascular stent - Bare metal | BOSTON SCIENTIFIC | Epic Self Expanding Nitinol Vascular Stent System | H74939054071270 | Standalone | DE0005916 | As per HSA registered indication(s)
Vascular | Vascular patency | Vascular stent | Vascular stent - Bare metal | BOSTON SCIENTIFIC | Epic Self Expanding Nitinol Vascular Stent System | H74939054082070 | Standalone | DE0005916 | As per HSA registered indication(s)
Vascular | Vascular patency | Vascular stent | Vascular stent - Bare metal | BOSTON SCIENTIFIC | Epic Self Expanding Nitinol Vascular Stent System | H74939054083070 | Standalone | DE0005916 | As per HSA registered indication(s)
Vascular | Vascular patency | Vascular stent | Vascular stent - Bare metal | BOSTON SCIENTIFIC | Epic Self Expanding Nitinol Vascular Stent System | H74939054084070 | Standalone | DE0005916 | As per HSA registered indication(s)
Vascular | Vascular patency | Vascular stent | Vascular stent - Bare metal | BOSTON SCIENTIFIC | Epic Self Expanding Nitinol Vascular Stent System | H74939054085070 | Standalone | DE0005916 | As per HSA registered indication(s)
Vascular | Vascular patency | Vascular stent | Vascular stent - Bare metal | BOSTON SCIENTIFIC | Epic Self Expanding Nitinol Vascular Stent System | H74939054086070 | Standalone | DE0005916 | As per HSA registered indication(s)
Vascular | Vascular patency | Vascular stent | Vascular stent - Bare metal | BOSTON SCIENTIFIC | Epic Self Expanding Nitinol Vascular Stent System | H74939054087070 | Standalone | DE0005916 | As per HSA registered indication(s)
Vascular | Vascular patency | Vascular stent | Vascular stent - Bare metal | BOSTON SCIENTIFIC | Epic Self Expanding Nitinol Vascular Stent System | H74939054088070 | Standalone | DE0005916 | As per HSA registered indication(s)
Vascular | Vascular patency | Vascular stent | Vascular stent - Bare metal | BOSTON SCIENTIFIC | Epic Self Expanding Nitinol Vascular Stent System | H74939054081070 | Standalone | DE0005916 | As per HSA registered indication(s)
Vascular | Vascular patency | Vascular stent | Vascular stent - Bare metal | BOSTON SCIENTIFIC | Epic Self Expanding Nitinol Vascular Stent System | H74939054081270 | Standalone | DE0005916 | As per HSA registered indication(s)
Vascular | Vascular patency | Vascular stent | Vascular stent - Bare metal | BOSTON SCIENTIFIC | Epic Self Expanding Nitinol Vascular Stent System | H74939054092070 | Standalone | DE0005916 | As per HSA registered indication(s)
Vascular | Vascular patency | Vascular stent | Vascular stent - Bare metal | BOSTON SCIENTIFIC | Epic Self Expanding Nitinol Vascular Stent System | H74939054093070 | Standalone | DE0005916 | As per HSA registered indication(s)
Vascular | Vascular patency | Vascular stent | Vascular stent - Bare metal | BOSTON SCIENTIFIC | Epic Self Expanding Nitinol Vascular Stent System | H74939054094070 | Standalone | DE0005916 | As per HSA registered indication(s)
Vascular | Vascular patency | Vascular stent | Vascular stent - Bare metal | BOSTON SCIENTIFIC | Epic Self Expanding Nitinol Vascular Stent System | H74939054095070 | Standalone | DE0005916 | As per HSA registered indication(s)
Vascular | Vascular patency | Vascular stent | Vascular stent - Bare metal | BOSTON SCIENTIFIC | Epic Self Expanding Nitinol Vascular Stent System | H74939054096070 | Standalone | DE0005916 | As per HSA registered indication(s)
Vascular | Vascular patency | Vascular stent | Vascular stent - Bare metal | BOSTON SCIENTIFIC | Epic Self Expanding Nitinol Vascular Stent System | H74939054097070 | Standalone | DE0005916 | As per HSA registered indication(s)
Vascular | Vascular patency | Vascular stent | Vascular stent - Bare metal | BOSTON SCIENTIFIC | Epic Self Expanding Nitinol Vascular Stent System | H74939054098070 | Standalone | DE0005916 | As per HSA registered indication(s)
Vascular | Vascular patency | Vascular stent | Vascular stent - Bare metal | BOSTON SCIENTIFIC | Epic Self Expanding Nitinol Vascular Stent System | H74939054091070 | Standalone | DE0005916 | As per HSA registered indication(s)
Vascular | Vascular patency | Vascular stent | Vascular stent - Bare metal | BOSTON SCIENTIFIC | Epic Self Expanding Nitinol Vascular Stent System | H74939054102070 | Standalone | DE0005916 | As per HSA registered indication(s)
Vascular | Vascular patency | Vascular stent | Vascular stent - Bare metal | BOSTON SCIENTIFIC | Epic Self Expanding Nitinol Vascular Stent System | H74939054103070 | Standalone | DE0005916 | As per HSA registered indication(s)
Vascular | Vascular patency | Vascular stent | Vascular stent - Bare metal | BOSTON SCIENTIFIC | Epic Self Expanding Nitinol Vascular Stent System | H74939054104070 | Standalone | DE0005916 | As per HSA registered indication(s)
Vascular | Vascular patency | Vascular stent | Vascular stent - Bare metal | BOSTON SCIENTIFIC | Epic Self Expanding Nitinol Vascular Stent System | H74939054105070 | Standalone | DE0005916 | As per HSA registered indication(s)
Vascular | Vascular patency | Vascular stent | Vascular stent - Bare metal | BOSTON SCIENTIFIC | Epic Self Expanding Nitinol Vascular Stent System | H74939054106070 | Standalone | DE0005916 | As per HSA registered indication(s)
Vascular | Vascular patency | Vascular stent | Vascular stent - Bare metal | BOSTON SCIENTIFIC | Epic Self Expanding Nitinol Vascular Stent System | H74939054107070 | Standalone | DE0005916 | As per HSA registered indication(s)
Vascular | Vascular patency | Vascular stent | Vascular stent - Bare metal | BOSTON SCIENTIFIC | Epic Self Expanding Nitinol Vascular Stent System | H74939054108070 | Standalone | DE0005916 | As per HSA registered indication(s)
Vascular | Vascular patency | Vascular stent | Vascular stent - Bare metal | BOSTON SCIENTIFIC | Epic Self Expanding Nitinol Vascular Stent System | H74939054101070 | Standalone | DE0005916 | As per HSA registered indication(s)
Vascular | Vascular patency | Vascular stent | Vascular stent - Bare metal | BOSTON SCIENTIFIC | Epic Self Expanding Nitinol Vascular Stent System | H74939054123070 | Standalone | DE0005916 | As per HSA registered indication(s)
Vascular | Vascular patency | Vascular stent | Vascular stent - Bare metal | BOSTON SCIENTIFIC | Epic Self Expanding Nitinol Vascular Stent System | H74939054124070 | Standalone | DE0005916 | As per HSA registered indication(s)
Vascular | Vascular patency | Vascular stent | Vascular stent - Bare metal | BOSTON SCIENTIFIC | Epic Self Expanding Nitinol Vascular Stent System | H74939054125070 | Standalone | DE0005916 | As per HSA registered indication(s)
Vascular | Vascular patency | Vascular stent | Vascular stent - Bare metal | BOSTON SCIENTIFIC | Epic Self Expanding Nitinol Vascular Stent System | H74939054126070 | Standalone | DE0005916 | As per HSA registered indication(s)
Vascular | Vascular patency | Vascular stent | Vascular stent - Bare metal | BOSTON SCIENTIFIC | Epic Self Expanding Nitinol Vascular Stent System | H74939054143070 | Standalone | DE0005916 | As per HSA registered indication(s)
Vascular | Vascular patency | Vascular stent | Vascular stent - Bare metal | BOSTON SCIENTIFIC | Epic Self Expanding Nitinol Vascular Stent System | H74939054144070 | Standalone | DE0005916 | As per HSA registered indication(s)
Vascular | Vascular patency | Vascular stent | Vascular stent - Bare metal | BOSTON SCIENTIFIC | Epic Self Expanding Nitinol Vascular Stent System | H74939054145070 | Standalone | DE0005916 | As per HSA registered indication(s)
Vascular | Vascular patency | Vascular stent | Vascular stent - Bare metal | BOSTON SCIENTIFIC | Epic Self Expanding Nitinol Vascular Stent System | H74939054146070 | Standalone | DE0005916 | As per HSA registered indication(s)
Vascular | Vascular patency | Vascular stent | Vascular stent - Bare metal | BOSTON SCIENTIFIC | Epic Self Expanding Nitinol Vascular Stent System | H74939054052020 | Standalone | DE0005916 | As per HSA registered indication(s)
Vascular | Vascular patency | Vascular stent | Vascular stent - Bare metal | BOSTON SCIENTIFIC | Epic Self Expanding Nitinol Vascular Stent System | H74939054053020 | Standalone | DE0005916 | As per HSA registered indication(s)
Vascular | Vascular patency | Vascular stent | Vascular stent - Bare metal | BOSTON SCIENTIFIC | Epic Self Expanding Nitinol Vascular Stent System | H74939054054020 | Standalone | DE0005916 | As per HSA registered indication(s)
Vascular | Vascular patency | Vascular stent | Vascular stent - Bare metal | BOSTON SCIENTIFIC | Epic Self Expanding Nitinol Vascular Stent System | H74939054055020 | Standalone | DE0005916 | As per HSA registered indication(s)
Vascular | Vascular patency | Vascular stent | Vascular stent - Bare metal | BOSTON SCIENTIFIC | Epic Self Expanding Nitinol Vascular Stent System | H74939054056020 | Standalone | DE0005916 | As per HSA registered indication(s)
Vascular | Vascular patency | Vascular stent | Vascular stent - Bare metal | BOSTON SCIENTIFIC | Epic Self Expanding Nitinol Vascular Stent System | H74939054057020 | Standalone | DE0005916 | As per HSA registered indication(s)
Vascular | Vascular patency | Vascular stent | Vascular stent - Bare metal | BOSTON SCIENTIFIC | Epic Self Expanding Nitinol Vascular Stent System | H74939054058020 | Standalone | DE0005916 | As per HSA registered indication(s)
Vascular | Vascular patency | Vascular stent | Vascular stent - Bare metal | BOSTON SCIENTIFIC | Epic Self Expanding Nitinol Vascular Stent System | H74939054051020 | Standalone | DE0005916 | As per HSA registered indication(s)
Vascular | Vascular patency | Vascular stent | Vascular stent - Bare metal | BOSTON SCIENTIFIC | Epic Self Expanding Nitinol Vascular Stent System | H74939054051220 | Standalone | DE0005916 | As per HSA registered indication(s)
Vascular | Vascular patency | Vascular stent | Vascular stent - Bare metal | BOSTON SCIENTIFIC | Epic Self Expanding Nitinol Vascular Stent System | H74939054062020 | Standalone | DE0005916 | As per HSA registered indication(s)
Vascular | Vascular patency | Vascular stent | Vascular stent - Bare metal | BOSTON SCIENTIFIC | Epic Self Expanding Nitinol Vascular Stent System | H74939054063020 | Standalone | DE0005916 | As per HSA registered indication(s)
Vascular | Vascular patency | Vascular stent | Vascular stent - Bare metal | BOSTON SCIENTIFIC | Epic Self Expanding Nitinol Vascular Stent System | H74939054064020 | Standalone | DE0005916 | As per HSA registered indication(s)
Vascular | Vascular patency | Vascular stent | Vascular stent - Bare metal | BOSTON SCIENTIFIC | Epic Self Expanding Nitinol Vascular Stent System | H74939054065020 | Standalone | DE0005916 | As per HSA registered indication(s)
Vascular | Vascular patency | Vascular stent | Vascular stent - Bare metal | BOSTON SCIENTIFIC | Epic Self Expanding Nitinol Vascular Stent System | H74939054066020 | Standalone | DE0005916 | As per HSA registered indication(s)
Vascular | Vascular patency | Vascular stent | Vascular stent - Bare metal | BOSTON SCIENTIFIC | Epic Self Expanding Nitinol Vascular Stent System | H74939054067020 | Standalone | DE0005916 | As per HSA registered indication(s)
Vascular | Vascular patency | Vascular stent | Vascular stent - Bare metal | BOSTON SCIENTIFIC | Epic Self Expanding Nitinol Vascular Stent System | H74939054068020 | Standalone | DE0005916 | As per HSA registered indication(s)
Vascular | Vascular patency | Vascular stent | Vascular stent - Bare metal | BOSTON SCIENTIFIC | Epic Self Expanding Nitinol Vascular Stent System | H74939054061020 | Standalone | DE0005916 | As per HSA registered indication(s)
Vascular | Vascular patency | Vascular stent | Vascular stent - Bare metal | BOSTON SCIENTIFIC | Epic Self Expanding Nitinol Vascular Stent System | H74939054061220 | Standalone | DE0005916 | As per HSA registered indication(s)
Vascular | Vascular patency | Vascular stent | Vascular stent - Bare metal | BOSTON SCIENTIFIC | Epic Self Expanding Nitinol Vascular Stent System | H74939054072020 | Standalone | DE0005916 | As per HSA registered indication(s)
Vascular | Vascular patency | Vascular stent | Vascular stent - Bare metal | BOSTON SCIENTIFIC | Epic Self Expanding Nitinol Vascular Stent System | H74939054073020 | Standalone | DE0005916 | As per HSA registered indication(s)
Vascular | Vascular patency | Vascular stent | Vascular stent - Bare metal | BOSTON SCIENTIFIC | Epic Self Expanding Nitinol Vascular Stent System | H74939054074020 | Standalone | DE0005916 | As per HSA registered indication(s)
Vascular | Vascular patency | Vascular stent | Vascular stent - Bare metal | BOSTON SCIENTIFIC | Epic Self Expanding Nitinol Vascular Stent System | H74939054075020 | Standalone | DE0005916 | As per HSA registered indication(s)
Vascular | Vascular patency | Vascular stent | Vascular stent - Bare metal | BOSTON SCIENTIFIC | Epic Self Expanding Nitinol Vascular Stent System | H74939054076020 | Standalone | DE0005916 | As per HSA registered indication(s)
Vascular | Vascular patency | Vascular stent | Vascular stent - Bare metal | BOSTON SCIENTIFIC | Epic Self Expanding Nitinol Vascular Stent System | H74939054077020 | Standalone | DE0005916 | As per HSA registered indication(s)
Vascular | Vascular patency | Vascular stent | Vascular stent - Bare metal | BOSTON SCIENTIFIC | Epic Self Expanding Nitinol Vascular Stent System | H74939054078020 | Standalone | DE0005916 | As per HSA registered indication(s)
Vascular | Vascular patency | Vascular stent | Vascular stent - Bare metal | BOSTON SCIENTIFIC | Epic Self Expanding Nitinol Vascular Stent System | H74939054071020 | Standalone | DE0005916 | As per HSA registered indication(s)
Vascular | Vascular patency | Vascular stent | Vascular stent - Bare metal | BOSTON SCIENTIFIC | Epic Self Expanding Nitinol Vascular Stent System | H74939054071220 | Standalone | DE0005916 | As per HSA registered indication(s)
Vascular | Vascular patency | Vascular stent | Vascular stent - Bare metal | BOSTON SCIENTIFIC | Epic Self Expanding Nitinol Vascular Stent System | H74939054082020 | Standalone | DE0005916 | As per HSA registered indication(s)
Vascular | Vascular patency | Vascular stent | Vascular stent - Bare metal | BOSTON SCIENTIFIC | Epic Self Expanding Nitinol Vascular Stent System | H74939054083020 | Standalone | DE0005916 | As per HSA registered indication(s)
Vascular | Vascular patency | Vascular stent | Vascular stent - Bare metal | BOSTON SCIENTIFIC | Epic Self Expanding Nitinol Vascular Stent System | H74939054084020 | Standalone | DE0005916 | As per HSA registered indication(s)
Vascular | Vascular patency | Vascular stent | Vascular stent - Bare metal | BOSTON SCIENTIFIC | Epic Self Expanding Nitinol Vascular Stent System | H74939054085020 | Standalone | DE0005916 | As per HSA registered indication(s)
Vascular | Vascular patency | Vascular stent | Vascular stent - Bare metal | BOSTON SCIENTIFIC | Epic Self Expanding Nitinol Vascular Stent System | H74939054086020 | Standalone | DE0005916 | As per HSA registered indication(s)
Vascular | Vascular patency | Vascular stent | Vascular stent - Bare metal | BOSTON SCIENTIFIC | Epic Self Expanding Nitinol Vascular Stent System | H74939054087020 | Standalone | DE0005916 | As per HSA registered indication(s)
Vascular | Vascular patency | Vascular stent | Vascular stent - Bare metal | BOSTON SCIENTIFIC | Epic Self Expanding Nitinol Vascular Stent System | H74939054088020 | Standalone | DE0005916 | As per HSA registered indication(s)
Vascular | Vascular patency | Vascular stent | Vascular stent - Bare metal | BOSTON SCIENTIFIC | Epic Self Expanding Nitinol Vascular Stent System | H74939054081020 | Standalone | DE0005916 | As per HSA registered indication(s)
Vascular | Vascular patency | Vascular stent | Vascular stent - Bare metal | BOSTON SCIENTIFIC | Epic Self Expanding Nitinol Vascular Stent System | H74939054081220 | Standalone | DE0005916 | As per HSA registered indication(s)
Vascular | Vascular patency | Vascular stent | Vascular stent - Bare metal | BOSTON SCIENTIFIC | Epic Self Expanding Nitinol Vascular Stent System | H74939054092020 | Standalone | DE0005916 | As per HSA registered indication(s)
Vascular | Vascular patency | Vascular stent | Vascular stent - Bare metal | BOSTON SCIENTIFIC | Epic Self Expanding Nitinol Vascular Stent System | H74939054093020 | Standalone | DE0005916 | As per HSA registered indication(s)
Vascular | Vascular patency | Vascular stent | Vascular stent - Bare metal | BOSTON SCIENTIFIC | Epic Self Expanding Nitinol Vascular Stent System | H74939054094020 | Standalone | DE0005916 | As per HSA registered indication(s)
Vascular | Vascular patency | Vascular stent | Vascular stent - Bare metal | BOSTON SCIENTIFIC | Epic Self Expanding Nitinol Vascular Stent System | H74939054095020 | Standalone | DE0005916 | As per HSA registered indication(s)
Vascular | Vascular patency | Vascular stent | Vascular stent - Bare metal | BOSTON SCIENTIFIC | Epic Self Expanding Nitinol Vascular Stent System | H74939054096020 | Standalone | DE0005916 | As per HSA registered indication(s)
Vascular | Vascular patency | Vascular stent | Vascular stent - Bare metal | BOSTON SCIENTIFIC | Epic Self Expanding Nitinol Vascular Stent System | H74939054097020 | Standalone | DE0005916 | As per HSA registered indication(s)
Vascular | Vascular patency | Vascular stent | Vascular stent - Bare metal | BOSTON SCIENTIFIC | Epic Self Expanding Nitinol Vascular Stent System | H74939054098020 | Standalone | DE0005916 | As per HSA registered indication(s)
Vascular | Vascular patency | Vascular stent | Vascular stent - Bare metal | BOSTON SCIENTIFIC | Epic Self Expanding Nitinol Vascular Stent System | H74939054091020 | Standalone | DE0005916 | As per HSA registered indication(s)
Vascular | Vascular patency | Vascular stent | Vascular stent - Bare metal | BOSTON SCIENTIFIC | Epic Self Expanding Nitinol Vascular Stent System | H74939054102020 | Standalone | DE0005916 | As per HSA registered indication(s)
Vascular | Vascular patency | Vascular stent | Vascular stent - Bare metal | BOSTON SCIENTIFIC | Epic Self Expanding Nitinol Vascular Stent System | H74939054103020 | Standalone | DE0005916 | As per HSA registered indication(s)
Vascular | Vascular patency | Vascular stent | Vascular stent - Bare metal | BOSTON SCIENTIFIC | Epic Self Expanding Nitinol Vascular Stent System | H74939054104020 | Standalone | DE0005916 | As per HSA registered indication(s)
Vascular | Vascular patency | Vascular stent | Vascular stent - Bare metal | BOSTON SCIENTIFIC | Epic Self Expanding Nitinol Vascular Stent System | H74939054105020 | Standalone | DE0005916 | As per HSA registered indication(s)
Vascular | Vascular patency | Vascular stent | Vascular stent - Bare metal | BOSTON SCIENTIFIC | Epic Self Expanding Nitinol Vascular Stent System | H74939054106020 | Standalone | DE0005916 | As per HSA registered indication(s)
Vascular | Vascular patency | Vascular stent | Vascular stent - Bare metal | BOSTON SCIENTIFIC | Epic Self Expanding Nitinol Vascular Stent System | H74939054107020 | Standalone | DE0005916 | As per HSA registered indication(s)
Vascular | Vascular patency | Vascular stent | Vascular stent - Bare metal | BOSTON SCIENTIFIC | Epic Self Expanding Nitinol Vascular Stent System | H74939054108020 | Standalone | DE0005916 | As per HSA registered indication(s)
Vascular | Vascular patency | Vascular stent | Vascular stent - Bare metal | BOSTON SCIENTIFIC | Epic Self Expanding Nitinol Vascular Stent System | H74939054101020 | Standalone | DE0005916 | As per HSA registered indication(s)
Vascular | Vascular patency | Vascular stent | Vascular stent - Bare metal | BOSTON SCIENTIFIC | Epic Self Expanding Nitinol Vascular Stent System | H74939054123020 | Standalone | DE0005916 | As per HSA registered indication(s)
Vascular | Vascular patency | Vascular stent | Vascular stent - Bare metal | BOSTON SCIENTIFIC | Epic Self Expanding Nitinol Vascular Stent System | H74939054124020 | Standalone | DE0005916 | As per HSA registered indication(s)
Vascular | Vascular patency | Vascular stent | Vascular stent - Bare metal | BOSTON SCIENTIFIC | Epic Self Expanding Nitinol Vascular Stent System | H74939054125020 | Standalone | DE0005916 | As per HSA registered indication(s)
Vascular | Vascular patency | Vascular stent | Vascular stent - Bare metal | BOSTON SCIENTIFIC | Epic Self Expanding Nitinol Vascular Stent System | H74939054126020 | Standalone | DE0005916 | As per HSA registered indication(s)
Vascular | Vascular patency | Vascular stent | Vascular stent - Bare metal | BOSTON SCIENTIFIC | Epic Self Expanding Nitinol Vascular Stent System | H74939054143020 | Standalone | DE0005916 | As per HSA registered indication(s)
Vascular | Vascular patency | Vascular stent | Vascular stent - Bare metal | BOSTON SCIENTIFIC | Epic Self Expanding Nitinol Vascular Stent System | H74939054144020 | Standalone | DE0005916 | As per HSA registered indication(s)
Vascular | Vascular patency | Vascular stent | Vascular stent - Bare metal | BOSTON SCIENTIFIC | Epic Self Expanding Nitinol Vascular Stent System | H74939054145020 | Standalone | DE0005916 | As per HSA registered indication(s)
Vascular | Vascular patency | Vascular stent | Vascular stent - Bare metal | BOSTON SCIENTIFIC | Epic Self Expanding Nitinol Vascular Stent System | H74939054146020 | Standalone | DE0005916 | As per HSA registered indication(s)
Vascular | Vascular patency | Vascular stent | Vascular stent - Bare metal | BOSTON SCIENTIFIC | Express Vascular LD Premounted Stent System | H74938162520130 | Standalone | DE0000171 | As per HSA registered indication(s)
Vascular | Vascular patency | Vascular stent | Vascular stent - Bare metal | BOSTON SCIENTIFIC | Express Vascular LD Premounted Stent System | H74938162520750 | Standalone | DE0000171 | As per HSA registered indication(s)
Vascular | Vascular patency | Vascular stent | Vascular stent - Bare metal | BOSTON SCIENTIFIC | Express Vascular LD Premounted Stent System | H74938162530130 | Standalone | DE0000171 | As per HSA registered indication(s)
Vascular | Vascular patency | Vascular stent | Vascular stent - Bare metal | BOSTON SCIENTIFIC | Express Vascular LD Premounted Stent System | H74938162530750 | Standalone | DE0000171 | As per HSA registered indication(s)
Vascular | Vascular patency | Vascular stent | Vascular stent - Bare metal | BOSTON SCIENTIFIC | Express Vascular LD Premounted Stent System | H74938162540130 | Standalone | DE0000171 | As per HSA registered indication(s)
Vascular | Vascular patency | Vascular stent | Vascular stent - Bare metal | BOSTON SCIENTIFIC | Express Vascular LD Premounted Stent System | H74938162540750 | Standalone | DE0000171 | As per HSA registered indication(s)
Vascular | Vascular patency | Vascular stent | Vascular stent - Bare metal | BOSTON SCIENTIFIC | Express Vascular LD Premounted Stent System | H74938162560130 | Standalone | DE0000171 | As per HSA registered indication(s)
Vascular | Vascular patency | Vascular stent | Vascular stent - Bare metal | BOSTON SCIENTIFIC | Express Vascular LD Premounted Stent System | H74938162560750 | Standalone | DE0000171 | As per HSA registered indication(s)
Vascular | Vascular patency | Vascular stent | Vascular stent - Bare metal | BOSTON SCIENTIFIC | Express Vascular LD Premounted Stent System | H74938162620130 | Standalone | DE0000171 | As per HSA registered indication(s)
Vascular | Vascular patency | Vascular stent | Vascular stent - Bare metal | BOSTON SCIENTIFIC | Express Vascular LD Premounted Stent System | H74938162620750 | Standalone | DE0000171 | As per HSA registered indication(s)
Vascular | Vascular patency | Vascular stent | Vascular stent - Bare metal | BOSTON SCIENTIFIC | Express Vascular LD Premounted Stent System | H74938162630130 | Standalone | DE0000171 | As per HSA registered indication(s)
Vascular | Vascular patency | Vascular stent | Vascular stent - Bare metal | BOSTON SCIENTIFIC | Express Vascular LD Premounted Stent System | H74938162630750 | Standalone | DE0000171 | As per HSA registered indication(s)
Vascular | Vascular patency | Vascular stent | Vascular stent - Bare metal | BOSTON SCIENTIFIC | Express Vascular LD Premounted Stent System | H74938162640130 | Standalone | DE0000171 | As per HSA registered indication(s)
Vascular | Vascular patency | Vascular stent | Vascular stent - Bare metal | BOSTON SCIENTIFIC | Express Vascular LD Premounted Stent System | H74938162640750 | Standalone | DE0000171 | As per HSA registered indication(s)
Vascular | Vascular patency | Vascular stent | Vascular stent - Bare metal | BOSTON SCIENTIFIC | Express Vascular LD Premounted Stent System | H74938162660130 | Standalone | DE0000171 | As per HSA registered indication(s)
Vascular | Vascular patency | Vascular stent | Vascular stent - Bare metal | BOSTON SCIENTIFIC | Express Vascular LD Premounted Stent System | H74938162660750 | Standalone | DE0000171 | As per HSA registered indication(s)
Vascular | Vascular patency | Vascular stent | Vascular stent - Bare metal | BOSTON SCIENTIFIC | Express Vascular LD Premounted Stent System | H74938162720130 | Standalone | DE0000171 | As per HSA registered indication(s)
Vascular | Vascular patency | Vascular stent | Vascular stent - Bare metal | BOSTON SCIENTIFIC | Express Vascular LD Premounted Stent System | H74938162720750 | Standalone | DE0000171 | As per HSA registered indication(s)
Vascular | Vascular patency | Vascular stent | Vascular stent - Bare metal | BOSTON SCIENTIFIC | Express Vascular LD Premounted Stent System | H74938162730130 | Standalone | DE0000171 | As per HSA registered indication(s)
Vascular | Vascular patency | Vascular stent | Vascular stent - Bare metal | BOSTON SCIENTIFIC | Express Vascular LD Premounted Stent System | H74938162730750 | Standalone | DE0000171 | As per HSA registered indication(s)
Vascular | Vascular patency | Vascular stent | Vascular stent - Bare metal | BOSTON SCIENTIFIC | Express Vascular LD Premounted Stent System | H74938162740130 | Standalone | DE0000171 | As per HSA registered indication(s)
Vascular | Vascular patency | Vascular stent | Vascular stent - Bare metal | BOSTON SCIENTIFIC | Express Vascular LD Premounted Stent System | H74938162740750 | Standalone | DE0000171 | As per HSA registered indication(s)
Vascular | Vascular patency | Vascular stent | Vascular stent - Bare metal | BOSTON SCIENTIFIC | Express Vascular LD Premounted Stent System | H74938162760130 | Standalone | DE0000171 | As per HSA registered indication(s)
Vascular | Vascular patency | Vascular stent | Vascular stent - Bare metal | BOSTON SCIENTIFIC | Express Vascular LD Premounted Stent System | H74938162760750 | Standalone | DE0000171 | As per HSA registered indication(s)
Vascular | Vascular patency | Vascular stent | Vascular stent - Bare metal | BOSTON SCIENTIFIC | Express Vascular LD Premounted Stent System | H74938162820130 | Standalone | DE0000171 | As per HSA registered indication(s)
Vascular | Vascular patency | Vascular stent | Vascular stent - Bare metal | BOSTON SCIENTIFIC | Express Vascular LD Premounted Stent System | H74938162820750 | Standalone | DE0000171 | As per HSA registered indication(s)
Vascular | Vascular patency | Vascular stent | Vascular stent - Bare metal | BOSTON SCIENTIFIC | Express Vascular LD Premounted Stent System | H74938162830130 | Standalone | DE0000171 | As per HSA registered indication(s)
Vascular | Vascular patency | Vascular stent | Vascular stent - Bare metal | BOSTON SCIENTIFIC | Express Vascular LD Premounted Stent System | H74938162830750 | Standalone | DE0000171 | As per HSA registered indication(s)
Vascular | Vascular patency | Vascular stent | Vascular stent - Bare metal | BOSTON SCIENTIFIC | Express Vascular LD Premounted Stent System | H74938162840130 | Standalone | DE0000171 | As per HSA registered indication(s)
Vascular | Vascular patency | Vascular stent | Vascular stent - Bare metal | BOSTON SCIENTIFIC | Express Vascular LD Premounted Stent System | H74938162840750 | Standalone | DE0000171 | As per HSA registered indication(s)
Vascular | Vascular patency | Vascular stent | Vascular stent - Bare metal | BOSTON SCIENTIFIC | Express Vascular LD Premounted Stent System | H74938162860130 | Standalone | DE0000171 | As per HSA registered indication(s)
Vascular | Vascular patency | Vascular stent | Vascular stent - Bare metal | BOSTON SCIENTIFIC | Express Vascular LD Premounted Stent System | H74938162860750 | Standalone | DE0000171 | As per HSA registered indication(s)
Vascular | Vascular patency | Vascular stent | Vascular stent - Bare metal | BOSTON SCIENTIFIC | Express Vascular LD Premounted Stent System | H74938162920130 | Standalone | DE0000171 | As per HSA registered indication(s)
Vascular | Vascular patency | Vascular stent | Vascular stent - Bare metal | BOSTON SCIENTIFIC | Express Vascular LD Premounted Stent System | H74938162920750 | Standalone | DE0000171 | As per HSA registered indication(s)
Vascular | Vascular patency | Vascular stent | Vascular stent - Bare metal | BOSTON SCIENTIFIC | Express Vascular LD Premounted Stent System | H74938162940130 | Standalone | DE0000171 | As per HSA registered indication(s)
Vascular | Vascular patency | Vascular stent | Vascular stent - Bare metal | BOSTON SCIENTIFIC | Express Vascular LD Premounted Stent System | H74938162940750 | Standalone | DE0000171 | As per HSA registered indication(s)
Vascular | Vascular patency | Vascular stent | Vascular stent - Bare metal | BOSTON SCIENTIFIC | Express Vascular LD Premounted Stent System | H74938162960130 | Standalone | DE0000171 | As per HSA registered indication(s)
Vascular | Vascular patency | Vascular stent | Vascular stent - Bare metal | BOSTON SCIENTIFIC | Express Vascular LD Premounted Stent System | H74938162960750 | Standalone | DE0000171 | As per HSA registered indication(s)
Vascular | Vascular patency | Vascular stent | Vascular stent - Bare metal | BOSTON SCIENTIFIC | Express Vascular LD Premounted Stent System | H74938162120130 | Standalone | DE0000171 | As per HSA registered indication(s)
Vascular | Vascular patency | Vascular stent | Vascular stent - Bare metal | BOSTON SCIENTIFIC | Express Vascular LD Premounted Stent System | H74938162102070 | Standalone | DE0000171 | As per HSA registered indication(s)
Vascular | Vascular patency | Vascular stent | Vascular stent - Bare metal | BOSTON SCIENTIFIC | Express Vascular LD Premounted Stent System | H74938162140130 | Standalone | DE0000171 | As per HSA registered indication(s)
Vascular | Vascular patency | Vascular stent | Vascular stent - Bare metal | BOSTON SCIENTIFIC | Express Vascular LD Premounted Stent System | H74938162104070 | Standalone | DE0000171 | As per HSA registered indication(s)
Vascular | Vascular patency | Vascular stent | Vascular stent - Bare metal | BOSTON SCIENTIFIC | Express Vascular LD Premounted Stent System | H74938162160130 | Standalone | DE0000171 | As per HSA registered indication(s)
Vascular | Vascular patency | Vascular stent | Vascular stent - Bare metal | BOSTON SCIENTIFIC | Express Vascular LD Premounted Stent System | H74938162106070 | Standalone | DE0000171 | As per HSA registered indication(s)
Vascular | Vascular patency | Vascular stent | Vascular stent - Bare metal | BOSTON SCIENTIFIC | Express Vascular LD Premounted Stent System | H74937917415150 | Standalone | DE0001515 | As per HSA registered indication(s)
Vascular | Vascular patency | Vascular stent | Vascular stent - Bare metal | BOSTON SCIENTIFIC | Express Vascular LD Premounted Stent System | H74937917415900 | Standalone | DE0001515 | As per HSA registered indication(s)
Vascular | Vascular patency | Vascular stent | Vascular stent - Bare metal | BOSTON SCIENTIFIC | Express Vascular LD Premounted Stent System | H74937918419150 | Standalone | DE0001515 | As per HSA registered indication(s)
Vascular | Vascular patency | Vascular stent | Vascular stent - Bare metal | BOSTON SCIENTIFIC | Express Vascular LD Premounted Stent System | H74937918419900 | Standalone | DE0001515 | As per HSA registered indication(s)
Vascular | Vascular patency | Vascular stent | Vascular stent - Bare metal | BOSTON SCIENTIFIC | Express Vascular LD Premounted Stent System | H74937917515150 | Standalone | DE0001515 | As per HSA registered indication(s)
Vascular | Vascular patency | Vascular stent | Vascular stent - Bare metal | BOSTON SCIENTIFIC | Express Vascular LD Premounted Stent System | H74937917515900 | Standalone | DE0001515 | As per HSA registered indication(s)
Vascular | Vascular patency | Vascular stent | Vascular stent - Bare metal | BOSTON SCIENTIFIC | Express Vascular LD Premounted Stent System | H74937918519150 | Standalone | DE0001515 | As per HSA registered indication(s)
Vascular | Vascular patency | Vascular stent | Vascular stent - Bare metal | BOSTON SCIENTIFIC | Express Vascular LD Premounted Stent System | H74937918519900 | Standalone | DE0001515 | As per HSA registered indication(s)
Vascular | Vascular patency | Vascular stent | Vascular stent - Bare metal | BOSTON SCIENTIFIC | Express Vascular LD Premounted Stent System | H74937917614150 | Standalone | DE0001515 | As per HSA registered indication(s)
Vascular | Vascular patency | Vascular stent | Vascular stent - Bare metal | BOSTON SCIENTIFIC | Express Vascular LD Premounted Stent System | H74937917614900 | Standalone | DE0001515 | As per HSA registered indication(s)
Vascular | Vascular patency | Vascular stent | Vascular stent - Bare metal | BOSTON SCIENTIFIC | Express Vascular LD Premounted Stent System | H74937918618150 | Standalone | DE0001515 | As per HSA registered indication(s)
Vascular | Vascular patency | Vascular stent | Vascular stent - Bare metal | BOSTON SCIENTIFIC | Express Vascular LD Premounted Stent System | H74937918618900 | Standalone | DE0001515 | As per HSA registered indication(s)
Vascular | Vascular patency | Vascular stent | Vascular stent - Bare metal | BOSTON SCIENTIFIC | Express Vascular LD Premounted Stent System | H74937917715150 | Standalone | DE0001515 | As per HSA registered indication(s)
Vascular | Vascular patency | Vascular stent | Vascular stent - Bare metal | BOSTON SCIENTIFIC | Express Vascular LD Premounted Stent System | H74937917715900 | Standalone | DE0001515 | As per HSA registered indication(s)
Vascular | Vascular patency | Vascular stent | Vascular stent - Bare metal | BOSTON SCIENTIFIC | Express Vascular LD Premounted Stent System | H74937918719150 | Standalone | DE0001515 | As per HSA registered indication(s)
Vascular | Vascular patency | Vascular stent | Vascular stent - Bare metal | BOSTON SCIENTIFIC | Express Vascular LD Premounted Stent System | H74937918719900 | Standalone | DE0001515 | As per HSA registered indication(s)
Vascular | Vascular patency | Vascular stent | Vascular stent - Bare metal | BOSTON SCIENTIFIC | Carotid Wallstent Monorail Carotid Endoprosthesis | H965SCH647010 | Standalone | DE0000980 | As per HSA registered indication(s)
Vascular | Vascular patency | Vascular stent | Vascular stent - Bare metal | BOSTON SCIENTIFIC | Carotid Wallstent Monorail Carotid Endoprosthesis | H965SCH647070 | Standalone | DE0000980 | As per HSA registered indication(s)
Vascular | Vascular patency | Vascular stent | Vascular stent - Bare metal | BOSTON SCIENTIFIC | Carotid Wallstent Monorail Carotid Endoprosthesis | H965SCH647080 | Standalone | DE0000980 | As per HSA registered indication(s)
Vascular | Vascular patency | Vascular stent | Vascular stent - Bare metal | BOSTON SCIENTIFIC | Carotid Wallstent Monorail Carotid Endoprosthesis | H965SCH647090 | Standalone | DE0000980 | As per HSA registered indication(s)
Vascular | Vascular patency | Vascular stent | Vascular stent - Bare metal | BOSTON SCIENTIFIC | Carotid Wallstent Monorail Carotid Endoprosthesis | H965SCH647120 | Standalone | DE0000980 | As per HSA registered indication(s)
Vascular | Vascular patency | Vascular stent | Vascular stent - Bare metal | BOSTON SCIENTIFIC | Carotid Wallstent Monorail Carotid Endoprosthesis | H965SCH647130 | Standalone | DE0000980 | As per HSA registered indication(s)
Vascular | Vascular patency | Vascular stent | Vascular stent - Bare metal | BOSTON SCIENTIFIC | Carotid Wallstent Monorail Carotid Endoprosthesis | H965SCH647140 | Standalone | DE0000980 | As per HSA registered indication(s)
Vascular | Vascular patency | Vascular stent | Vascular stent - Bare metal | BOSTON SCIENTIFIC | Boston Scientific WALLSTENT-Uni Endoprosthesis Self-Expanding Stent (Iliac Artery, SFA, Tranch Bronch) | M001731000 | Standalone | DE0017927 | As per HSA registered indication(s)
Vascular | Vascular patency | Vascular stent | Vascular stent - Bare metal | BOSTON SCIENTIFIC | Boston Scientific WALLSTENT-Uni Endoprosthesis Self-Expanding Stent (Iliac Artery, SFA, Tranch Bronch) | M001731010 | Standalone | DE0017927 | As per HSA registered indication(s)
Vascular | Vascular patency | Vascular stent | Vascular stent - Bare metal | BOSTON SCIENTIFIC | Boston Scientific WALLSTENT-Uni Endoprosthesis Self-Expanding Stent (Iliac Artery, SFA, Tranch Bronch) | M001731020 | Standalone | DE0017927 | As per HSA registered indication(s)
Vascular | Vascular patency | Vascular stent | Vascular stent - Bare metal | BOSTON SCIENTIFIC | Boston Scientific WALLSTENT-Uni Endoprosthesis Self-Expanding Stent (Iliac Artery, SFA, Tranch Bronch) | M001731030 | Standalone | DE0017927 | As per HSA registered indication(s)
Vascular | Vascular patency | Vascular stent | Vascular stent - Bare metal | BOSTON SCIENTIFIC | Boston Scientific WALLSTENT-Uni Endoprosthesis Self-Expanding Stent (Iliac Artery, SFA, Tranch Bronch) | M001731040 | Standalone | DE0017927 | As per HSA registered indication(s)
Vascular | Vascular patency | Vascular stent | Vascular stent - Bare metal | BOSTON SCIENTIFIC | Boston Scientific WALLSTENT-Uni Endoprosthesis Self-Expanding Stent (Iliac Artery, SFA, Tranch Bronch) | M001731050 | Standalone | DE0017927 | As per HSA registered indication(s)
Vascular | Vascular patency | Vascular stent | Vascular stent - Bare metal | BOSTON SCIENTIFIC | Boston Scientific WALLSTENT-Uni Endoprosthesis Self-Expanding Stent (Iliac Artery, SFA, Tranch Bronch) | M001731060 | Standalone | DE0017927 | As per HSA registered indication(s)
Vascular | Vascular patency | Vascular stent | Vascular stent - Bare metal | BOSTON SCIENTIFIC | Boston Scientific WALLSTENT-Uni Endoprosthesis Self-Expanding Stent (Iliac Artery, SFA, Tranch Bronch) | M001731070 | Standalone | DE0017927 | As per HSA registered indication(s)
Vascular | Vascular patency | Vascular stent | Vascular stent - Bare metal | BOSTON SCIENTIFIC | Boston Scientific WALLSTENT-Uni Endoprosthesis Self-Expanding Stent (Iliac Artery, SFA, Tranch Bronch) | M001731080 | Standalone | DE0017927 | As per HSA registered indication(s)
Vascular | Vascular patency | Vascular stent | Vascular stent - Bare metal | BOSTON SCIENTIFIC | Boston Scientific WALLSTENT-Uni Endoprosthesis Self-Expanding Stent (Iliac Artery, SFA, Tranch Bronch) | M001731090 | Standalone | DE0017927 | As per HSA registered indication(s)
Vascular | Vascular patency | Vascular stent | Vascular stent - Bare metal | BOSTON SCIENTIFIC | Boston Scientific WALLSTENT-Uni Endoprosthesis Self-Expanding Stent (Iliac Artery, SFA, Tranch Bronch) | M001731100 | Standalone | DE0017927 | As per HSA registered indication(s)
Vascular | Vascular patency | Vascular stent | Vascular stent - Bare metal | BOSTON SCIENTIFIC | Boston Scientific WALLSTENT-Uni Endoprosthesis Self-Expanding Stent (Iliac Artery, SFA, Tranch Bronch) | M001731110 | Standalone | DE0017927 | As per HSA registered indication(s)
Vascular | Vascular patency | Vascular stent | Vascular stent - Bare metal | BOSTON SCIENTIFIC | Boston Scientific WALLSTENT-Uni Endoprosthesis Self-Expanding Stent (Iliac Artery, SFA, Tranch Bronch) | M001731120 | Standalone | DE0017927 | As per HSA registered indication(s)
Vascular | Vascular patency | Vascular stent | Vascular stent - Bare metal | BOSTON SCIENTIFIC | Boston Scientific WALLSTENT-Uni Endoprosthesis Self-Expanding Stent (Iliac Artery, SFA, Tranch Bronch) | M001731130 | Standalone | DE0017927 | As per HSA registered indication(s)
Vascular | Vascular patency | Vascular stent | Vascular stent - Bare metal | BOSTON SCIENTIFIC | Boston Scientific WALLSTENT-Uni Endoprosthesis Self-Expanding Stent (Iliac Artery, SFA, Tranch Bronch) | M001731140 | Standalone | DE0017927 | As per HSA registered indication(s)
Vascular | Vascular patency | Vascular stent | Vascular stent - Bare metal | BOSTON SCIENTIFIC | Boston Scientific WALLSTENT-Uni Endoprosthesis Self-Expanding Stent (Iliac Artery, SFA, Tranch Bronch) | M001731150 | Standalone | DE0017927 | As per HSA registered indication(s)
Vascular | Vascular patency | Vascular stent | Vascular stent - Bare metal | BOSTON SCIENTIFIC | Boston Scientific WALLSTENT-Uni Endoprosthesis Self-Expanding Stent (Iliac Artery, SFA, Tranch Bronch) | M001731160 | Standalone | DE0017927 | As per HSA registered indication(s)
Vascular | Vascular patency | Vascular stent | Vascular stent - Bare metal | BOSTON SCIENTIFIC | Boston Scientific WALLSTENT-Uni Endoprosthesis Self-Expanding Stent (Iliac Artery, SFA, Tranch Bronch) | M001731170 | Standalone | DE0017927 | As per HSA registered indication(s)
Vascular | Vascular patency | Vascular stent | Vascular stent - Bare metal | BOSTON SCIENTIFIC | Boston Scientific WALLSTENT-Uni Endoprosthesis Self-Expanding Stent (Iliac Artery, SFA, Tranch Bronch) | M001731180 | Standalone | DE0017927 | As per HSA registered indication(s)
Vascular | Vascular patency | Vascular stent | Vascular stent - Bare metal | BOSTON SCIENTIFIC | Boston Scientific WALLSTENT-Uni Endoprosthesis Self-Expanding Stent (Iliac Artery, SFA, Tranch Bronch) | M001731190 | Standalone | DE0017927 | As per HSA registered indication(s)
Vascular | Vascular patency | Vascular stent | Vascular stent - Bare metal | BOSTON SCIENTIFIC | Boston Scientific WALLSTENT-Uni Endoprosthesis Self-Expanding Stent (Iliac Artery, SFA, Tranch Bronch) | M001731200 | Standalone | DE0017927 | As per HSA registered indication(s)
Vascular | Vascular patency | Vascular stent | Vascular stent - Bare metal | BOSTON SCIENTIFIC | Boston Scientific WALLSTENT-Uni Endoprosthesis Self-Expanding Stent (Iliac Artery, SFA, Tranch Bronch) | M001731210 | Standalone | DE0017927 | As per HSA registered indication(s)
Vascular | Vascular patency | Vascular stent | Vascular stent - Bare metal | BOSTON SCIENTIFIC | Boston Scientific WALLSTENT-Uni Endoprosthesis Self-Expanding Stent (Iliac Artery, SFA, Tranch Bronch) | M001731220 | Standalone | DE0017927 | As per HSA registered indication(s)
Vascular | Vascular patency | Vascular stent | Vascular stent - Bare metal | BOSTON SCIENTIFIC | Boston Scientific WALLSTENT-Uni Endoprosthesis Self-Expanding Stent (Iliac Artery, SFA, Tranch Bronch) | M001731230 | Standalone | DE0017927 | As per HSA registered indication(s)
Vascular | Vascular patency | Vascular stent | Vascular stent - Bare metal | BOSTON SCIENTIFIC | Boston Scientific WALLSTENT-Uni Endoprosthesis Self-Expanding Stent (Iliac Artery, SFA, Tranch Bronch) | M001731240 | Standalone | DE0017927 | As per HSA registered indication(s)
Vascular | Vascular patency | Vascular stent | Vascular stent - Bare metal | BOSTON SCIENTIFIC | Boston Scientific WALLSTENT-Uni Endoprosthesis Self-Expanding Stent (Iliac Artery, SFA, Tranch Bronch) | M001731250 | Standalone | DE0017927 | As per HSA registered indication(s)
Vascular | Vascular patency | Vascular stent | Vascular stent - Bare metal | BOSTON SCIENTIFIC | Boston Scientific WALLSTENT-Uni Endoprosthesis Self-Expanding Stent (Iliac Artery, SFA, Tranch Bronch) | M001731260 | Standalone | DE0017927 | As per HSA registered indication(s)
Vascular | Vascular patency | Vascular stent | Vascular stent - Bare metal | BOSTON SCIENTIFIC | Boston Scientific WALLSTENT-Uni Endoprosthesis Self-Expanding Stent (Iliac Artery, SFA, Tranch Bronch) | M001731270 | Standalone | DE0017927 | As per HSA registered indication(s)
Vascular | Vascular patency | Vascular stent | Vascular stent - Bare metal | BOSTON SCIENTIFIC | Boston Scientific WALLSTENT-Uni Endoprosthesis Self-Expanding Stent (Iliac Artery, SFA, Tranch Bronch) | M001731280 | Standalone | DE0017927 | As per HSA registered indication(s)
Vascular | Vascular patency | Vascular stent | Vascular stent - Bare metal | BOSTON SCIENTIFIC | Boston Scientific WALLSTENT-Uni Endoprosthesis Self-Expanding Stent (Iliac Artery, SFA, Tranch Bronch) | M001731290 | Standalone | DE0017927 | As per HSA registered indication(s)
Vascular | Vascular patency | Vascular stent | Vascular stent - Bare metal | BOSTON SCIENTIFIC | Boston Scientific WALLSTENT-Uni Endoprosthesis Self-Expanding Stent (Iliac Artery, SFA, Tranch Bronch) | M001731300 | Standalone | DE0017927 | As per HSA registered indication(s)
Vascular | Vascular patency | Vascular stent | Vascular stent - Bare metal | BOSTON SCIENTIFIC | Boston Scientific WALLSTENT-Uni Endoprosthesis Self-Expanding Stent (Iliac Artery, SFA, Tranch Bronch) | M001731310 | Standalone | DE0017927 | As per HSA registered indication(s)
Vascular | Vascular patency | Vascular stent | Vascular stent - Bare metal | BOSTON SCIENTIFIC | Boston Scientific WALLSTENT-Uni Endoprosthesis Self-Expanding Stent (Iliac Artery, SFA, TIPS, Biliary, Tranch Bronch, Central Venous) | M001731320 | Standalone | DE0017927 | As per HSA registered indication(s)
Vascular | Vascular patency | Vascular stent | Vascular stent - Bare metal | BOSTON SCIENTIFIC | Boston Scientific WALLSTENT-Uni Endoprosthesis Self-Expanding Stent (Iliac Artery, SFA, TIPS, Biliary, Tranch Bronch, Central Venous) | M001731330 | Standalone | DE0017927 | As per HSA registered indication(s)
Vascular | Vascular patency | Vascular stent | Vascular stent - Bare metal | BOSTON SCIENTIFIC | Boston Scientific WALLSTENT-Uni Endoprosthesis Self-Expanding Stent (Iliac Artery, SFA, TIPS, Biliary, Tranch Bronch, Central Venous, Iliac Vein) | M001731340 | Standalone | DE0017927 | As per HSA registered indication(s)
Vascular | Vascular patency | Vascular stent | Vascular stent - Bare metal | BOSTON SCIENTIFIC | Boston Scientific WALLSTENT-Uni Endoprosthesis Self-Expanding Stent (Iliac Artery, SFA, TIPS, Biliary, Tranch Bronch, Central Venous, Iliac Vein) | M001731350 | Standalone | DE0017927 | As per HSA registered indication(s)
Vascular | Vascular patency | Vascular stent | Vascular stent - Bare metal | BOSTON SCIENTIFIC | Boston Scientific WALLSTENT-Uni Endoprosthesis Self-Expanding Stent (Iliac Artery, SFA, TIPS, Biliary, Tranch Bronch, Central Venous, Iliac Vein) | M001731360 | Standalone | DE0017927 | As per HSA registered indication(s)
Vascular | Vascular patency | Vascular stent | Vascular stent - Bare metal | BOSTON SCIENTIFIC | Boston Scientific WALLSTENT-Uni Endoprosthesis Self-Expanding Stent (Iliac Artery, SFA, TIPS, Biliary, Tranch Bronch, Central Venous, Iliac Vein) | M001731370 | Standalone | DE0017927 | As per HSA registered indication(s)
Vascular | Vascular patency | Vascular stent | Vascular stent - Bare metal | BOSTON SCIENTIFIC | Boston Scientific WALLSTENT-Uni Endoprosthesis Self-Expanding Stent (Iliac Artery, SFA, TIPS, Biliary, Tranch Bronch, Central Venous, Iliac Vein) | M001731380 | Standalone | DE0017927 | As per HSA registered indication(s)
Vascular | Vascular patency | Vascular stent | Vascular stent - Bare metal | BOSTON SCIENTIFIC | Boston Scientific WALLSTENT-Uni Endoprosthesis Self-Expanding Stent (Iliac Artery, SFA, TIPS, Biliary, Tranch Bronch, Central Venous, Iliac Vein) | M001731390 | Standalone | DE0017927 | As per HSA registered indication(s)
Vascular | Vascular patency | Vascular stent | Vascular stent - Bare metal | BOSTON SCIENTIFIC | Boston Scientific WALLSTENT-Uni Endoprosthesis Self-Expanding Stent (Iliac Artery, TIPS, Biliary, Tranch Bronch, Central Venous, SVC) | M001731400 | Standalone | DE0017927 | As per HSA registered indication(s)
Vascular | Vascular patency | Vascular stent | Vascular stent - Bare metal | BOSTON SCIENTIFIC | Boston Scientific WALLSTENT-Uni Endoprosthesis Self-Expanding Stent (Iliac Artery, TIPS, Biliary, Tranch Bronch, Central Venous, SVC) | M001731410 | Standalone | DE0017927 | As per HSA registered indication(s)
Vascular | Vascular patency | Vascular stent | Vascular stent - Bare metal | BOSTON SCIENTIFIC | Boston Scientific WALLSTENT-Uni Endoprosthesis Self-Expanding Stent (Iliac Artery, TIPS, Biliary, Tranch Bronch, Central Venous, SVC, Iliac Vein) | M001731420 | Standalone | DE0017927 | As per HSA registered indication(s)
Vascular | Vascular patency | Vascular stent | Vascular stent - Bare metal | BOSTON SCIENTIFIC | Boston Scientific WALLSTENT-Uni Endoprosthesis Self-Expanding Stent (Iliac Artery, TIPS, Biliary, Tranch Bronch, Central Venous, SVC, Iliac Vein) | M001731430 | Standalone | DE0017927 | As per HSA registered indication(s)
Vascular | Vascular patency | Vascular stent | Vascular stent - Bare metal | BOSTON SCIENTIFIC | Boston Scientific WALLSTENT-Uni Endoprosthesis Self-Expanding Stent (Iliac Artery, TIPS, Biliary, Tranch Bronch, Central Venous, SVC, Iliac Vein) | M001731440 | Standalone | DE0017927 | As per HSA registered indication(s)
Vascular | Vascular patency | Vascular stent | Vascular stent - Bare metal | BOSTON SCIENTIFIC | Boston Scientific WALLSTENT-Uni Endoprosthesis Self-Expanding Stent (Iliac Artery, TIPS, Biliary, Tranch Bronch, Central Venous, SVC, Iliac Vein) | M001731450 | Standalone | DE0017927 | As per HSA registered indication(s)
Vascular | Vascular patency | Vascular stent | Vascular stent - Bare metal | BOSTON SCIENTIFIC | Boston Scientific WALLSTENT-Uni Endoprosthesis Self-Expanding Stent (Iliac Artery, TIPS, Biliary, Tranch Bronch, Central Venous, SVC, Iliac Vein) | M001731460 | Standalone | DE0017927 | As per HSA registered indication(s)
Vascular | Vascular patency | Vascular stent | Vascular stent - Bare metal | BOSTON SCIENTIFIC | Boston Scientific WALLSTENT-Uni Endoprosthesis Self-Expanding Stent (Iliac Artery, TIPS, Biliary, Tranch Bronch, Central Venous, SVC, Iliac Vein) | M001731470 | Standalone | DE0017927 | As per HSA registered indication(s)
Vascular | Vascular patency | Vascular stent | Vascular stent - Bare metal | BOSTON SCIENTIFIC | Boston Scientific WALLSTENT-Uni Endoprosthesis Self-Expanding Stent (Iliac Artery,Tranch Bronch, Central Venous, SVC) | M001731480 | Standalone | DE0017927 | As per HSA registered indication(s)
Vascular | Vascular patency | Vascular stent | Vascular stent - Bare metal | BOSTON SCIENTIFIC | Boston Scientific WALLSTENT-Uni Endoprosthesis Self-Expanding Stent (Iliac Artery,Tranch Bronch, Central Venous, SVC,Iliac Vein) | M001731490 | Standalone | DE0017927 | As per HSA registered indication(s)
Vascular | Vascular patency | Vascular stent | Vascular stent - Bare metal | BOSTON SCIENTIFIC | Boston Scientific WALLSTENT-Uni Endoprosthesis Self-Expanding Stent (Iliac Artery,Tranch Bronch, Central Venous, SVC,Iliac Vein) | M001731500 | Standalone | DE0017927 | As per HSA registered indication(s)
Vascular | Vascular patency | Vascular stent | Vascular stent - Bare metal | BOSTON SCIENTIFIC | Boston Scientific WALLSTENT-Uni Endoprosthesis Self-Expanding Stent (Iliac Artery,Tranch Bronch, Central Venous, SVC,Iliac Vein) | M001731510 | Standalone | DE0017927 | As per HSA registered indication(s)
Vascular | Vascular patency | Vascular stent | Vascular stent - Bare metal | BOSTON SCIENTIFIC | Boston Scientific WALLSTENT-Uni Endoprosthesis Self-Expanding Stent (Iliac Artery,Tranch Bronch, Central Venous, SVC) | M001731520 | Standalone | DE0017927 | As per HSA registered indication(s)
Vascular | Vascular patency | Vascular stent | Vascular stent - Bare metal | BOSTON SCIENTIFIC | Boston Scientific WALLSTENT-Uni Endoprosthesis Self-Expanding Stent (Iliac Artery,Tranch Bronch, Central Venous, SVC,Iliac Vein) | M001731530 | Standalone | DE0017927 | As per HSA registered indication(s)
Vascular | Vascular patency | Vascular stent | Vascular stent - Bare metal | BOSTON SCIENTIFIC | Boston Scientific WALLSTENT-Uni Endoprosthesis Self-Expanding Stent (Iliac Artery,Tranch Bronch, Central Venous, SVC,Iliac Vein) | M001731540 | Standalone | DE0017927 | As per HSA registered indication(s)
Vascular | Vascular patency | Vascular stent | Vascular stent - Bare metal | BOSTON SCIENTIFIC | Boston Scientific WALLSTENT-Uni Endoprosthesis Self-Expanding Stent (Iliac Artery,Tranch Bronch, Central Venous, SVC,Iliac Vein) | M001731550 | Standalone | DE0017927 | As per HSA registered indication(s)
Vascular | Vascular patency | Vascular stent | Vascular stent - Bare metal | BOSTON SCIENTIFIC | Boston Scientific WALLSTENT-Uni Endoprosthesis Self-Expanding Stent (Iliac Artery,Tranch Bronch, Central Venous, SVC,Iliac Vein) | M001731560 | Standalone | DE0017927 | As per HSA registered indication(s)
Vascular | Vascular patency | Vascular stent | Vascular stent - Bare metal | BOSTON SCIENTIFIC | Boston Scientific WALLSTENT-Uni Endoprosthesis Self-Expanding Stent (Iliac Artery,Tranch Bronch, Central Venous, SVC,Iliac Vein) | M001731570 | Standalone | DE0017927 | As per HSA registered indication(s)
Vascular | Vascular patency | Vascular stent | Vascular stent - Bare metal | BOSTON SCIENTIFIC | Boston Scientific WALLSTENT-Uni Endoprosthesis Self-Expanding Stent (Iliac Artery,Tranch Bronch, Central Venous, SVC,Iliac Vein) | M001731580 | Standalone | DE0017927 | As per HSA registered indication(s)
Vascular | Vascular patency | Vascular stent | Vascular stent - Bare metal | BOSTON SCIENTIFIC | Boston Scientific WALLSTENT-Uni Endoprosthesis Self-Expanding Stent (Iliac Artery,Tranch Bronch, Central Venous, SVC,Iliac Vein) | M001731590 | Standalone | DE0017927 | As per HSA registered indication(s)
Vascular | Vascular patency | Vascular stent | Vascular stent - Bare metal | BOSTON SCIENTIFIC | Boston Scientific WALLSTENT-Uni Endoprosthesis Self-Expanding Stent (Iliac Artery,Tranch Bronch, Central Venous, SVC,Iliac Vein) | M001731600 | Standalone | DE0017927 | As per HSA registered indication(s)
Vascular | Vascular patency | Vascular stent | Vascular stent - Bare metal | BOSTON SCIENTIFIC | Boston Scientific WALLSTENT-Uni Endoprosthesis Self-Expanding Stent (Iliac Artery,Tranch Bronch, Central Venous, SVC,Iliac Vein) | M001731610 | Standalone | DE0017927 | As per HSA registered indication(s)
Vascular | Vascular patency | Vascular stent | Vascular stent - Bare metal | BOSTON SCIENTIFIC | Boston Scientific WALLSTENT-Uni Endoprosthesis Self-Expanding Stent (Trach Bronch, SVC) | M001731620 | Standalone | DE0017927 | As per HSA registered indication(s)
Vascular | Vascular patency | Vascular stent | Vascular stent - Bare metal | BOSTON SCIENTIFIC | Boston Scientific WALLSTENT-Uni Endoprosthesis Self-Expanding Stent (Trach Bronch, SVC) | M001731630 | Standalone | DE0017927 | As per HSA registered indication(s)
Vascular | Vascular patency | Vascular stent | Vascular stent - Bare metal | BOSTON SCIENTIFIC | Boston Scientific WALLSTENT-Uni Endoprosthesis Self-Expanding Stent (Trach Bronch, SVC) | M001731640 | Standalone | DE0017927 | As per HSA registered indication(s)
Vascular | Vascular patency | Vascular stent | Vascular stent - Bare metal | BOSTON SCIENTIFIC | Boston Scientific WALLSTENT-Uni Endoprosthesis Self-Expanding Stent (Trach Bronch, SVC) | M001731650 | Standalone | DE0017927 | As per HSA registered indication(s)
Vascular | Vascular patency | Vascular stent | Vascular stent - Bare metal | BOSTON SCIENTIFIC | Boston Scientific WALLSTENT-Uni Endoprosthesis Self-Expanding Stent (Trach Bronch, SVC) | M001731660 | Standalone | DE0017927 | As per HSA registered indication(s)
Vascular | Vascular patency | Vascular stent | Vascular stent - Bare metal | BOSTON SCIENTIFIC | Boston Scientific WALLSTENT-Uni Endoprosthesis Self-Expanding Stent (Trach Bronch, SVC) | M001731670 | Standalone | DE0017927 | As per HSA registered indication(s)
Vascular | Vascular patency | Vascular stent | Vascular stent - Bare metal | Cook Ireland Ltd. | Zilver Flex 35 Vascular Stent | ZFV6-125-5-2.0 /G51941 | Standalone | DE0005563 | As per HSA registered indication(s)
Vascular | Vascular patency | Vascular stent | Vascular stent - Bare metal | Cook Ireland Ltd. | Zilver Flex 35 Vascular Stent | ZFV6-125-5-3.0 /G51942 | Standalone | DE0005563 | As per HSA registered indication(s)
Vascular | Vascular patency | Vascular stent | Vascular stent - Bare metal | Cook Ireland Ltd. | Zilver Flex 35 Vascular Stent | ZFV6-125-5-4.0 /G51944 | Standalone | DE0005563 | As per HSA registered indication(s)
Vascular | Vascular patency | Vascular stent | Vascular stent - Bare metal | Cook Ireland Ltd. | Zilver Flex 35 Vascular Stent | ZFV6-125-5-6.0 /G51945 | Standalone | DE0005563 | As per HSA registered indication(s)
Vascular | Vascular patency | Vascular stent | Vascular stent - Bare metal | Cook Ireland Ltd. | Zilver Flex 35 Vascular Stent | ZFV6-125-5-8.0 /G51943 | Standalone | DE0005563 | As per HSA registered indication(s)
Vascular | Vascular patency | Vascular stent | Vascular stent - Bare metal | Cook Ireland Ltd. | Zilver Flex 35 Vascular Stent | ZFV6-125-5-10.0 /G51940 | Standalone | DE0005563 | As per HSA registered indication(s)
Vascular | Vascular patency | Vascular stent | Vascular stent - Bare metal | Cook Ireland Ltd. | Zilver Flex 35 Vascular Stent | ZFV6-125-5-12.0 /G51938 | Standalone | DE0005563 | As per HSA registered indication(s)
Vascular | Vascular patency | Vascular stent | Vascular stent - Bare metal | Cook Ireland Ltd. | Zilver Flex 35 Vascular Stent | ZFV6-125-5-14.0 /G51936 | Standalone | DE0005563 | As per HSA registered indication(s)
Vascular | Vascular patency | Vascular stent | Vascular stent - Bare metal | Cook Ireland Ltd. | Zilver Flex 35 Vascular Stent | ZFV6-125-5-17.0 /G52850 | Standalone | DE0005563 | As per HSA registered indication(s)
Vascular | Vascular patency | Vascular stent | Vascular stent - Bare metal | Cook Ireland Ltd. | Zilver Flex 35 Vascular Stent | ZFV6-125-5-20.0 /G52851 | Standalone | DE0005563 | As per HSA registered indication(s)
Vascular | Vascular patency | Vascular stent | Vascular stent - Bare metal | Cook Ireland Ltd. | Zilver Flex 35 Vascular Stent | ZFV6-125-6-2.0 /G51934 | Standalone | DE0005563 | As per HSA registered indication(s)
Vascular | Vascular patency | Vascular stent | Vascular stent - Bare metal | Cook Ireland Ltd. | Zilver Flex 35 Vascular Stent | ZFV6-125-6-3.0 /G51932 | Standalone | DE0005563 | As per HSA registered indication(s)
Vascular | Vascular patency | Vascular stent | Vascular stent - Bare metal | Cook Ireland Ltd. | Zilver Flex 35 Vascular Stent | ZFV6-125-6-4.0 /G51930 | Standalone | DE0005563 | As per HSA registered indication(s)
Vascular | Vascular patency | Vascular stent | Vascular stent - Bare metal | Cook Ireland Ltd. | Zilver Flex 35 Vascular Stent | ZFV6-125-6-6.0 /G51927 | Standalone | DE0005563 | As per HSA registered indication(s)
Vascular | Vascular patency | Vascular stent | Vascular stent - Bare metal | Cook Ireland Ltd. | Zilver Flex 35 Vascular Stent | ZFV6-125-6-8.0 /G51926 | Standalone | DE0005563 | As per HSA registered indication(s)
Vascular | Vascular patency | Vascular stent | Vascular stent - Bare metal | Cook Ireland Ltd. | Zilver Flex 35 Vascular Stent | ZFV6-125-6-10.0 /G51921 | Standalone | DE0005563 | As per HSA registered indication(s)
Vascular | Vascular patency | Vascular stent | Vascular stent - Bare metal | Cook Ireland Ltd. | Zilver Flex 35 Vascular Stent | ZFV6-125-6-12.0 /G51918 | Standalone | DE0005563 | As per HSA registered indication(s)
Vascular | Vascular patency | Vascular stent | Vascular stent - Bare metal | Cook Ireland Ltd. | Zilver Flex 35 Vascular Stent | ZFV6-125-6-14.0 /G51914 | Standalone | DE0005563 | As per HSA registered indication(s)
Vascular | Vascular patency | Vascular stent | Vascular stent - Bare metal | Cook Ireland Ltd. | Zilver Flex 35 Vascular Stent | ZFV6-125-6-17.0 /G52852 | Standalone | DE0005563 | As per HSA registered indication(s)
Vascular | Vascular patency | Vascular stent | Vascular stent - Bare metal | Cook Ireland Ltd. | Zilver Flex 35 Vascular Stent | ZFV6-125-6-20.0 /G52853 | Standalone | DE0005563 | As per HSA registered indication(s)
Vascular | Vascular patency | Vascular stent | Vascular stent - Bare metal | Cook Ireland Ltd. | Zilver Flex 35 Vascular Stent | ZFV6-125-7-2.0 /G51913 | Standalone | DE0005563 | As per HSA registered indication(s)
Vascular | Vascular patency | Vascular stent | Vascular stent - Bare metal | Cook Ireland Ltd. | Zilver Flex 35 Vascular Stent | ZFV6-125-7-3.0 /G51912 | Standalone | DE0005563 | As per HSA registered indication(s)
Vascular | Vascular patency | Vascular stent | Vascular stent - Bare metal | Cook Ireland Ltd. | Zilver Flex 35 Vascular Stent | ZFV6-125-7-4.0 /G51911 | Standalone | DE0005563 | As per HSA registered indication(s)
Vascular | Vascular patency | Vascular stent | Vascular stent - Bare metal | Cook Ireland Ltd. | Zilver Flex 35 Vascular Stent | ZFV6-125-7-6.0 /G51909 | Standalone | DE0005563 | As per HSA registered indication(s)
Vascular | Vascular patency | Vascular stent | Vascular stent - Bare metal | Cook Ireland Ltd. | Zilver Flex 35 Vascular Stent | ZFV6-125-7-8.0 /G51906 | Standalone | DE0005563 | As per HSA registered indication(s)
Vascular | Vascular patency | Vascular stent | Vascular stent - Bare metal | Cook Ireland Ltd. | Zilver Flex 35 Vascular Stent | ZFV6-125-7-10.0 /G51904 | Standalone | DE0005563 | As per HSA registered indication(s)
Vascular | Vascular patency | Vascular stent | Vascular stent - Bare metal | Cook Ireland Ltd. | Zilver Flex 35 Vascular Stent | ZFV6-125-7-12.0 /G51901 | Standalone | DE0005563 | As per HSA registered indication(s)
Vascular | Vascular patency | Vascular stent | Vascular stent - Bare metal | Cook Ireland Ltd. | Zilver Flex 35 Vascular Stent | ZFV6-125-7-14.0 /G51899 | Standalone | DE0005563 | As per HSA registered indication(s)
Vascular | Vascular patency | Vascular stent | Vascular stent - Bare metal | Cook Ireland Ltd. | Zilver Flex 35 Vascular Stent | ZFV6-125-7-17.0 /G52854 | Standalone | DE0005563 | As per HSA registered indication(s)
Vascular | Vascular patency | Vascular stent | Vascular stent - Bare metal | Cook Ireland Ltd. | Zilver Flex 35 Vascular Stent | ZFV6-125-7-20.0 /G52855 | Standalone | DE0005563 | As per HSA registered indication(s)
Vascular | Vascular patency | Vascular stent | Vascular stent - Bare metal | Cook Ireland Ltd. | Zilver Flex 35 Vascular Stent | ZFV6-125-8-2.0 /G51896 | Standalone | DE0005563 | As per HSA registered indication(s)
Vascular | Vascular patency | Vascular stent | Vascular stent - Bare metal | Cook Ireland Ltd. | Zilver Flex 35 Vascular Stent | ZFV6-125-8-3.0 /G51894 | Standalone | DE0005563 | As per HSA registered indication(s)
Vascular | Vascular patency | Vascular stent | Vascular stent - Bare metal | Cook Ireland Ltd. | Zilver Flex 35 Vascular Stent | ZFV6-125-8-4.0 /G51892 | Standalone | DE0005563 | As per HSA registered indication(s)
Vascular | Vascular patency | Vascular stent | Vascular stent - Bare metal | Cook Ireland Ltd. | Zilver Flex 35 Vascular Stent | ZFV6-125-8-6.0 /G51890 | Standalone | DE0005563 | As per HSA registered indication(s)
Vascular | Vascular patency | Vascular stent | Vascular stent - Bare metal | Cook Ireland Ltd. | Zilver Flex 35 Vascular Stent | ZFV6-125-8-8.0 /G51887 | Standalone | DE0005563 | As per HSA registered indication(s)
Vascular | Vascular patency | Vascular stent | Vascular stent - Bare metal | Cook Ireland Ltd. | Zilver Flex 35 Vascular Stent | ZFV6-125-8-10.0 /G51885 | Standalone | DE0005563 | As per HSA registered indication(s)
Vascular | Vascular patency | Vascular stent | Vascular stent - Bare metal | Cook Ireland Ltd. | Zilver Flex 35 Vascular Stent | ZFV6-125-8-12.0 /G51883 | Standalone | DE0005563 | As per HSA registered indication(s)
Vascular | Vascular patency | Vascular stent | Vascular stent - Bare metal | Cook Ireland Ltd. | Zilver Flex 35 Vascular Stent | ZFV6-125-8-14.0 /G51878 | Standalone | DE0005563 | As per HSA registered indication(s)
Vascular | Vascular patency | Vascular stent | Vascular stent - Bare metal | Cook Ireland Ltd. | Zilver Flex 35 Vascular Stent | ZFV6-125-8-17.0 /G52856 | Standalone | DE0005563 | As per HSA registered indication(s)
Vascular | Vascular patency | Vascular stent | Vascular stent - Bare metal | Cook Ireland Ltd. | Zilver Flex 35 Vascular Stent | ZFV6-125-8-20.0 /G52857 | Standalone | DE0005563 | As per HSA registered indication(s)
Vascular | Vascular patency | Vascular stent | Vascular stent - Bare metal | Cook Ireland Ltd. | Zilver Flex 35 Vascular Stent | ZFV6-125-9-2.0 /G51881 | Standalone | DE0005563 | As per HSA registered indication(s)
Vascular | Vascular patency | Vascular stent | Vascular stent - Bare metal | Cook Ireland Ltd. | Zilver Flex 35 Vascular Stent | ZFV6-125-9-3.0 /G51876 | Standalone | DE0005563 | As per HSA registered indication(s)
Vascular | Vascular patency | Vascular stent | Vascular stent - Bare metal | Cook Ireland Ltd. | Zilver Flex 35 Vascular Stent | ZFV6-125-9-4.0 /G51874 | Standalone | DE0005563 | As per HSA registered indication(s)
Vascular | Vascular patency | Vascular stent | Vascular stent - Bare metal | Cook Ireland Ltd. | Zilver Flex 35 Vascular Stent | ZFV6-125-9-6.0 /G51872 | Standalone | DE0005563 | As per HSA registered indication(s)
Vascular | Vascular patency | Vascular stent | Vascular stent - Bare metal | Cook Ireland Ltd. | Zilver Flex 35 Vascular Stent | ZFV6-125-9-8.0 /G51869 | Standalone | DE0005563 | As per HSA registered indication(s)
Vascular | Vascular patency | Vascular stent | Vascular stent - Bare metal | Cook Ireland Ltd. | Zilver Flex 35 Vascular Stent | ZFV6-125-9-10.0 /G51867 | Standalone | DE0005563 | As per HSA registered indication(s)
Vascular | Vascular patency | Vascular stent | Vascular stent - Bare metal | Cook Ireland Ltd. | Zilver Flex 35 Vascular Stent | ZFV6-125-9-12.0 /G51865 | Standalone | DE0005563 | As per HSA registered indication(s)
Vascular | Vascular patency | Vascular stent | Vascular stent - Bare metal | Cook Ireland Ltd. | Zilver Flex 35 Vascular Stent | ZFV6-125-9-14.0 /G51863 | Standalone | DE0005563 | As per HSA registered indication(s)
Vascular | Vascular patency | Vascular stent | Vascular stent - Bare metal | Cook Ireland Ltd. | Zilver Flex 35 Vascular Stent | ZFV6-125-10-2.0 /G51861 | Standalone | DE0005563 | As per HSA registered indication(s)
Vascular | Vascular patency | Vascular stent | Vascular stent - Bare metal | Cook Ireland Ltd. | Zilver Flex 35 Vascular Stent | ZFV6-125-10-3.0 /G51858 | Standalone | DE0005563 | As per HSA registered indication(s)
Vascular | Vascular patency | Vascular stent | Vascular stent - Bare metal | Cook Ireland Ltd. | Zilver Flex 35 Vascular Stent | ZFV6-125-10-4.0 /G51856 | Standalone | DE0005563 | As per HSA registered indication(s)
Vascular | Vascular patency | Vascular stent | Vascular stent - Bare metal | Cook Ireland Ltd. | Zilver Flex 35 Vascular Stent | ZFV6-125-10-6.0 /G51854 | Standalone | DE0005563 | As per HSA registered indication(s)
Vascular | Vascular patency | Vascular stent | Vascular stent - Bare metal | Cook Ireland Ltd. | Zilver Flex 35 Vascular Stent | ZFV6-125-10-8.0 /G51853 | Standalone | DE0005563 | As per HSA registered indication(s)
Vascular | Vascular patency | Vascular stent | Vascular stent - Bare metal | Cook Ireland Ltd. | Zilver Flex 35 Vascular Stent | ZFV6-125-10-10.0 /G51852 | Standalone | DE0005563 | As per HSA registered indication(s)
Vascular | Vascular patency | Vascular stent | Vascular stent - Bare metal | Cook Ireland Ltd. | Zilver Flex 35 Vascular Stent | ZFV6-125-10-12.0 /G51851 | Standalone | DE0005563 | As per HSA registered indication(s)
Vascular | Vascular patency | Vascular stent | Vascular stent - Bare metal | Cook Ireland Ltd. | Zilver Flex 35 Vascular Stent | ZFV6-125-10-14.0 /G51849 | Standalone | DE0005563 | As per HSA registered indication(s)
Vascular | Vascular patency | Vascular stent | Vascular stent - Bare metal | Cook Ireland Ltd. | Zilver Flex 35 Vascular Stent | ZFV6-80-5-2.0 /G51855 | Standalone | DE0005563 | As per HSA registered indication(s)
Vascular | Vascular patency | Vascular stent | Vascular stent - Bare metal | Cook Ireland Ltd. | Zilver Flex 35 Vascular Stent | ZFV6-80-5-3.0 /G51857 | Standalone | DE0005563 | As per HSA registered indication(s)
Vascular | Vascular patency | Vascular stent | Vascular stent - Bare metal | Cook Ireland Ltd. | Zilver Flex 35 Vascular Stent | ZFV6-80-5-4.0 /G51859 | Standalone | DE0005563 | As per HSA registered indication(s)
Vascular | Vascular patency | Vascular stent | Vascular stent - Bare metal | Cook Ireland Ltd. | Zilver Flex 35 Vascular Stent | ZFV6-80-5-6.0 /G51860 | Standalone | DE0005563 | As per HSA registered indication(s)
Vascular | Vascular patency | Vascular stent | Vascular stent - Bare metal | Cook Ireland Ltd. | Zilver Flex 35 Vascular Stent | ZFV6-80-5-8.0 /G51862 | Standalone | DE0005563 | As per HSA registered indication(s)
Vascular | Vascular patency | Vascular stent | Vascular stent - Bare metal | Cook Ireland Ltd. | Zilver Flex 35 Vascular Stent | ZFV6-80-5-10.0 /G51864 | Standalone | DE0005563 | As per HSA registered indication(s)
Vascular | Vascular patency | Vascular stent | Vascular stent - Bare metal | Cook Ireland Ltd. | Zilver Flex 35 Vascular Stent | ZFV6-80-5-12.0 /G51866 | Standalone | DE0005563 | As per HSA registered indication(s)
Vascular | Vascular patency | Vascular stent | Vascular stent - Bare metal | Cook Ireland Ltd. | Zilver Flex 35 Vascular Stent | ZFV6-80-5-14.0 /G51868 | Standalone | DE0005563 | As per HSA registered indication(s)
Vascular | Vascular patency | Vascular stent | Vascular stent - Bare metal | Cook Ireland Ltd. | Zilver Flex 35 Vascular Stent | ZFV6-80-5-17.0 /G52842 | Standalone | DE0005563 | As per HSA registered indication(s)
Vascular | Vascular patency | Vascular stent | Vascular stent - Bare metal | Cook Ireland Ltd. | Zilver Flex 35 Vascular Stent | ZFV6-80-5-20.0 /G52843 | Standalone | DE0005563 | As per HSA registered indication(s)
Vascular | Vascular patency | Vascular stent | Vascular stent - Bare metal | Cook Ireland Ltd. | Zilver Flex 35 Vascular Stent | ZFV6-80-6-2.0 /G51870 | Standalone | DE0005563 | As per HSA registered indication(s)
Vascular | Vascular patency | Vascular stent | Vascular stent - Bare metal | Cook Ireland Ltd. | Zilver Flex 35 Vascular Stent | ZFV6-80-6-3.0 /G51871 | Standalone | DE0005563 | As per HSA registered indication(s)
Vascular | Vascular patency | Vascular stent | Vascular stent - Bare metal | Cook Ireland Ltd. | Zilver Flex 35 Vascular Stent | ZFV6-80-6-4.0 /G51873 | Standalone | DE0005563 | As per HSA registered indication(s)
Vascular | Vascular patency | Vascular stent | Vascular stent - Bare metal | Cook Ireland Ltd. | Zilver Flex 35 Vascular Stent | ZFV6-80-6-6.0 /G51875 | Standalone | DE0005563 | As per HSA registered indication(s)
Vascular | Vascular patency | Vascular stent | Vascular stent - Bare metal | Cook Ireland Ltd. | Zilver Flex 35 Vascular Stent | ZFV6-80-6-8.0 /G51877 | Standalone | DE0005563 | As per HSA registered indication(s)
Vascular | Vascular patency | Vascular stent | Vascular stent - Bare metal | Cook Ireland Ltd. | Zilver Flex 35 Vascular Stent | ZFV6-80-6-10.0 /G51879 | Standalone | DE0005563 | As per HSA registered indication(s)
Vascular | Vascular patency | Vascular stent | Vascular stent - Bare metal | Cook Ireland Ltd. | Zilver Flex 35 Vascular Stent | ZFV6-80-6-12.0 /G51880 | Standalone | DE0005563 | As per HSA registered indication(s)
Vascular | Vascular patency | Vascular stent | Vascular stent - Bare metal | Cook Ireland Ltd. | Zilver Flex 35 Vascular Stent | ZFV6-80-6-14.0 /G51882 | Standalone | DE0005563 | As per HSA registered indication(s)
Vascular | Vascular patency | Vascular stent | Vascular stent - Bare metal | Cook Ireland Ltd. | Zilver Flex 35 Vascular Stent | ZFV6-80-6-17.0 /G52844 | Standalone | DE0005563 | As per HSA registered indication(s)
Vascular | Vascular patency | Vascular stent | Vascular stent - Bare metal | Cook Ireland Ltd. | Zilver Flex 35 Vascular Stent | ZFV6-80-6-20.0 /G52845 | Standalone | DE0005563 | As per HSA registered indication(s)
Vascular | Vascular patency | Vascular stent | Vascular stent - Bare metal | Cook Ireland Ltd. | Zilver Flex 35 Vascular Stent | ZFV6-80-7-2.0 /G51884 | Standalone | DE0005563 | As per HSA registered indication(s)
Vascular | Vascular patency | Vascular stent | Vascular stent - Bare metal | Cook Ireland Ltd. | Zilver Flex 35 Vascular Stent | ZFV6-80-7-3.0 /G51886 | Standalone | DE0005563 | As per HSA registered indication(s)
Vascular | Vascular patency | Vascular stent | Vascular stent - Bare metal | Cook Ireland Ltd. | Zilver Flex 35 Vascular Stent | ZFV6-80-7-4.0 /G51888 | Standalone | DE0005563 | As per HSA registered indication(s)
Vascular | Vascular patency | Vascular stent | Vascular stent - Bare metal | Cook Ireland Ltd. | Zilver Flex 35 Vascular Stent | ZFV6-80-7-6.0 /G51889 | Standalone | DE0005563 | As per HSA registered indication(s)
Vascular | Vascular patency | Vascular stent | Vascular stent - Bare metal | Cook Ireland Ltd. | Zilver Flex 35 Vascular Stent | ZFV6-80-7-8.0 /G51891 | Standalone | DE0005563 | As per HSA registered indication(s)
Vascular | Vascular patency | Vascular stent | Vascular stent - Bare metal | Cook Ireland Ltd. | Zilver Flex 35 Vascular Stent | ZFV6-80-7-10.0 /G51893 | Standalone | DE0005563 | As per HSA registered indication(s)
Vascular | Vascular patency | Vascular stent | Vascular stent - Bare metal | Cook Ireland Ltd. | Zilver Flex 35 Vascular Stent | ZFV6-80-7-12.0 /G51895 | Standalone | DE0005563 | As per HSA registered indication(s)
Vascular | Vascular patency | Vascular stent | Vascular stent - Bare metal | Cook Ireland Ltd. | Zilver Flex 35 Vascular Stent | ZFV6-80-7-14.0 /G51897 | Standalone | DE0005563 | As per HSA registered indication(s)
Vascular | Vascular patency | Vascular stent | Vascular stent - Bare metal | Cook Ireland Ltd. | Zilver Flex 35 Vascular Stent | ZFV6-80-7-17.0 /G52846 | Standalone | DE0005563 | As per HSA registered indication(s)
Vascular | Vascular patency | Vascular stent | Vascular stent - Bare metal | Cook Ireland Ltd. | Zilver Flex 35 Vascular Stent | ZFV6-80-7-20.0 /G52847 | Standalone | DE0005563 | As per HSA registered indication(s)
Vascular | Vascular patency | Vascular stent | Vascular stent - Bare metal | Cook Ireland Ltd. | Zilver Flex 35 Vascular Stent | ZFV6-80-8-2.0 /G51898 | Standalone | DE0005563 | As per HSA registered indication(s)
Vascular | Vascular patency | Vascular stent | Vascular stent - Bare metal | Cook Ireland Ltd. | Zilver Flex 35 Vascular Stent | ZFV6-80-8-3.0 /G51900 | Standalone | DE0005563 | As per HSA registered indication(s)
Vascular | Vascular patency | Vascular stent | Vascular stent - Bare metal | Cook Ireland Ltd. | Zilver Flex 35 Vascular Stent | ZFV6-80-8-4.0 /G51902 | Standalone | DE0005563 | As per HSA registered indication(s)
Vascular | Vascular patency | Vascular stent | Vascular stent - Bare metal | Cook Ireland Ltd. | Zilver Flex 35 Vascular Stent | ZFV6-80-8-6.0 /G51903 | Standalone | DE0005563 | As per HSA registered indication(s)
Vascular | Vascular patency | Vascular stent | Vascular stent - Bare metal | Cook Ireland Ltd. | Zilver Flex 35 Vascular Stent | ZFV6-80-8-8.0 /G51905 | Standalone | DE0005563 | As per HSA registered indication(s)
Vascular | Vascular patency | Vascular stent | Vascular stent - Bare metal | Cook Ireland Ltd. | Zilver Flex 35 Vascular Stent | ZFV6-80-8-10.0 /G51907 | Standalone | DE0005563 | As per HSA registered indication(s)
Vascular | Vascular patency | Vascular stent | Vascular stent - Bare metal | Cook Ireland Ltd. | Zilver Flex 35 Vascular Stent | ZFV6-80-8-12.0 /G51908 | Standalone | DE0005563 | As per HSA registered indication(s)
Vascular | Vascular patency | Vascular stent | Vascular stent - Bare metal | Cook Ireland Ltd. | Zilver Flex 35 Vascular Stent | ZFV6-80-8-14.0 /G51910 | Standalone | DE0005563 | As per HSA registered indication(s)
Vascular | Vascular patency | Vascular stent | Vascular stent - Bare metal | Cook Ireland Ltd. | Zilver Flex 35 Vascular Stent | ZFV6-80-8-17.0 /G52848 | Standalone | DE0005563 | As per HSA registered indication(s)
Vascular | Vascular patency | Vascular stent | Vascular stent - Bare metal | Cook Ireland Ltd. | Zilver Flex 35 Vascular Stent | ZFV6-80-8-20.0 /G52849 | Standalone | DE0005563 | As per HSA registered indication(s)
Vascular | Vascular patency | Vascular stent | Vascular stent - Bare metal | Cook Ireland Ltd. | Zilver Flex 35 Vascular Stent | ZFV6-80-9-2.0 /G51915 | Standalone | DE0005563 | As per HSA registered indication(s)
Vascular | Vascular patency | Vascular stent | Vascular stent - Bare metal | Cook Ireland Ltd. | Zilver Flex 35 Vascular Stent | ZFV6-80-9-3.0 /G51916 | Standalone | DE0005563 | As per HSA registered indication(s)
Vascular | Vascular patency | Vascular stent | Vascular stent - Bare metal | Cook Ireland Ltd. | Zilver Flex 35 Vascular Stent | ZFV6-80-9-4.0 /G51917 | Standalone | DE0005563 | As per HSA registered indication(s)
Vascular | Vascular patency | Vascular stent | Vascular stent - Bare metal | Cook Ireland Ltd. | Zilver Flex 35 Vascular Stent | ZFV6-80-9-6.0 /G51919 | Standalone | DE0005563 | As per HSA registered indication(s)
Vascular | Vascular patency | Vascular stent | Vascular stent - Bare metal | Cook Ireland Ltd. | Zilver Flex 35 Vascular Stent | ZFV6-80-9-8.0 /G51920 | Standalone | DE0005563 | As per HSA registered indication(s)
Vascular | Vascular patency | Vascular stent | Vascular stent - Bare metal | Cook Ireland Ltd. | Zilver Flex 35 Vascular Stent | ZFV6-80-9-10.0 /G51922 | Standalone | DE0005563 | As per HSA registered indication(s)
Vascular | Vascular patency | Vascular stent | Vascular stent - Bare metal | Cook Ireland Ltd. | Zilver Flex 35 Vascular Stent | ZFV6-80-9-12.0 /G51923 | Standalone | DE0005563 | As per HSA registered indication(s)
Vascular | Vascular patency | Vascular stent | Vascular stent - Bare metal | Cook Ireland Ltd. | Zilver Flex 35 Vascular Stent | ZFV6-80-9-14.0 /G51924 | Standalone | DE0005563 | As per HSA registered indication(s)
Vascular | Vascular patency | Vascular stent | Vascular stent - Bare metal | Cook Ireland Ltd. | Zilver Flex 35 Vascular Stent | ZFV6-80-10-2.0 /G51925 | Standalone | DE0005563 | As per HSA registered indication(s)
Vascular | Vascular patency | Vascular stent | Vascular stent - Bare metal | Cook Ireland Ltd. | Zilver Flex 35 Vascular Stent | ZFV6-80-10-3.0 /G51928 | Standalone | DE0005563 | As per HSA registered indication(s)
Vascular | Vascular patency | Vascular stent | Vascular stent - Bare metal | Cook Ireland Ltd. | Zilver Flex 35 Vascular Stent | ZFV6-80-10-4.0 /G51929 | Standalone | DE0005563 | As per HSA registered indication(s)
Vascular | Vascular patency | Vascular stent | Vascular stent - Bare metal | Cook Ireland Ltd. | Zilver Flex 35 Vascular Stent | ZFV6-80-10-6.0 /G51931 | Standalone | DE0005563 | As per HSA registered indication(s)
Vascular | Vascular patency | Vascular stent | Vascular stent - Bare metal | Cook Ireland Ltd. | Zilver Flex 35 Vascular Stent | ZFV6-80-10-8.0 /G51933 | Standalone | DE0005563 | As per HSA registered indication(s)
Vascular | Vascular patency | Vascular stent | Vascular stent - Bare metal | Cook Ireland Ltd. | Zilver Flex 35 Vascular Stent | ZFV6-80-10-10.0 /G51935 | Standalone | DE0005563 | As per HSA registered indication(s)
Vascular | Vascular patency | Vascular stent | Vascular stent - Bare metal | Cook Ireland Ltd. | Zilver Flex 35 Vascular Stent | ZFV6-80-10-12.0 /G51937 | Standalone | DE0005563 | As per HSA registered indication(s)
Vascular | Vascular patency | Vascular stent | Vascular stent - Bare metal | Cook Ireland Ltd. | Zilver Flex 35 Vascular Stent | ZFV6-80-10-14.0 /G51939 | Standalone | DE0005563 | As per HSA registered indication(s)
Vascular | Vascular patency | Vascular stent | Vascular stent - Bare metal | Cook Ireland Ltd. | Zilver Vena Venous Self-Expanding Stent | ZVT7-35-120-14-6.0 /G52016 | Standalone | DE0013404 | As per HSA registered indication(s)
Vascular | Vascular patency | Vascular stent | Vascular stent - Bare metal | Cook Ireland Ltd. | Zilver Vena Venous Self-Expanding Stent | ZVT7-35-120-14-10.0 /G52018 | Standalone | DE0013404 | As per HSA registered indication(s)
Vascular | Vascular patency | Vascular stent | Vascular stent - Bare metal | Cook Ireland Ltd. | Zilver Vena Venous Self-Expanding Stent | ZVT7-35-120-14-14.0 /G52017 | Standalone | DE0013404 | As per HSA registered indication(s)
Vascular | Vascular patency | Vascular stent | Vascular stent - Bare metal | Cook Ireland Ltd. | Zilver Vena Venous Self-Expanding Stent | ZVT7-35-120-16-6.0 /G52019 | Standalone | DE0013404 | As per HSA registered indication(s)
Vascular | Vascular patency | Vascular stent | Vascular stent - Bare metal | Cook Ireland Ltd. | Zilver Vena Venous Self-Expanding Stent | ZVT7-35-120-16-10.0 /G52021 | Standalone | DE0013404 | As per HSA registered indication(s)
Vascular | Vascular patency | Vascular stent | Vascular stent - Bare metal | Cook Ireland Ltd. | Zilver Vena Venous Self-Expanding Stent | ZVT7-35-120-16-14.0 /G52020 | Standalone | DE0013404 | As per HSA registered indication(s)
Vascular | Vascular patency | Vascular stent | Vascular stent - Bare metal | Cook Ireland Ltd. | Zilver Vena Venous Self-Expanding Stent | ZVT7-35-80-14-6.0 /G52022 | Standalone | DE0013404 | As per HSA registered indication(s)
Vascular | Vascular patency | Vascular stent | Vascular stent - Bare metal | Cook Ireland Ltd. | Zilver Vena Venous Self-Expanding Stent | ZVT7-35-80-14-10.0 /G52023 | Standalone | DE0013404 | As per HSA registered indication(s)
Vascular | Vascular patency | Vascular stent | Vascular stent - Bare metal | Cook Ireland Ltd. | Zilver Vena Venous Self-Expanding Stent | ZVT7-35-80-14-14.0 /G52024 | Standalone | DE0013404 | As per HSA registered indication(s)
Vascular | Vascular patency | Vascular stent | Vascular stent - Bare metal | Cook Ireland Ltd. | Zilver Vena Venous Self-Expanding Stent | ZVT7-35-80-16-6.0 /G52027 | Standalone | DE0013404 | As per HSA registered indication(s)
Vascular | Vascular patency | Vascular stent | Vascular stent - Bare metal | Cook Ireland Ltd. | Zilver Vena Venous Self-Expanding Stent | ZVT7-35-80-16-10.0 /G52026 | Standalone | DE0013404 | As per HSA registered indication(s)
Vascular | Vascular patency | Vascular stent | Vascular stent - Bare metal | Cook Ireland Ltd. | Zilver Vena Venous Self-Expanding Stent | ZVT7-35-80-16-14.0 /G52025 | Standalone | DE0013404 | As per HSA registered indication(s)
Vascular | Vascular patency | Vascular stent | Vascular stent - Bare metal | Cordis Cashel | SMART FLEX 9X20 VAS 80CM | SF09020SV | Standalone | DE0016822 | As per HSA registered indication(s)
Vascular | Vascular patency | Vascular stent | Vascular stent - Bare metal | Cordis Cashel | SMART FLEX 10X20 VAS 80CM | SF10020SV | Standalone | DE0016822 | As per HSA registered indication(s)
Vascular | Vascular patency | Vascular stent | Vascular stent - Bare metal | Cordis Cashel | SMART FLEX 9X30 VAS 80CM | SF09030SV | Standalone | DE0016822 | As per HSA registered indication(s)
Vascular | Vascular patency | Vascular stent | Vascular stent - Bare metal | Cordis Cashel | SMART FLEX 10X30 VAS 80CM | SF10030SV | Standalone | DE0016822 | As per HSA registered indication(s)
Vascular | Vascular patency | Vascular stent | Vascular stent - Bare metal | Cordis Cashel | SMART FLEX 9X40 VAS 80CM | SF09040SV | Standalone | DE0016822 | As per HSA registered indication(s)
Vascular | Vascular patency | Vascular stent | Vascular stent - Bare metal | Cordis Cashel | SMART FLEX 10X40 VAS 80CM | SF10040SV | Standalone | DE0016822 | As per HSA registered indication(s)
Vascular | Vascular patency | Vascular stent | Vascular stent - Bare metal | Cordis Cashel | SMART FLEX 9X60 VAS 80CM | SF09060SV | Standalone | DE0016822 | As per HSA registered indication(s)
Vascular | Vascular patency | Vascular stent | Vascular stent - Bare metal | Cordis Cashel | SMART FLEX 10X60 VAS 80CM | SF10060SV | Standalone | DE0016822 | As per HSA registered indication(s)
Vascular | Vascular patency | Vascular stent | Vascular stent - Bare metal | Cordis Cashel | SMART FLEX 9X80 VAS 80CM | SF09080SV | Standalone | DE0016822 | As per HSA registered indication(s)
Vascular | Vascular patency | Vascular stent | Vascular stent - Bare metal | Cordis Cashel | SMART FLEX 10X80 VAS 80CM | SF10080SV | Standalone | DE0016822 | As per HSA registered indication(s)
Vascular | Vascular patency | Vascular stent | Vascular stent - Bare metal | Cordis Cashel | SMART FLEX 9X100 VAS 80CM | SF09100SV | Standalone | DE0016822 | As per HSA registered indication(s)
Vascular | Vascular patency | Vascular stent | Vascular stent - Bare metal | Cordis Cashel | SMART FLEX 10X100 VAS 80CM | SF10100SV | Standalone | DE0016822 | As per HSA registered indication(s)
Vascular | Vascular patency | Vascular stent | Vascular stent - Bare metal | Cordis Cashel | SMART FLEX 9X20 VAS 120CM | SF09020MV | Standalone | DE0016822 | As per HSA registered indication(s)
Vascular | Vascular patency | Vascular stent | Vascular stent - Bare metal | Cordis Cashel | SMART FLEX 10X20 VAS 120CM | SF10020MV | Standalone | DE0016822 | As per HSA registered indication(s)
Vascular | Vascular patency | Vascular stent | Vascular stent - Bare metal | Cordis Cashel | SMART FLEX 9X30 VAS 120CM | SF09030MV | Standalone | DE0016822 | As per HSA registered indication(s)
Vascular | Vascular patency | Vascular stent | Vascular stent - Bare metal | Cordis Cashel | SMART FLEX 10X30 VAS 120CM | SF10030MV | Standalone | DE0016822 | As per HSA registered indication(s)
Vascular | Vascular patency | Vascular stent | Vascular stent - Bare metal | Cordis Cashel | SMART FLEX 9X40 VAS 120CM | SF09040MV | Standalone | DE0016822 | As per HSA registered indication(s)
Vascular | Vascular patency | Vascular stent | Vascular stent - Bare metal | Cordis Cashel | SMART FLEX 10X40 VAS 120CM | SF10040MV | Standalone | DE0016822 | As per HSA registered indication(s)
Vascular | Vascular patency | Vascular stent | Vascular stent - Bare metal | Cordis Cashel | SMART FLEX 9X60 VAS 120CM | SF09060MV | Standalone | DE0016822 | As per HSA registered indication(s)
Vascular | Vascular patency | Vascular stent | Vascular stent - Bare metal | Cordis Cashel | SMART FLEX 10X60 VAS 120CM | SF10060MV | Standalone | DE0016822 | As per HSA registered indication(s)
Vascular | Vascular patency | Vascular stent | Vascular stent - Bare metal | Cordis Cashel | SMART FLEX 9X80 VAS 120CM | SF09080MV | Standalone | DE0016822 | As per HSA registered indication(s)
Vascular | Vascular patency | Vascular stent | Vascular stent - Bare metal | Cordis Cashel | SMART FLEX 10X80 VAS 120CM | SF10080MV | Standalone | DE0016822 | As per HSA registered indication(s)
Vascular | Vascular patency | Vascular stent | Vascular stent - Bare metal | Cordis Cashel | SMART FLEX 9X100 VAS 120CM | SF09100MV | Standalone | DE0016822 | As per HSA registered indication(s)
Vascular | Vascular patency | Vascular stent | Vascular stent - Bare metal | Cordis Cashel | SMART FLEX 10X100 VAS 120CM | SF10100MV | Standalone | DE0016822 | As per HSA registered indication(s)
Vascular | Vascular patency | Vascular stent | Vascular stent - Bare metal | Cordis Cashel | SMART FLEX 5X30 VAS 80CM | SF05030SV | Standalone | DE0016855 | As per HSA registered indication(s)
Vascular | Vascular patency | Vascular stent | Vascular stent - Bare metal | Cordis Cashel | SMART FLEX 6X30 VAS 80CM | SF06030SV | Standalone | DE0016855 | As per HSA registered indication(s)
Vascular | Vascular patency | Vascular stent | Vascular stent - Bare metal | Cordis Cashel | SMART FLEX 7X30 VAS 80CM | SF07030SV | Standalone | DE0016855 | As per HSA registered indication(s)
Vascular | Vascular patency | Vascular stent | Vascular stent - Bare metal | Cordis Cashel | SMART FLEX 8X30 VAS 80CM | SF08030SV | Standalone | DE0016855 | As per HSA registered indication(s)
Vascular | Vascular patency | Vascular stent | Vascular stent - Bare metal | Cordis Cashel | SMART FLEX 5X40 VAS 80CM | SF05040SV | Standalone | DE0016855 | As per HSA registered indication(s)
Vascular | Vascular patency | Vascular stent | Vascular stent - Bare metal | Cordis Cashel | SMART FLEX 6X40 VAS 80CM | SF06040SV | Standalone | DE0016855 | As per HSA registered indication(s)
Vascular | Vascular patency | Vascular stent | Vascular stent - Bare metal | Cordis Cashel | SMART FLEX 7X40 VAS 80CM | SF07040SV | Standalone | DE0016855 | As per HSA registered indication(s)
Vascular | Vascular patency | Vascular stent | Vascular stent - Bare metal | Cordis Cashel | SMART FLEX 8X40 VAS 80CM | SF08040SV | Standalone | DE0016855 | As per HSA registered indication(s)
Vascular | Vascular patency | Vascular stent | Vascular stent - Bare metal | Cordis Cashel | SMART FLEX 5X60 VAS 80CM | SF05060SV | Standalone | DE0016855 | As per HSA registered indication(s)
Vascular | Vascular patency | Vascular stent | Vascular stent - Bare metal | Cordis Cashel | SMART FLEX 6X60 VAS 80CM | SF06060SV | Standalone | DE0016855 | As per HSA registered indication(s)
Vascular | Vascular patency | Vascular stent | Vascular stent - Bare metal | Cordis Cashel | SMART FLEX 7X60 VAS 80CM | SF07060SV | Standalone | DE0016855 | As per HSA registered indication(s)
Vascular | Vascular patency | Vascular stent | Vascular stent - Bare metal | Cordis Cashel | SMART FLEX 8X60 VAS 80CM | SF08060SV | Standalone | DE0016855 | As per HSA registered indication(s)
Vascular | Vascular patency | Vascular stent | Vascular stent - Bare metal | Cordis Cashel | SMART FLEX 5X80 VAS 80CM | SF05080SV | Standalone | DE0016855 | As per HSA registered indication(s)
Vascular | Vascular patency | Vascular stent | Vascular stent - Bare metal | Cordis Cashel | SMART FLEX 6X80 VAS 80CM | SF06080SV | Standalone | DE0016855 | As per HSA registered indication(s)
Vascular | Vascular patency | Vascular stent | Vascular stent - Bare metal | Cordis Cashel | SMART FLEX 7X80 VAS 80CM | SF07080SV | Standalone | DE0016855 | As per HSA registered indication(s)
Vascular | Vascular patency | Vascular stent | Vascular stent - Bare metal | Cordis Cashel | SMART FLEX 8X80 VAS 80CM | SF08080SV | Standalone | DE0016855 | As per HSA registered indication(s)
Vascular | Vascular patency | Vascular stent | Vascular stent - Bare metal | Cordis Cashel | SMART FLEX 5X100 VAS 80CM | SF05100SV | Standalone | DE0016855 | As per HSA registered indication(s)
Vascular | Vascular patency | Vascular stent | Vascular stent - Bare metal | Cordis Cashel | SMART FLEX 6X100 VAS 80CM | SF06100SV | Standalone | DE0016855 | As per HSA registered indication(s)
Vascular | Vascular patency | Vascular stent | Vascular stent - Bare metal | Cordis Cashel | SMART FLEX 7X100 VAS 80CM | SF07100SV | Standalone | DE0016855 | As per HSA registered indication(s)
Vascular | Vascular patency | Vascular stent | Vascular stent - Bare metal | Cordis Cashel | SMART FLEX 8X100 VAS 80CM | SF08100SV | Standalone | DE0016855 | As per HSA registered indication(s)
Vascular | Vascular patency | Vascular stent | Vascular stent - Bare metal | Cordis Cashel | SMART FLEX 5X120 VAS 80CM | SF05120SV | Standalone | DE0016855 | As per HSA registered indication(s)
Vascular | Vascular patency | Vascular stent | Vascular stent - Bare metal | Cordis Cashel | SMART FLEX 6X120 VAS 80CM | SF06120SV | Standalone | DE0016855 | As per HSA registered indication(s)
Vascular | Vascular patency | Vascular stent | Vascular stent - Bare metal | Cordis Cashel | SMART FLEX 7X120 VAS 80CM | SF07120SV | Standalone | DE0016855 | As per HSA registered indication(s)
Vascular | Vascular patency | Vascular stent | Vascular stent - Bare metal | Cordis Cashel | SMART FLEX 8X120 VAS 80CM | SF08120SV | Standalone | DE0016855 | As per HSA registered indication(s)
Vascular | Vascular patency | Vascular stent | Vascular stent - Bare metal | Cordis Cashel | SMART FLEX 5X120 VAS 80CM | SF05150SV | Standalone | DE0016855 | As per HSA registered indication(s)
Vascular | Vascular patency | Vascular stent | Vascular stent - Bare metal | Cordis Cashel | SMART FLEX 6X150 VAS 80CM | SF06150SV | Standalone | DE0016855 | As per HSA registered indication(s)
Vascular | Vascular patency | Vascular stent | Vascular stent - Bare metal | Cordis Cashel | SMART FLEX 7X150 VAS 80CM | SF07150SV | Standalone | DE0016855 | As per HSA registered indication(s)
Vascular | Vascular patency | Vascular stent | Vascular stent - Bare metal | Cordis Cashel | SMART FLEX 8X150 VAS 80CM | SF08150SV | Standalone | DE0016855 | As per HSA registered indication(s)
Vascular | Vascular patency | Vascular stent | Vascular stent - Bare metal | Cordis Cashel | SMART FLEX 5X200 VAS 80CM | SF05200SV | Standalone | DE0016855 | As per HSA registered indication(s)
Vascular | Vascular patency | Vascular stent | Vascular stent - Bare metal | Cordis Cashel | SMART FLEX 6X200 VAS 80CM | SF06200SV | Standalone | DE0016855 | As per HSA registered indication(s)
Vascular | Vascular patency | Vascular stent | Vascular stent - Bare metal | Cordis Cashel | SMART FLEX 7X200 VAS 80CM | SF07200SV | Standalone | DE0016855 | As per HSA registered indication(s)
Vascular | Vascular patency | Vascular stent | Vascular stent - Bare metal | Cordis Cashel | SMART FLEX 8X200 VAS 80CM | SF08200SV | Standalone | DE0016855 | As per HSA registered indication(s)
Vascular | Vascular patency | Vascular stent | Vascular stent - Bare metal | Cordis Cashel | SMART FLEX 5X30 VAS 120CM | SF05030MV | Standalone | DE0016855 | As per HSA registered indication(s)
Vascular | Vascular patency | Vascular stent | Vascular stent - Bare metal | Cordis Cashel | SMART FLEX 6X30 VAS 120CM | SF06030MV | Standalone | DE0016855 | As per HSA registered indication(s)
Vascular | Vascular patency | Vascular stent | Vascular stent - Bare metal | Cordis Cashel | SMART FLEX 7X30 VAS 120CM | SF07030MV | Standalone | DE0016855 | As per HSA registered indication(s)
Vascular | Vascular patency | Vascular stent | Vascular stent - Bare metal | Cordis Cashel | SMART FLEX 8X30 VAS 120CM | SF08030MV | Standalone | DE0016855 | As per HSA registered indication(s)
Vascular | Vascular patency | Vascular stent | Vascular stent - Bare metal | Cordis Cashel | SMART FLEX 5X40 VAS 120CM | SF05040MV | Standalone | DE0016855 | As per HSA registered indication(s)
Vascular | Vascular patency | Vascular stent | Vascular stent - Bare metal | Cordis Cashel | SMART FLEX 6X40 VAS 120CM | SF06040MV | Standalone | DE0016855 | As per HSA registered indication(s)
Vascular | Vascular patency | Vascular stent | Vascular stent - Bare metal | Cordis Cashel | SMART FLEX 7X40 VAS 120CM | SF07040MV | Standalone | DE0016855 | As per HSA registered indication(s)
Vascular | Vascular patency | Vascular stent | Vascular stent - Bare metal | Cordis Cashel | SMART FLEX 8X40 VAS 120CM | SF08040MV | Standalone | DE0016855 | As per HSA registered indication(s)
Vascular | Vascular patency | Vascular stent | Vascular stent - Bare metal | Cordis Cashel | SMART FLEX 5X60 VAS 120CM | SF05060MV | Standalone | DE0016855 | As per HSA registered indication(s)
Vascular | Vascular patency | Vascular stent | Vascular stent - Bare metal | Cordis Cashel | SMART FLEX 6X60 VAS 120CM | SF06060MV | Standalone | DE0016855 | As per HSA registered indication(s)
Vascular | Vascular patency | Vascular stent | Vascular stent - Bare metal | Cordis Cashel | SMART FLEX 7X60 VAS 120CM | SF07060MV | Standalone | DE0016855 | As per HSA registered indication(s)
Vascular | Vascular patency | Vascular stent | Vascular stent - Bare metal | Cordis Cashel | SMART FLEX 8X60 VAS 120CM | SF08060MV | Standalone | DE0016855 | As per HSA registered indication(s)
Vascular | Vascular patency | Vascular stent | Vascular stent - Bare metal | Cordis Cashel | SMART FLEX 5X80 VAS 120CM | SF05080MV | Standalone | DE0016855 | As per HSA registered indication(s)
Vascular | Vascular patency | Vascular stent | Vascular stent - Bare metal | Cordis Cashel | SMART FLEX 6X80 VAS 120CM | SF06080MV | Standalone | DE0016855 | As per HSA registered indication(s)
Vascular | Vascular patency | Vascular stent | Vascular stent - Bare metal | Cordis Cashel | SMART FLEX 7X80 VAS 120CM | SF07080MV | Standalone | DE0016855 | As per HSA registered indication(s)
Vascular | Vascular patency | Vascular stent | Vascular stent - Bare metal | Cordis Cashel | SMART FLEX 8X80 VAS 120CM | SF08080MV | Standalone | DE0016855 | As per HSA registered indication(s)
Vascular | Vascular patency | Vascular stent | Vascular stent - Bare metal | Cordis Cashel | SMART FLEX 5X100 VAS 120CM | SF05100MV | Standalone | DE0016855 | As per HSA registered indication(s)
Vascular | Vascular patency | Vascular stent | Vascular stent - Bare metal | Cordis Cashel | SMART FLEX 6X100 VAS 120CM | SF06100MV | Standalone | DE0016855 | As per HSA registered indication(s)
Vascular | Vascular patency | Vascular stent | Vascular stent - Bare metal | Cordis Cashel | SMART FLEX 7X100 VAS 120CM | SF07100MV | Standalone | DE0016855 | As per HSA registered indication(s)
Vascular | Vascular patency | Vascular stent | Vascular stent - Bare metal | Cordis Cashel | SMART FLEX 8X100 VAS 120CM | SF08100MV | Standalone | DE0016855 | As per HSA registered indication(s)
Vascular | Vascular patency | Vascular stent | Vascular stent - Bare metal | Cordis Cashel | SMART FLEX 5X120 VAS 120CM | SF05120MV | Standalone | DE0016855 | As per HSA registered indication(s)
Vascular | Vascular patency | Vascular stent | Vascular stent - Bare metal | Cordis Cashel | SMART FLEX 6X120 VAS 120CM | SF06120MV | Standalone | DE0016855 | As per HSA registered indication(s)
Vascular | Vascular patency | Vascular stent | Vascular stent - Bare metal | Cordis Cashel | SMART FLEX 7X120 VAS 120CM | SF07120MV | Standalone | DE0016855 | As per HSA registered indication(s)
Vascular | Vascular patency | Vascular stent | Vascular stent - Bare metal | Cordis Cashel | SMART FLEX 8X120 VAS 120CM | SF08120MV | Standalone | DE0016855 | As per HSA registered indication(s)
Vascular | Vascular patency | Vascular stent | Vascular stent - Bare metal | Cordis Cashel | SMART FLEX 5X150 VAS 120CM | SF05150MV | Standalone | DE0016855 | As per HSA registered indication(s)
Vascular | Vascular patency | Vascular stent | Vascular stent - Bare metal | Cordis Cashel | SMART FLEX 6X150 VAS 120CM | SF06150MV | Standalone | DE0016855 | As per HSA registered indication(s)
Vascular | Vascular patency | Vascular stent | Vascular stent - Bare metal | Cordis Cashel | SMART FLEX 7X150 VAS 120CM | SF07150MV | Standalone | DE0016855 | As per HSA registered indication(s)
Vascular | Vascular patency | Vascular stent | Vascular stent - Bare metal | Cordis Cashel | SMART FLEX 8X150 VAS 120CM | SF08150MV | Standalone | DE0016855 | As per HSA registered indication(s)
Vascular | Vascular patency | Vascular stent | Vascular stent - Bare metal | Cordis Cashel | SMART FLEX 5X200 VAS 120CM | SF05200MV | Standalone | DE0016855 | As per HSA registered indication(s)
Vascular | Vascular patency | Vascular stent | Vascular stent - Bare metal | Cordis Cashel | SMART FLEX 6X200 VAS 120CM | SF06200MV | Standalone | DE0016855 | As per HSA registered indication(s)
Vascular | Vascular patency | Vascular stent | Vascular stent - Bare metal | Cordis Cashel | SMART FLEX 7X200 VAS 120CM | SF07200MV | Standalone | DE0016855 | As per HSA registered indication(s)
Vascular | Vascular patency | Vascular stent | Vascular stent - Bare metal | Cordis Cashel | SMART FLEX 8X200 VAS 120CM | SF08200MV | Standalone | DE0016855 | As per HSA registered indication(s)
Vascular | Vascular patency | Vascular stent | Vascular stent - Bare metal | Cordis Cashel | BLUE/AVIATOR/PLUS 4X12/80P PKG | PB1240PPS | Standalone | DE0005689 | As per HSA registered indication(s)
Vascular | Vascular patency | Vascular stent | Vascular stent - Bare metal | Cordis Cashel | BLUE/AVIATOR/PLUS 5X12/80P PKG | PB1250PPS | Standalone | DE0005689 | As per HSA registered indication(s)
Vascular | Vascular patency | Vascular stent | Vascular stent - Bare metal | Cordis Cashel | BLUE/AVIATOR/PLUS 6X12/80P PKG | PB1260PPS | Standalone | DE0005689 | As per HSA registered indication(s)
Vascular | Vascular patency | Vascular stent | Vascular stent - Bare metal | Cordis Cashel | BLUE/AVIATOR/PLUS 7X12/80P PKG | PB1270PPS | Standalone | DE0005689 | As per HSA registered indication(s)
Vascular | Vascular patency | Vascular stent | Vascular stent - Bare metal | Cordis Cashel | BLUE/AVIATOR/PLUS 4X15/80P PKG | PB1540PPS | Standalone | DE0005689 | As per HSA registered indication(s)
Vascular | Vascular patency | Vascular stent | Vascular stent - Bare metal | Cordis Cashel | BLUE/AVIATOR/PLUS 5X15/80P PKG | PB1550PPS | Standalone | DE0005689 | As per HSA registered indication(s)
Vascular | Vascular patency | Vascular stent | Vascular stent - Bare metal | Cordis Cashel | BLUE/AVIATOR/PLUS 6X15/80P PKG | PB1560PPS | Standalone | DE0005689 | As per HSA registered indication(s)
Vascular | Vascular patency | Vascular stent | Vascular stent - Bare metal | Cordis Cashel | BLUE/AVIATOR/PLUS 7X15/80P PKG | PB1570PPS | Standalone | DE0005689 | As per HSA registered indication(s)
Vascular | Vascular patency | Vascular stent | Vascular stent - Bare metal | Cordis Cashel | BLUE/AVIATOR/PLUS 4X18/80P PKG | PB1840PPS | Standalone | DE0005689 | As per HSA registered indication(s)
Vascular | Vascular patency | Vascular stent | Vascular stent - Bare metal | Cordis Cashel | BLUE/AVIATOR/PLUS 5X18/80P PKG | PB1850PPS | Standalone | DE0005689 | As per HSA registered indication(s)
Vascular | Vascular patency | Vascular stent | Vascular stent - Bare metal | Cordis Cashel | BLUE/AVIATOR/PLUS 6X18/80P PKG | PB1860PPS | Standalone | DE0005689 | As per HSA registered indication(s)
Vascular | Vascular patency | Vascular stent | Vascular stent - Bare metal | Cordis Cashel | BLUE/AVIATOR/PLUS 7X18/80P PKG | PB1870PPS | Standalone | DE0005689 | As per HSA registered indication(s)
Vascular | Vascular patency | Vascular stent | Vascular stent - Bare metal | Cordis Cashel | BLUE/AVIATOR/PLUS 24X40/80P PKG | PB2440PPS | Standalone | DE0005689 | As per HSA registered indication(s)
Vascular | Vascular patency | Vascular stent | Vascular stent - Bare metal | Cordis Cashel | BLUE/AVIATOR/PLUS 5X24/80P PKG | PB2450PPS | Standalone | DE0005689 | As per HSA registered indication(s)
Vascular | Vascular patency | Vascular stent | Vascular stent - Bare metal | Cordis Cashel | BLUE/AVIATOR/PLUS 6X24/80P PKG | PB2460PPS | Standalone | DE0005689 | As per HSA registered indication(s)
Vascular | Vascular patency | Vascular stent | Vascular stent - Bare metal | Cordis Cashel | BLUE/AVIATOR/PLUS 7X24/80P PKG | PB2470PPS | Standalone | DE0005689 | As per HSA registered indication(s)
Vascular | Vascular patency | Vascular stent | Vascular stent - Bare metal | Cordis Cashel | BLUE/AVIATOR/PLUS 4X12/142P PK | PB1240PPX | Standalone | DE0005689 | As per HSA registered indication(s)
Vascular | Vascular patency | Vascular stent | Vascular stent - Bare metal | Cordis Cashel | BLUE/AVIATOR/PLUS 5X12/142P PK | PB1250PPX | Standalone | DE0005689 | As per HSA registered indication(s)
Vascular | Vascular patency | Vascular stent | Vascular stent - Bare metal | Cordis Cashel | BLUE/AVIATOR/PLUS 6X12/142P PK | PB1260PPX | Standalone | DE0005689 | As per HSA registered indication(s)
Vascular | Vascular patency | Vascular stent | Vascular stent - Bare metal | Cordis Cashel | BLUE/AVIATOR/PLUS 7X12/142P PK | PB1270PPX | Standalone | DE0005689 | As per HSA registered indication(s)
Vascular | Vascular patency | Vascular stent | Vascular stent - Bare metal | Cordis Cashel | BLUE/AVIATOR/PLUS 4X15/142P PK | PB1540PPX | Standalone | DE0005689 | As per HSA registered indication(s)
Vascular | Vascular patency | Vascular stent | Vascular stent - Bare metal | Cordis Cashel | BLUE/AVIATOR/PLUS 5X15/142P PK | PB1550PPX | Standalone | DE0005689 | As per HSA registered indication(s)
Vascular | Vascular patency | Vascular stent | Vascular stent - Bare metal | Cordis Cashel | BLUE/AVIATOR/PLUS 6X15/142P PK | PB1560PPX | Standalone | DE0005689 | As per HSA registered indication(s)
Vascular | Vascular patency | Vascular stent | Vascular stent - Bare metal | Cordis Cashel | BLUE/AVIATOR/PLUS 7X15/142P PK | PB1570PPX | Standalone | DE0005689 | As per HSA registered indication(s)
Vascular | Vascular patency | Vascular stent | Vascular stent - Bare metal | Cordis Cashel | BLUE/AVIATOR/PLUS 4X18/142P PK | PB1840PPX | Standalone | DE0005689 | As per HSA registered indication(s)
Vascular | Vascular patency | Vascular stent | Vascular stent - Bare metal | Cordis Cashel | BLUE/AVIATOR/PLUS 5X18/142P PK | PB1850PPX | Standalone | DE0005689 | As per HSA registered indication(s)
Vascular | Vascular patency | Vascular stent | Vascular stent - Bare metal | Cordis Cashel | BLUE/AVIATOR/PLUS 6X18/142P PK | PB1860PPX | Standalone | DE0005689 | As per HSA registered indication(s)
Vascular | Vascular patency | Vascular stent | Vascular stent - Bare metal | Cordis Cashel | BLUE/AVIATOR/PLUS 7X18/142P PK | PB1870PPX | Standalone | DE0005689 | As per HSA registered indication(s)
Vascular | Vascular patency | Vascular stent | Vascular stent - Bare metal | Cordis Cashel | BLUE/AVIATOR/PLUS 4X24/142P PK | PB2440PPX | Standalone | DE0005689 | As per HSA registered indication(s)
Vascular | Vascular patency | Vascular stent | Vascular stent - Bare metal | Cordis Cashel | BLUE/AVIATOR/PLUS 5X24/142P PK | PB2450PPX | Standalone | DE0005689 | As per HSA registered indication(s)
Vascular | Vascular patency | Vascular stent | Vascular stent - Bare metal | Cordis Cashel | BLUE/AVIATOR/PLUS 6X24/142P PK | PB2460PPX | Standalone | DE0005689 | As per HSA registered indication(s)
Vascular | Vascular patency | Vascular stent | Vascular stent - Bare metal | Cordis Cashel | BLUE/AVIATOR/PLUS 7X24/142P PK | PB2470PPX | Standalone | DE0005689 | As per HSA registered indication(s)
Vascular | Vascular patency | Vascular stent | Vascular stent - Bare metal | Cordis Corporation | PRECISE PRO RX 5X20 | PC0520XCE | Standalone | DE0003753 | As per HSA registered indication(s)
Vascular | Vascular patency | Vascular stent | Vascular stent - Bare metal | Cordis Corporation | PRECISE PRO RX 5X30 | PC0530XCE | Standalone | DE0003753 | As per HSA registered indication(s)
Vascular | Vascular patency | Vascular stent | Vascular stent - Bare metal | Cordis Corporation | PRECISE PRO RX 5X40 | PC0540XCE | Standalone | DE0003753 | As per HSA registered indication(s)
Vascular | Vascular patency | Vascular stent | Vascular stent - Bare metal | Cordis Corporation | PRECISE PRO RX 6X20 | PC0620XCE | Standalone | DE0003753 | As per HSA registered indication(s)
Vascular | Vascular patency | Vascular stent | Vascular stent - Bare metal | Cordis Corporation | PRECISE PRO RX 6X30 | PC0630XCE | Standalone | DE0003753 | As per HSA registered indication(s)
Vascular | Vascular patency | Vascular stent | Vascular stent - Bare metal | Cordis Corporation | PRECISE PRO RX 6X40 | PC0640XCE | Standalone | DE0003753 | As per HSA registered indication(s)
Vascular | Vascular patency | Vascular stent | Vascular stent - Bare metal | Cordis Corporation | PRECISE PRO RX 7X20 | PC0720XCE | Standalone | DE0003753 | As per HSA registered indication(s)
Vascular | Vascular patency | Vascular stent | Vascular stent - Bare metal | Cordis Corporation | PRECISE PRO RX 7X30 | PC0730XCE | Standalone | DE0003753 | As per HSA registered indication(s)
Vascular | Vascular patency | Vascular stent | Vascular stent - Bare metal | Cordis Corporation | PRECISE PRO RX 7X40 | PC0740XCE | Standalone | DE0003753 | As per HSA registered indication(s)
Vascular | Vascular patency | Vascular stent | Vascular stent - Bare metal | Cordis Corporation | PRECISE PRO RX 8X20 | PC0820XCE | Standalone | DE0003753 | As per HSA registered indication(s)
Vascular | Vascular patency | Vascular stent | Vascular stent - Bare metal | Cordis Corporation | PRECISE PRO RX 8X30 | PC0830XCE | Standalone | DE0003753 | As per HSA registered indication(s)
Vascular | Vascular patency | Vascular stent | Vascular stent - Bare metal | Cordis Corporation | PRECISE PRO RX 8X40 | PC0840XCE | Standalone | DE0003753 | As per HSA registered indication(s)
Vascular | Vascular patency | Vascular stent | Vascular stent - Bare metal | Cordis Corporation | PRECISE PRO RX 9X20 | PC0920XCE | Standalone | DE0003753 | As per HSA registered indication(s)
Vascular | Vascular patency | Vascular stent | Vascular stent - Bare metal | Cordis Corporation | PRECISE PRO RX 9X30 | PC0930XCE | Standalone | DE0003753 | As per HSA registered indication(s)
Vascular | Vascular patency | Vascular stent | Vascular stent - Bare metal | Cordis Corporation | PRECISE PRO RX 9X40 | PC0940XCE | Standalone | DE0003753 | As per HSA registered indication(s)
Vascular | Vascular patency | Vascular stent | Vascular stent - Bare metal | Cordis Corporation | PRECISE PRO RX 10X20 | PC1020XCE | Standalone | DE0003753 | As per HSA registered indication(s)
Vascular | Vascular patency | Vascular stent | Vascular stent - Bare metal | Cordis Corporation | PRECISE PRO RX 10X30 | PC1030XCE | Standalone | DE0003753 | As per HSA registered indication(s)
Vascular | Vascular patency | Vascular stent | Vascular stent - Bare metal | Cordis Corporation | PRECISE PRO RX 10X40 | PC1040XCE | Standalone | DE0003753 | As per HSA registered indication(s)
Vascular | Vascular patency | Vascular stent | Vascular stent - Bare metal | Cordis Corporation | SMART 120 VASCULAR - 6X120 | C06120MV | Standalone | DE0003942 | As per HSA registered indication(s)
Vascular | Vascular patency | Vascular stent | Vascular stent - Bare metal | Cordis Corporation | SMART 150 VASCULAR - 6X150 | C06150MV | Standalone | DE0003942 | As per HSA registered indication(s)
Vascular | Vascular patency | Vascular stent | Vascular stent - Bare metal | Cordis Corporation | SMART 120 VASCULAR - 7X120 | C07120MV | Standalone | DE0003942 | As per HSA registered indication(s)
Vascular | Vascular patency | Vascular stent | Vascular stent - Bare metal | Cordis Corporation | SMART 150 VASCULAR - 7X150 | C07150MV | Standalone | DE0003942 | As per HSA registered indication(s)
Vascular | Vascular patency | Vascular stent | Vascular stent - Bare metal | Cordis Corporation | SMART 120 VASCULAR - 8X120 | C08120MV | Standalone | DE0003942 | As per HSA registered indication(s)
Vascular | Vascular patency | Vascular stent | Vascular stent - Bare metal | Cordis Corporation | SMART 150 VASCULAR - 8X150 | C08150MV | Standalone | DE0003942 | As per HSA registered indication(s)
Vascular | Vascular patency | Vascular stent | Vascular stent - Bare metal | Cordis Corporation | SES SMART CONTROL 6X20 80 | C06020SV | Standalone | DE0003942 | As per HSA registered indication(s)
Vascular | Vascular patency | Vascular stent | Vascular stent - Bare metal | Cordis Corporation | SES SMART CONTROL 6X30 80 | C06030SV | Standalone | DE0003942 | As per HSA registered indication(s)
Vascular | Vascular patency | Vascular stent | Vascular stent - Bare metal | Cordis Corporation | SES SMART CONTROL 6X30 120 | C06030MV | Standalone | DE0003942 | As per HSA registered indication(s)
Vascular | Vascular patency | Vascular stent | Vascular stent - Bare metal | Cordis Corporation | SES SMART CONTROL 6X40 80 | C06040SV | Standalone | DE0003942 | As per HSA registered indication(s)
Vascular | Vascular patency | Vascular stent | Vascular stent - Bare metal | Cordis Corporation | SES SMART CONTROL 6X40 120 | C06040MV | Standalone | DE0003942 | As per HSA registered indication(s)
Vascular | Vascular patency | Vascular stent | Vascular stent - Bare metal | Cordis Corporation | SES SMART CONTROL 6X60 80 | C06060SV | Standalone | DE0003942 | As per HSA registered indication(s)
Vascular | Vascular patency | Vascular stent | Vascular stent - Bare metal | Cordis Corporation | SES SMART CONTROL 6X60 120 | C06060MV | Standalone | DE0003942 | As per HSA registered indication(s)
Vascular | Vascular patency | Vascular stent | Vascular stent - Bare metal | Cordis Corporation | SES SMART CONTROL 6X80 80 | C06080SV | Standalone | DE0003942 | As per HSA registered indication(s)
Vascular | Vascular patency | Vascular stent | Vascular stent - Bare metal | Cordis Corporation | SES SMART CONTROL 6X80 120 | C06080MV | Standalone | DE0003942 | As per HSA registered indication(s)
Vascular | Vascular patency | Vascular stent | Vascular stent - Bare metal | Cordis Corporation | SES SMART CONTROL 6X100 80 | C06100SV | Standalone | DE0003942 | As per HSA registered indication(s)
Vascular | Vascular patency | Vascular stent | Vascular stent - Bare metal | Cordis Corporation | SES SMART CONTROL 6X100 120 | C06100MV | Standalone | DE0003942 | As per HSA registered indication(s)
Vascular | Vascular patency | Vascular stent | Vascular stent - Bare metal | Cordis Corporation | SES SMART CONTROL 7X20 80 | C07020SV | Standalone | DE0003942 | As per HSA registered indication(s)
Vascular | Vascular patency | Vascular stent | Vascular stent - Bare metal | Cordis Corporation | SES SMART CONTROL 7X30 80 | C07030SV | Standalone | DE0003942 | As per HSA registered indication(s)
Vascular | Vascular patency | Vascular stent | Vascular stent - Bare metal | Cordis Corporation | SES SMART CONTROL 7X30 120 | C07030MV | Standalone | DE0003942 | As per HSA registered indication(s)
Vascular | Vascular patency | Vascular stent | Vascular stent - Bare metal | Cordis Corporation | SES SMART CONTROL 7X40 80 | C07040SV | Standalone | DE0003942 | As per HSA registered indication(s)
Vascular | Vascular patency | Vascular stent | Vascular stent - Bare metal | Cordis Corporation | SES SMART CONTROL 7X40 120 | C07040MV | Standalone | DE0003942 | As per HSA registered indication(s)
Vascular | Vascular patency | Vascular stent | Vascular stent - Bare metal | Cordis Corporation | SES SMART CONTROL 7X60 80 | C07060SV | Standalone | DE0003942 | As per HSA registered indication(s)
Vascular | Vascular patency | Vascular stent | Vascular stent - Bare metal | Cordis Corporation | SES SMART CONTROL 7X60 120 | C07060MV | Standalone | DE0003942 | As per HSA registered indication(s)
Vascular | Vascular patency | Vascular stent | Vascular stent - Bare metal | Cordis Corporation | SES SMART CONTROL 7X80 80 | C07080SV | Standalone | DE0003942 | As per HSA registered indication(s)
Vascular | Vascular patency | Vascular stent | Vascular stent - Bare metal | Cordis Corporation | SES SMART CONTROL 7X80 120 | C07080MV | Standalone | DE0003942 | As per HSA registered indication(s)
Vascular | Vascular patency | Vascular stent | Vascular stent - Bare metal | Cordis Corporation | SES SMART CONTROL 7X100 80 | C07100SV | Standalone | DE0003942 | As per HSA registered indication(s)
Vascular | Vascular patency | Vascular stent | Vascular stent - Bare metal | Cordis Corporation | SES SMART CONTROL 7X100 120 | C07100MV | Standalone | DE0003942 | As per HSA registered indication(s)
Vascular | Vascular patency | Vascular stent | Vascular stent - Bare metal | Cordis Corporation | SES SMART CONTROL 8X20 80 | C08020SV | Standalone | DE0003942 | As per HSA registered indication(s)
Vascular | Vascular patency | Vascular stent | Vascular stent - Bare metal | Cordis Corporation | SES SMART CONTROL 8X30 80 | C08030SV | Standalone | DE0003942 | As per HSA registered indication(s)
Vascular | Vascular patency | Vascular stent | Vascular stent - Bare metal | Cordis Corporation | SES SMART CONTROL 8X30 120 | C08030MV | Standalone | DE0003942 | As per HSA registered indication(s)
Vascular | Vascular patency | Vascular stent | Vascular stent - Bare metal | Cordis Corporation | SES SMART CONTROL 8X40 80 | C08040SV | Standalone | DE0003942 | As per HSA registered indication(s)
Vascular | Vascular patency | Vascular stent | Vascular stent - Bare metal | Cordis Corporation | SES SMART CONTROL 8X40 120 | C08040MV | Standalone | DE0003942 | As per HSA registered indication(s)
Vascular | Vascular patency | Vascular stent | Vascular stent - Bare metal | Cordis Corporation | SES SMART CONTROL 8X60 80 | C08060SV | Standalone | DE0003942 | As per HSA registered indication(s)
Vascular | Vascular patency | Vascular stent | Vascular stent - Bare metal | Cordis Corporation | SES SMART CONTROL 8X60 120 | C08060MV | Standalone | DE0003942 | As per HSA registered indication(s)
Vascular | Vascular patency | Vascular stent | Vascular stent - Bare metal | Cordis Corporation | SES SMART CONTROL 8X80 80 | C08080SV | Standalone | DE0003942 | As per HSA registered indication(s)
Vascular | Vascular patency | Vascular stent | Vascular stent - Bare metal | Cordis Corporation | SES SMART CONTROL 8X80 120 | C08080MV | Standalone | DE0003942 | As per HSA registered indication(s)
Vascular | Vascular patency | Vascular stent | Vascular stent - Bare metal | Cordis Corporation | SES SMART CONTROL 8X100 80 | C08100SV | Standalone | DE0003942 | As per HSA registered indication(s)
Vascular | Vascular patency | Vascular stent | Vascular stent - Bare metal | Cordis Corporation | SES SMART CONTROL 8X100 120 | C08100MV | Standalone | DE0003942 | As per HSA registered indication(s)
Vascular | Vascular patency | Vascular stent | Vascular stent - Bare metal | Cordis Corporation | SES SMART CONTROL 9X20 80 | C09020SV | Standalone | DE0003942 | As per HSA registered indication(s)
Vascular | Vascular patency | Vascular stent | Vascular stent - Bare metal | Cordis Corporation | SES SMART CONTROL 9X30 80 | C09030SV | Standalone | DE0003942 | As per HSA registered indication(s)
Vascular | Vascular patency | Vascular stent | Vascular stent - Bare metal | Cordis Corporation | SES SMART CONTROL 9X30 120 | C09030MV | Standalone | DE0003942 | As per HSA registered indication(s)
Vascular | Vascular patency | Vascular stent | Vascular stent - Bare metal | Cordis Corporation | SES SMART CONTROL 9X40 80 | C09040SV | Standalone | DE0003942 | As per HSA registered indication(s)
Vascular | Vascular patency | Vascular stent | Vascular stent - Bare metal | Cordis Corporation | SES SMART CONTROL 9X40 120 | C09040MV | Standalone | DE0003942 | As per HSA registered indication(s)
Vascular | Vascular patency | Vascular stent | Vascular stent - Bare metal | Cordis Corporation | SES SMART CONTROL 9X60 80 | C09060SV | Standalone | DE0003942 | As per HSA registered indication(s)
Vascular | Vascular patency | Vascular stent | Vascular stent - Bare metal | Cordis Corporation | SES SMART CONTROL 9X60 120 | C09060MV | Standalone | DE0003942 | As per HSA registered indication(s)
Vascular | Vascular patency | Vascular stent | Vascular stent - Bare metal | Cordis Corporation | SES SMART CONTROL 9X80 80 | C09080SV | Standalone | DE0003942 | As per HSA registered indication(s)
Vascular | Vascular patency | Vascular stent | Vascular stent - Bare metal | Cordis Corporation | SES SMART CONTROL 9X80 120 | C09080MV | Standalone | DE0003942 | As per HSA registered indication(s)
Vascular | Vascular patency | Vascular stent | Vascular stent - Bare metal | Cordis Corporation | SES SMART CONTROL 10X20 80 | C10020SV | Standalone | DE0003942 | As per HSA registered indication(s)
Vascular | Vascular patency | Vascular stent | Vascular stent - Bare metal | Cordis Corporation | SES SMART CONTROL 10X30 80 | C10030SV | Standalone | DE0003942 | As per HSA registered indication(s)
Vascular | Vascular patency | Vascular stent | Vascular stent - Bare metal | Cordis Corporation | SES SMART CONTROL 10X30 120 | C10030MV | Standalone | DE0003942 | As per HSA registered indication(s)
Vascular | Vascular patency | Vascular stent | Vascular stent - Bare metal | Cordis Corporation | SES SMART CONTROL 10X40 80 | C10040SV | Standalone | DE0003942 | As per HSA registered indication(s)
Vascular | Vascular patency | Vascular stent | Vascular stent - Bare metal | Cordis Corporation | SES SMART CONTROL 10X40 120 | C10040MV | Standalone | DE0003942 | As per HSA registered indication(s)
Vascular | Vascular patency | Vascular stent | Vascular stent - Bare metal | Cordis Corporation | SES SMART CONTROL 10X60 80 | C10060SV | Standalone | DE0003942 | As per HSA registered indication(s)
Vascular | Vascular patency | Vascular stent | Vascular stent - Bare metal | Cordis Corporation | SES SMART CONTROL 10X60 120 | C10060MV | Standalone | DE0003942 | As per HSA registered indication(s)
Vascular | Vascular patency | Vascular stent | Vascular stent - Bare metal | Cordis Corporation | SES SMART CONTROL 10X80 80 | C10080SV | Standalone | DE0003942 | As per HSA registered indication(s)
Vascular | Vascular patency | Vascular stent | Vascular stent - Bare metal | Cordis Corporation | SES SMART CONTROL 10X80 120 | C10080MV | Standalone | DE0003942 | As per HSA registered indication(s)
Vascular | Vascular patency | Vascular stent | Vascular stent - Bare metal | Cordis Corporation | SMART 7FR(80CM) STENT 12X20MM | C12020SV | Standalone | DE0003942 | As per HSA registered indication(s)
Vascular | Vascular patency | Vascular stent | Vascular stent - Bare metal | Cordis Corporation | SMART 7FR(120CM) STENT 12X20MM | C12020MV | Standalone | DE0003942 | As per HSA registered indication(s)
Vascular | Vascular patency | Vascular stent | Vascular stent - Bare metal | Cordis Corporation | SMART CONTROL 12X30 80 | C12030SV | Standalone | DE0003942 | As per HSA registered indication(s)
Vascular | Vascular patency | Vascular stent | Vascular stent - Bare metal | Cordis Corporation | SMART CONTROL 12X40 80 | C12040SV | Standalone | DE0003942 | As per HSA registered indication(s)
Vascular | Vascular patency | Vascular stent | Vascular stent - Bare metal | Cordis Corporation | SMART CONTROL 12X40 120 | C12040MV | Standalone | DE0003942 | As per HSA registered indication(s)
Vascular | Vascular patency | Vascular stent | Vascular stent - Bare metal | Cordis Corporation | SMART CONTROL 12X60 80 | C12060SV | Standalone | DE0003942 | As per HSA registered indication(s)
Vascular | Vascular patency | Vascular stent | Vascular stent - Bare metal | Cordis Corporation | SMART CONTROL 12X60 120 | C12060MV | Standalone | DE0003942 | As per HSA registered indication(s)
Vascular | Vascular patency | Vascular stent | Vascular stent - Bare metal | Cordis Corporation | SMART CONTROL 12X80 80 | C12080SV | Standalone | DE0003942 | As per HSA registered indication(s)
Vascular | Vascular patency | Vascular stent | Vascular stent - Bare metal | Cordis Corporation | SMART CONTROL 12X80 120 | C12080MV | Standalone | DE0003942 | As per HSA registered indication(s)
Vascular | Vascular patency | Vascular stent | Vascular stent - Bare metal | Cordis Corporation | SMART CONTROL 14X30 80 | C14030SV | Standalone | DE0003942 | As per HSA registered indication(s)
Vascular | Vascular patency | Vascular stent | Vascular stent - Bare metal | Cordis Corporation | SMART CONTROL 14X40 80 | C14040SV | Standalone | DE0003942 | As per HSA registered indication(s)
Vascular | Vascular patency | Vascular stent | Vascular stent - Bare metal | Cordis Corporation | SMART CONTROL 14X40 120 | C14040MV | Standalone | DE0003942 | As per HSA registered indication(s)
Vascular | Vascular patency | Vascular stent | Vascular stent - Bare metal | Cordis Corporation | SMART CONTROL 14X60 80 | C14060SV | Standalone | DE0003942 | As per HSA registered indication(s)
Vascular | Vascular patency | Vascular stent | Vascular stent - Bare metal | Cordis Corporation | SMART CONTROL 14X60 120 | C14060MV | Standalone | DE0003942 | As per HSA registered indication(s)
Vascular | Vascular patency | Vascular stent | Vascular stent - Bare metal | Cordis Corporation | SMART CONTROL 14X80 80 | C14080SV | Standalone | DE0003942 | As per HSA registered indication(s)
Vascular | Vascular patency | Vascular stent | Vascular stent - Bare metal | Cordis Corporation | SMART CONTROL 14X80 120 | C14080MV | Standalone | DE0003942 | As per HSA registered indication(s)
Vascular | Vascular patency | Vascular stent | Vascular stent - Bare metal | Cordis Corporation | STENT PER 40MM X-LARGE | P4014 | Standalone | DE0005704 | As per HSA registered indication(s)
Vascular | Vascular patency | Vascular stent | Vascular stent - Bare metal | Cordis Corporation | STENT PER 50MM X-LARGE | P5014 | Standalone | DE0005704 | As per HSA registered indication(s)
Vascular | Vascular patency | Vascular stent | Vascular stent - Bare metal | ev3 Inc | Entrust | EVX35-05-020-080 | Standalone | DE0016831 | As per HSA registered indication(s)
Vascular | Vascular patency | Vascular stent | Vascular stent - Bare metal | ev3 Inc | Entrust | EVX35-05-020-120 | Standalone | DE0016831 | As per HSA registered indication(s)
Vascular | Vascular patency | Vascular stent | Vascular stent - Bare metal | ev3 Inc | Entrust | EVX35-05-020-150 | Standalone | DE0016831 | As per HSA registered indication(s)
Vascular | Vascular patency | Vascular stent | Vascular stent - Bare metal | ev3 Inc | Entrust | EVX35-05-040-080 | Standalone | DE0016831 | As per HSA registered indication(s)
Vascular | Vascular patency | Vascular stent | Vascular stent - Bare metal | ev3 Inc | Entrust | EVX35-05-040-120 | Standalone | DE0016831 | As per HSA registered indication(s)
Vascular | Vascular patency | Vascular stent | Vascular stent - Bare metal | ev3 Inc | Entrust | EVX35-05-040-150 | Standalone | DE0016831 | As per HSA registered indication(s)
Vascular | Vascular patency | Vascular stent | Vascular stent - Bare metal | ev3 Inc | Entrust | EVX35-05-060-080 | Standalone | DE0016831 | As per HSA registered indication(s)
Vascular | Vascular patency | Vascular stent | Vascular stent - Bare metal | ev3 Inc | Entrust | EVX35-05-060-120 | Standalone | DE0016831 | As per HSA registered indication(s)
Vascular | Vascular patency | Vascular stent | Vascular stent - Bare metal | ev3 Inc | Entrust | EVX35-05-060-150 | Standalone | DE0016831 | As per HSA registered indication(s)
Vascular | Vascular patency | Vascular stent | Vascular stent - Bare metal | ev3 Inc | Entrust | EVX35-05-080-080 | Standalone | DE0016831 | As per HSA registered indication(s)
Vascular | Vascular patency | Vascular stent | Vascular stent - Bare metal | ev3 Inc | Entrust | EVX35-05-080-120 | Standalone | DE0016831 | As per HSA registered indication(s)
Vascular | Vascular patency | Vascular stent | Vascular stent - Bare metal | ev3 Inc | Entrust | EVX35-05-080-150 | Standalone | DE0016831 | As per HSA registered indication(s)
Vascular | Vascular patency | Vascular stent | Vascular stent - Bare metal | ev3 Inc | Entrust | EVX35-05-100-080 | Standalone | DE0016831 | As per HSA registered indication(s)
Vascular | Vascular patency | Vascular stent | Vascular stent - Bare metal | ev3 Inc | Entrust | EVX35-05-100-120 | Standalone | DE0016831 | As per HSA registered indication(s)
Vascular | Vascular patency | Vascular stent | Vascular stent - Bare metal | ev3 Inc | Entrust | EVX35-05-100-150 | Standalone | DE0016831 | As per HSA registered indication(s)
Vascular | Vascular patency | Vascular stent | Vascular stent - Bare metal | ev3 Inc | Entrust | EVX35-05-120-080 | Standalone | DE0016831 | As per HSA registered indication(s)
Vascular | Vascular patency | Vascular stent | Vascular stent - Bare metal | ev3 Inc | Entrust | EVX35-05-120-120 | Standalone | DE0016831 | As per HSA registered indication(s)
Vascular | Vascular patency | Vascular stent | Vascular stent - Bare metal | ev3 Inc | Entrust | EVX35-05-120-150 | Standalone | DE0016831 | As per HSA registered indication(s)
Vascular | Vascular patency | Vascular stent | Vascular stent - Bare metal | ev3 Inc | Entrust | EVX35-05-150-080 | Standalone | DE0016831 | As per HSA registered indication(s)
Vascular | Vascular patency | Vascular stent | Vascular stent - Bare metal | ev3 Inc | Entrust | EVX35-05-150-120 | Standalone | DE0016831 | As per HSA registered indication(s)
Vascular | Vascular patency | Vascular stent | Vascular stent - Bare metal | ev3 Inc | Entrust | EVX35-05-150-150 | Standalone | DE0016831 | As per HSA registered indication(s)
Vascular | Vascular patency | Vascular stent | Vascular stent - Bare metal | ev3 Inc | Entrust | EVX35-06-020-080 | Standalone | DE0016831 | As per HSA registered indication(s)
Vascular | Vascular patency | Vascular stent | Vascular stent - Bare metal | ev3 Inc | Entrust | EVX35-06-020-120 | Standalone | DE0016831 | As per HSA registered indication(s)
Vascular | Vascular patency | Vascular stent | Vascular stent - Bare metal | ev3 Inc | Entrust | EVX35-06-020-150 | Standalone | DE0016831 | As per HSA registered indication(s)
Vascular | Vascular patency | Vascular stent | Vascular stent - Bare metal | ev3 Inc | Entrust | EVX35-06-040-080 | Standalone | DE0016831 | As per HSA registered indication(s)
Vascular | Vascular patency | Vascular stent | Vascular stent - Bare metal | ev3 Inc | Entrust | EVX35-06-040-120 | Standalone | DE0016831 | As per HSA registered indication(s)
Vascular | Vascular patency | Vascular stent | Vascular stent - Bare metal | ev3 Inc | Entrust | EVX35-06-040-150 | Standalone | DE0016831 | As per HSA registered indication(s)
Vascular | Vascular patency | Vascular stent | Vascular stent - Bare metal | ev3 Inc | Entrust | EVX35-06-060-080 | Standalone | DE0016831 | As per HSA registered indication(s)
Vascular | Vascular patency | Vascular stent | Vascular stent - Bare metal | ev3 Inc | Entrust | EVX35-06-060-120 | Standalone | DE0016831 | As per HSA registered indication(s)
Vascular | Vascular patency | Vascular stent | Vascular stent - Bare metal | ev3 Inc | Entrust | EVX35-06-060-150 | Standalone | DE0016831 | As per HSA registered indication(s)
Vascular | Vascular patency | Vascular stent | Vascular stent - Bare metal | ev3 Inc | Entrust | EVX35-06-080-080 | Standalone | DE0016831 | As per HSA registered indication(s)
Vascular | Vascular patency | Vascular stent | Vascular stent - Bare metal | ev3 Inc | Entrust | EVX35-06-080-120 | Standalone | DE0016831 | As per HSA registered indication(s)
Vascular | Vascular patency | Vascular stent | Vascular stent - Bare metal | ev3 Inc | Entrust | EVX35-06-080-150 | Standalone | DE0016831 | As per HSA registered indication(s)
Vascular | Vascular patency | Vascular stent | Vascular stent - Bare metal | ev3 Inc | Entrust | EVX35-06-100-080 | Standalone | DE0016831 | As per HSA registered indication(s)
Vascular | Vascular patency | Vascular stent | Vascular stent - Bare metal | ev3 Inc | Entrust | EVX35-06-100-120 | Standalone | DE0016831 | As per HSA registered indication(s)
Vascular | Vascular patency | Vascular stent | Vascular stent - Bare metal | ev3 Inc | Entrust | EVX35-06-100-150 | Standalone | DE0016831 | As per HSA registered indication(s)
Vascular | Vascular patency | Vascular stent | Vascular stent - Bare metal | ev3 Inc | Entrust | EVX35-06-120-080 | Standalone | DE0016831 | As per HSA registered indication(s)
Vascular | Vascular patency | Vascular stent | Vascular stent - Bare metal | ev3 Inc | Entrust | EVX35-06-120-120 | Standalone | DE0016831 | As per HSA registered indication(s)
Vascular | Vascular patency | Vascular stent | Vascular stent - Bare metal | ev3 Inc | Entrust | EVX35-06-120-150 | Standalone | DE0016831 | As per HSA registered indication(s)
Vascular | Vascular patency | Vascular stent | Vascular stent - Bare metal | ev3 Inc | Entrust | EVX35-06-150-080 | Standalone | DE0016831 | As per HSA registered indication(s)
Vascular | Vascular patency | Vascular stent | Vascular stent - Bare metal | ev3 Inc | Entrust | EVX35-06-150-120 | Standalone | DE0016831 | As per HSA registered indication(s)
Vascular | Vascular patency | Vascular stent | Vascular stent - Bare metal | ev3 Inc | Entrust | EVX35-06-150-150 | Standalone | DE0016831 | As per HSA registered indication(s)
Vascular | Vascular patency | Vascular stent | Vascular stent - Bare metal | ev3 Inc | Entrust | EVX35-07-020-080 | Standalone | DE0016831 | As per HSA registered indication(s)
Vascular | Vascular patency | Vascular stent | Vascular stent - Bare metal | ev3 Inc | Entrust | EVX35-07-020-120 | Standalone | DE0016831 | As per HSA registered indication(s)
Vascular | Vascular patency | Vascular stent | Vascular stent - Bare metal | ev3 Inc | Entrust | EVX35-07-020-150 | Standalone | DE0016831 | As per HSA registered indication(s)
Vascular | Vascular patency | Vascular stent | Vascular stent - Bare metal | ev3 Inc | Entrust | EVX35-07-040-080 | Standalone | DE0016831 | As per HSA registered indication(s)
Vascular | Vascular patency | Vascular stent | Vascular stent - Bare metal | ev3 Inc | Entrust | EVX35-07-040-120 | Standalone | DE0016831 | As per HSA registered indication(s)
Vascular | Vascular patency | Vascular stent | Vascular stent - Bare metal | ev3 Inc | Entrust | EVX35-07-040-150 | Standalone | DE0016831 | As per HSA registered indication(s)
Vascular | Vascular patency | Vascular stent | Vascular stent - Bare metal | ev3 Inc | Entrust | EVX35-07-060-080 | Standalone | DE0016831 | As per HSA registered indication(s)
Vascular | Vascular patency | Vascular stent | Vascular stent - Bare metal | ev3 Inc | Entrust | EVX35-07-060-120 | Standalone | DE0016831 | As per HSA registered indication(s)
Vascular | Vascular patency | Vascular stent | Vascular stent - Bare metal | ev3 Inc | Entrust | EVX35-07-060-150 | Standalone | DE0016831 | As per HSA registered indication(s)
Vascular | Vascular patency | Vascular stent | Vascular stent - Bare metal | ev3 Inc | Entrust | EVX35-07-080-080 | Standalone | DE0016831 | As per HSA registered indication(s)
Vascular | Vascular patency | Vascular stent | Vascular stent - Bare metal | ev3 Inc | Entrust | EVX35-07-080-120 | Standalone | DE0016831 | As per HSA registered indication(s)
Vascular | Vascular patency | Vascular stent | Vascular stent - Bare metal | ev3 Inc | Entrust | EVX35-07-080-150 | Standalone | DE0016831 | As per HSA registered indication(s)
Vascular | Vascular patency | Vascular stent | Vascular stent - Bare metal | ev3 Inc | Entrust | EVX35-07-100-080 | Standalone | DE0016831 | As per HSA registered indication(s)
Vascular | Vascular patency | Vascular stent | Vascular stent - Bare metal | ev3 Inc | Entrust | EVX35-07-100-120 | Standalone | DE0016831 | As per HSA registered indication(s)
Vascular | Vascular patency | Vascular stent | Vascular stent - Bare metal | ev3 Inc | Entrust | EVX35-07-100-150 | Standalone | DE0016831 | As per HSA registered indication(s)
Vascular | Vascular patency | Vascular stent | Vascular stent - Bare metal | ev3 Inc | Entrust | EVX35-07-120-080 | Standalone | DE0016831 | As per HSA registered indication(s)
Vascular | Vascular patency | Vascular stent | Vascular stent - Bare metal | ev3 Inc | Entrust | EVX35-07-120-120 | Standalone | DE0016831 | As per HSA registered indication(s)
Vascular | Vascular patency | Vascular stent | Vascular stent - Bare metal | ev3 Inc | Entrust | EVX35-07-120-150 | Standalone | DE0016831 | As per HSA registered indication(s)
Vascular | Vascular patency | Vascular stent | Vascular stent - Bare metal | ev3 Inc | Entrust | EVX35-07-150-080 | Standalone | DE0016831 | As per HSA registered indication(s)
Vascular | Vascular patency | Vascular stent | Vascular stent - Bare metal | ev3 Inc | Entrust | EVX35-07-150-120 | Standalone | DE0016831 | As per HSA registered indication(s)
Vascular | Vascular patency | Vascular stent | Vascular stent - Bare metal | ev3 Inc | Entrust | EVX35-07-150-150 | Standalone | DE0016831 | As per HSA registered indication(s)
Vascular | Vascular patency | Vascular stent | Vascular stent - Bare metal | ev3 Inc | Entrust | EVX35-08-020-080 | Standalone | DE0016831 | As per HSA registered indication(s)
Vascular | Vascular patency | Vascular stent | Vascular stent - Bare metal | ev3 Inc | Entrust | EVX35-08-020-120 | Standalone | DE0016831 | As per HSA registered indication(s)
Vascular | Vascular patency | Vascular stent | Vascular stent - Bare metal | ev3 Inc | Entrust | EVX35-08-020-150 | Standalone | DE0016831 | As per HSA registered indication(s)
Vascular | Vascular patency | Vascular stent | Vascular stent - Bare metal | ev3 Inc | Entrust | EVX35-08-040-080 | Standalone | DE0016831 | As per HSA registered indication(s)
Vascular | Vascular patency | Vascular stent | Vascular stent - Bare metal | ev3 Inc | Entrust | EVX35-08-040-120 | Standalone | DE0016831 | As per HSA registered indication(s)
Vascular | Vascular patency | Vascular stent | Vascular stent - Bare metal | ev3 Inc | Entrust | EVX35-08-040-150 | Standalone | DE0016831 | As per HSA registered indication(s)
Vascular | Vascular patency | Vascular stent | Vascular stent - Bare metal | ev3 Inc | Entrust | EVX35-08-060-080 | Standalone | DE0016831 | As per HSA registered indication(s)
Vascular | Vascular patency | Vascular stent | Vascular stent - Bare metal | ev3 Inc | Entrust | EVX35-08-060-120 | Standalone | DE0016831 | As per HSA registered indication(s)
Vascular | Vascular patency | Vascular stent | Vascular stent - Bare metal | ev3 Inc | Entrust | EVX35-08-060-150 | Standalone | DE0016831 | As per HSA registered indication(s)
Vascular | Vascular patency | Vascular stent | Vascular stent - Bare metal | ev3 Inc | Entrust | EVX35-08-080-080 | Standalone | DE0016831 | As per HSA registered indication(s)
Vascular | Vascular patency | Vascular stent | Vascular stent - Bare metal | ev3 Inc | Entrust | EVX35-08-080-120 | Standalone | DE0016831 | As per HSA registered indication(s)
Vascular | Vascular patency | Vascular stent | Vascular stent - Bare metal | ev3 Inc | Entrust | EVX35-08-080-150 | Standalone | DE0016831 | As per HSA registered indication(s)
Vascular | Vascular patency | Vascular stent | Vascular stent - Bare metal | ev3 Inc | Entrust | EVX35-08-100-080 | Standalone | DE0016831 | As per HSA registered indication(s)
Vascular | Vascular patency | Vascular stent | Vascular stent - Bare metal | ev3 Inc | Entrust | EVX35-08-100-120 | Standalone | DE0016831 | As per HSA registered indication(s)
Vascular | Vascular patency | Vascular stent | Vascular stent - Bare metal | ev3 Inc | Entrust | EVX35-08-100-150 | Standalone | DE0016831 | As per HSA registered indication(s)
Vascular | Vascular patency | Vascular stent | Vascular stent - Bare metal | ev3 Inc | Entrust | EVX35-08-120-080 | Standalone | DE0016831 | As per HSA registered indication(s)
Vascular | Vascular patency | Vascular stent | Vascular stent - Bare metal | ev3 Inc | Entrust | EVX35-08-120-120 | Standalone | DE0016831 | As per HSA registered indication(s)
Vascular | Vascular patency | Vascular stent | Vascular stent - Bare metal | ev3 Inc | Entrust | EVX35-08-120-150 | Standalone | DE0016831 | As per HSA registered indication(s)
Vascular | Vascular patency | Vascular stent | Vascular stent - Bare metal | ev3 Inc | Entrust | EVX35-08-150-080 | Standalone | DE0016831 | As per HSA registered indication(s)
Vascular | Vascular patency | Vascular stent | Vascular stent - Bare metal | ev3 Inc | Entrust | EVX35-08-150-120 | Standalone | DE0016831 | As per HSA registered indication(s)
Vascular | Vascular patency | Vascular stent | Vascular stent - Bare metal | ev3 Inc | Entrust | EVX35-08-150-150 | Standalone | DE0016831 | As per HSA registered indication(s)
Vascular | Vascular patency | Vascular stent | Vascular stent - Bare metal | ev3 Inc | Protege RX Car Stent | SEPX-10-20-135 | Standalone | DE0007734 | As per HSA registered indication(s)
Vascular | Vascular patency | Vascular stent | Vascular stent - Bare metal | ev3 Inc | Protege RX Car Stent | SEPX-10-30-135 | Standalone | DE0007734 | As per HSA registered indication(s)
Vascular | Vascular patency | Vascular stent | Vascular stent - Bare metal | ev3 Inc | Protege RX Car Stent | SEPX-10-40-135 | Standalone | DE0007734 | As per HSA registered indication(s)
Vascular | Vascular patency | Vascular stent | Vascular stent - Bare metal | ev3 Inc | Protege RX Car Stent | SEPX-10-60-135 | Standalone | DE0007734 | As per HSA registered indication(s)
Vascular | Vascular patency | Vascular stent | Vascular stent - Bare metal | ev3 Inc | Protege RX Car Stent | SEPX-10-7-30-135 | Standalone | DE0007734 | As per HSA registered indication(s)
Vascular | Vascular patency | Vascular stent | Vascular stent - Bare metal | ev3 Inc | Protege RX Car Stent | SEPX-10-7-40-135 | Standalone | DE0007734 | As per HSA registered indication(s)
Vascular | Vascular patency | Vascular stent | Vascular stent - Bare metal | ev3 Inc | Protege RX Car Stent | SEPX-6-20-135 | Standalone | DE0007734 | As per HSA registered indication(s)
Vascular | Vascular patency | Vascular stent | Vascular stent - Bare metal | ev3 Inc | Protege RX Car Stent | SEPX-6-30-135 | Standalone | DE0007734 | As per HSA registered indication(s)
Vascular | Vascular patency | Vascular stent | Vascular stent - Bare metal | ev3 Inc | Protege RX Car Stent | SEPX-6-40-135 | Standalone | DE0007734 | As per HSA registered indication(s)
Vascular | Vascular patency | Vascular stent | Vascular stent - Bare metal | ev3 Inc | Protege RX Car Stent | SEPX-6-60-135 | Standalone | DE0007734 | As per HSA registered indication(s)
Vascular | Vascular patency | Vascular stent | Vascular stent - Bare metal | ev3 Inc | Protege RX Car Stent | SEPX-7-20-135 | Standalone | DE0007734 | As per HSA registered indication(s)
Vascular | Vascular patency | Vascular stent | Vascular stent - Bare metal | ev3 Inc | Protege RX Car Stent | SEPX-7-30-135 | Standalone | DE0007734 | As per HSA registered indication(s)
Vascular | Vascular patency | Vascular stent | Vascular stent - Bare metal | ev3 Inc | Protege RX Car Stent | SEPX-7-40-135 | Standalone | DE0007734 | As per HSA registered indication(s)
Vascular | Vascular patency | Vascular stent | Vascular stent - Bare metal | ev3 Inc | Protege RX Car Stent | SEPX-7-60-135 | Standalone | DE0007734 | As per HSA registered indication(s)
Vascular | Vascular patency | Vascular stent | Vascular stent - Bare metal | ev3 Inc | Protege RX Car Stent | SEPX-8-20-135 | Standalone | DE0007734 | As per HSA registered indication(s)
Vascular | Vascular patency | Vascular stent | Vascular stent - Bare metal | ev3 Inc | Protege RX Car Stent | SEPX-8-30-135 | Standalone | DE0007734 | As per HSA registered indication(s)
Vascular | Vascular patency | Vascular stent | Vascular stent - Bare metal | ev3 Inc | Protege RX Car Stent | SEPX-8-40-135 | Standalone | DE0007734 | As per HSA registered indication(s)
Vascular | Vascular patency | Vascular stent | Vascular stent - Bare metal | ev3 Inc | Protege RX Car Stent | SEPX-8-6-30-135 | Standalone | DE0007734 | As per HSA registered indication(s)
Vascular | Vascular patency | Vascular stent | Vascular stent - Bare metal | ev3 Inc | Protege RX Car Stent | SEPX-8-6-40-135 | Standalone | DE0007734 | As per HSA registered indication(s)
Vascular | Vascular patency | Vascular stent | Vascular stent - Bare metal | ev3 Inc | Protege RX Car Stent | SEPX-8-60-135 | Standalone | DE0007734 | As per HSA registered indication(s)
Vascular | Vascular patency | Vascular stent | Vascular stent - Bare metal | ev3 Inc | Protege RX Car Stent | SEPX-9-20-135 | Standalone | DE0007734 | As per HSA registered indication(s)
Vascular | Vascular patency | Vascular stent | Vascular stent - Bare metal | ev3 Inc | Protege RX Car Stent | SEPX-9-30-135 | Standalone | DE0007734 | As per HSA registered indication(s)
Vascular | Vascular patency | Vascular stent | Vascular stent - Bare metal | ev3 Inc | Protege RX Car Stent | SEPX-9-40-135 | Standalone | DE0007734 | As per HSA registered indication(s)
Vascular | Vascular patency | Vascular stent | Vascular stent - Bare metal | ev3 Inc | Protege RX Car Stent | SEPX-9-60-135 | Standalone | DE0007734 | As per HSA registered indication(s)
Vascular | Vascular patency | Vascular stent | Vascular stent - Bare metal | ev3 Inc | Protege GPS Self-Expanding Nitinol Stent, 6 Fr, 0.035 | SERP65-09-20-120 | Standalone | DE0008366 | As per HSA registered indication(s)
Vascular | Vascular patency | Vascular stent | Vascular stent - Bare metal | ev3 Inc | Protege GPS Self-Expanding Nitinol Stent, 6 Fr, 0.035 | SERP65-09-20-80 | Standalone | DE0008366 | As per HSA registered indication(s)
Vascular | Vascular patency | Vascular stent | Vascular stent - Bare metal | ev3 Inc | Protege GPS Self-Expanding Nitinol Stent, 6 Fr, 0.035 | SERP65-09-30-120 | Standalone | DE0008366 | As per HSA registered indication(s)
Vascular | Vascular patency | Vascular stent | Vascular stent - Bare metal | ev3 Inc | Protege GPS Self-Expanding Nitinol Stent, 6 Fr, 0.035 | SERP65-09-30-80 | Standalone | DE0008366 | As per HSA registered indication(s)
Vascular | Vascular patency | Vascular stent | Vascular stent - Bare metal | ev3 Inc | Protege GPS Self-Expanding Nitinol Stent, 6 Fr, 0.035 | SERP65-09-40-120 | Standalone | DE0008366 | As per HSA registered indication(s)
Vascular | Vascular patency | Vascular stent | Vascular stent - Bare metal | ev3 Inc | Protege GPS Self-Expanding Nitinol Stent, 6 Fr, 0.035 | SERP65-09-40-80 | Standalone | DE0008366 | As per HSA registered indication(s)
Vascular | Vascular patency | Vascular stent | Vascular stent - Bare metal | ev3 Inc | Protege GPS Self-Expanding Nitinol Stent, 6 Fr, 0.035 | SERP65-09-60-120 | Standalone | DE0008366 | As per HSA registered indication(s)
Vascular | Vascular patency | Vascular stent | Vascular stent - Bare metal | ev3 Inc | Protege GPS Self-Expanding Nitinol Stent, 6 Fr, 0.035 | SERP65-09-60-80 | Standalone | DE0008366 | As per HSA registered indication(s)
Vascular | Vascular patency | Vascular stent | Vascular stent - Bare metal | ev3 Inc | Protege GPS Self-Expanding Nitinol Stent, 6 Fr, 0.035 | SERP65-09-80-120 | Standalone | DE0008366 | As per HSA registered indication(s)
Vascular | Vascular patency | Vascular stent | Vascular stent - Bare metal | ev3 Inc | Protege GPS Self-Expanding Nitinol Stent, 6 Fr, 0.035 | SERP65-09-80-80 | Standalone | DE0008366 | As per HSA registered indication(s)
Vascular | Vascular patency | Vascular stent | Vascular stent - Bare metal | ev3 Inc | Protege GPS Self-Expanding Nitinol Stent, 6 Fr, 0.035 | SERP65-10-20-120 | Standalone | DE0008366 | As per HSA registered indication(s)
Vascular | Vascular patency | Vascular stent | Vascular stent - Bare metal | ev3 Inc | Protege GPS Self-Expanding Nitinol Stent, 6 Fr, 0.035 | SERP65-10-20-80 | Standalone | DE0008366 | As per HSA registered indication(s)
Vascular | Vascular patency | Vascular stent | Vascular stent - Bare metal | ev3 Inc | Protege GPS Self-Expanding Nitinol Stent, 6 Fr, 0.035 | SERP65-10-30-120 | Standalone | DE0008366 | As per HSA registered indication(s)
Vascular | Vascular patency | Vascular stent | Vascular stent - Bare metal | ev3 Inc | Protege GPS Self-Expanding Nitinol Stent, 6 Fr, 0.035 | SERP65-10-30-80 | Standalone | DE0008366 | As per HSA registered indication(s)
Vascular | Vascular patency | Vascular stent | Vascular stent - Bare metal | ev3 Inc | Protege GPS Self-Expanding Nitinol Stent, 6 Fr, 0.035 | SERP65-10-40-120 | Standalone | DE0008366 | As per HSA registered indication(s)
Vascular | Vascular patency | Vascular stent | Vascular stent - Bare metal | ev3 Inc | Protege GPS Self-Expanding Nitinol Stent, 6 Fr, 0.035 | SERP65-10-40-80 | Standalone | DE0008366 | As per HSA registered indication(s)
Vascular | Vascular patency | Vascular stent | Vascular stent - Bare metal | ev3 Inc | Protege GPS Self-Expanding Nitinol Stent, 6 Fr, 0.035 | SERP65-10-60-120 | Standalone | DE0008366 | As per HSA registered indication(s)
Vascular | Vascular patency | Vascular stent | Vascular stent - Bare metal | ev3 Inc | Protege GPS Self-Expanding Nitinol Stent, 6 Fr, 0.035 | SERP65-10-60-80 | Standalone | DE0008366 | As per HSA registered indication(s)
Vascular | Vascular patency | Vascular stent | Vascular stent - Bare metal | ev3 Inc | Protege GPS Self-Expanding Nitinol Stent, 6 Fr, 0.035 | SERP65-10-80-120 | Standalone | DE0008366 | As per HSA registered indication(s)
Vascular | Vascular patency | Vascular stent | Vascular stent - Bare metal | ev3 Inc | Protege GPS Self-Expanding Nitinol Stent, 6 Fr, 0.035 | SERP65-10-80-80 | Standalone | DE0008366 | As per HSA registered indication(s)
Vascular | Vascular patency | Vascular stent | Vascular stent - Bare metal | ev3 Inc | Protege GPS Self-Expanding Nitinol Stent, 6 Fr, 0.035 12 mm | SERP65-12-20-120 | Standalone | DE0008366 | As per HSA registered indication(s)
Vascular | Vascular patency | Vascular stent | Vascular stent - Bare metal | ev3 Inc | Protege GPS Self-Expanding Nitinol Stent, 6 Fr, 0.035 12 mm | SERP65-12-20-80 | Standalone | DE0008366 | As per HSA registered indication(s)
Vascular | Vascular patency | Vascular stent | Vascular stent - Bare metal | ev3 Inc | Protege GPS Self-Expanding Nitinol Stent, 6 Fr, 0.035 12 mm | SERP65-12-30-120 | Standalone | DE0008366 | As per HSA registered indication(s)
Vascular | Vascular patency | Vascular stent | Vascular stent - Bare metal | ev3 Inc | Protege GPS Self-Expanding Nitinol Stent, 6 Fr, 0.035 12 mm | SERP65-12-30-80 | Standalone | DE0008366 | As per HSA registered indication(s)
Vascular | Vascular patency | Vascular stent | Vascular stent - Bare metal | ev3 Inc | Protege GPS Self-Expanding Nitinol Stent, 6 Fr, 0.035 12 mm | SERP65-12-40-120 | Standalone | DE0008366 | As per HSA registered indication(s)
Vascular | Vascular patency | Vascular stent | Vascular stent - Bare metal | ev3 Inc | Protege GPS Self-Expanding Nitinol Stent, 6 Fr, 0.035 12 mm | SERP65-12-40-80 | Standalone | DE0008366 | As per HSA registered indication(s)
Vascular | Vascular patency | Vascular stent | Vascular stent - Bare metal | ev3 Inc | Protege GPS Self-Expanding Nitinol Stent, 6 Fr, 0.035 12 mm | SERP65-12-60-120 | Standalone | DE0008366 | As per HSA registered indication(s)
Vascular | Vascular patency | Vascular stent | Vascular stent - Bare metal | ev3 Inc | Protege GPS Self-Expanding Nitinol Stent, 6 Fr, 0.035 12 mm | SERP65-12-60-80 | Standalone | DE0008366 | As per HSA registered indication(s)
Vascular | Vascular patency | Vascular stent | Vascular stent - Bare metal | ev3 Inc | Protege GPS Self-Expanding Nitinol Stent, 6 Fr, 0.035 12 mm | SERP65-12-80-120 | Standalone | DE0008366 | As per HSA registered indication(s)
Vascular | Vascular patency | Vascular stent | Vascular stent - Bare metal | ev3 Inc | Protege GPS Self-Expanding Nitinol Stent, 6 Fr, 0.035 12 mm | SERP65-12-80-80 | Standalone | DE0008366 | As per HSA registered indication(s)
Vascular | Vascular patency | Vascular stent | Vascular stent - Bare metal | ev3 Inc | Protege GPS Self-Expanding Nitinol Stent, 6 Fr, 0.035 14mm | SERP65-14-20-120 | Standalone | DE0008366 | As per HSA registered indication(s)
Vascular | Vascular patency | Vascular stent | Vascular stent - Bare metal | ev3 Inc | Protege GPS Self-Expanding Nitinol Stent, 6 Fr, 0.035 14mm | SERP65-14-20-80 | Standalone | DE0008366 | As per HSA registered indication(s)
Vascular | Vascular patency | Vascular stent | Vascular stent - Bare metal | ev3 Inc | Protege GPS Self-Expanding Nitinol Stent, 6 Fr, 0.035 14mm | SERP65-14-30-120 | Standalone | DE0008366 | As per HSA registered indication(s)
Vascular | Vascular patency | Vascular stent | Vascular stent - Bare metal | ev3 Inc | Protege GPS Self-Expanding Nitinol Stent, 6 Fr, 0.035 14mm | SERP65-14-30-80 | Standalone | DE0008366 | As per HSA registered indication(s)
Vascular | Vascular patency | Vascular stent | Vascular stent - Bare metal | ev3 Inc | Protege GPS Self-Expanding Nitinol Stent, 6 Fr, 0.035 14mm | SERP65-14-40-120 | Standalone | DE0008366 | As per HSA registered indication(s)
Vascular | Vascular patency | Vascular stent | Vascular stent - Bare metal | ev3 Inc | Protege GPS Self-Expanding Nitinol Stent, 6 Fr, 0.035 14mm | SERP65-14-40-80 | Standalone | DE0008366 | As per HSA registered indication(s)
Vascular | Vascular patency | Vascular stent | Vascular stent - Bare metal | ev3 Inc | Protege GPS Self-Expanding Nitinol Stent, 6 Fr, 0.035 14mm | SERP65-14-60-120 | Standalone | DE0008366 | As per HSA registered indication(s)
Vascular | Vascular patency | Vascular stent | Vascular stent - Bare metal | ev3 Inc | Protege GPS Self-Expanding Nitinol Stent, 6 Fr, 0.035 14mm | SERP65-14-60-80 | Standalone | DE0008366 | As per HSA registered indication(s)
Vascular | Vascular patency | Vascular stent | Vascular stent - Bare metal | ev3 Inc | Protege GPS Self-Expanding Nitinol Stent, 6 Fr, 0.035 14mm | SERP65-14-80-120 | Standalone | DE0008366 | As per HSA registered indication(s)
Vascular | Vascular patency | Vascular stent | Vascular stent - Bare metal | ev3 Inc | Protege GPS Self-Expanding Nitinol Stent, 6 Fr, 0.035 14mm | SERP65-14-80-80 | Standalone | DE0008366 | As per HSA registered indication(s)
Vascular | Vascular patency | Vascular stent | Vascular stent - Bare metal | ev3 Inc | Visi-Pro Balloon-Expandable Peripheral Stent System | PXP35-05-12-080 | Standalone | DE0018961 | As per HSA registered indication(s)
Vascular | Vascular patency | Vascular stent | Vascular stent - Bare metal | ev3 Inc | Visi-Pro Balloon-Expandable Peripheral Stent System | PXP35-05-17-080 | Standalone | DE0018961 | As per HSA registered indication(s)
Vascular | Vascular patency | Vascular stent | Vascular stent - Bare metal | ev3 Inc | Visi-Pro Balloon-Expandable Peripheral Stent System | PXP35-05-17-135 | Standalone | DE0018961 | As per HSA registered indication(s)
Vascular | Vascular patency | Vascular stent | Vascular stent - Bare metal | ev3 Inc | Visi-Pro Balloon-Expandable Peripheral Stent System | PXP35-05-27-080 | Standalone | DE0018961 | As per HSA registered indication(s)
Vascular | Vascular patency | Vascular stent | Vascular stent - Bare metal | ev3 Inc | Visi-Pro Balloon-Expandable Peripheral Stent System | PXP35-05-27-135 | Standalone | DE0018961 | As per HSA registered indication(s)
Vascular | Vascular patency | Vascular stent | Vascular stent - Bare metal | ev3 Inc | Visi-Pro Balloon-Expandable Peripheral Stent System | PXP35-05-37-080 | Standalone | DE0018961 | As per HSA registered indication(s)
Vascular | Vascular patency | Vascular stent | Vascular stent - Bare metal | ev3 Inc | Visi-Pro Balloon-Expandable Peripheral Stent System | PXP35-05-37-135 | Standalone | DE0018961 | As per HSA registered indication(s)
Vascular | Vascular patency | Vascular stent | Vascular stent - Bare metal | ev3 Inc | Visi-Pro Balloon-Expandable Peripheral Stent System | PXP35-05-57-080 | Standalone | DE0018961 | As per HSA registered indication(s)
Vascular | Vascular patency | Vascular stent | Vascular stent - Bare metal | ev3 Inc | Visi-Pro Balloon-Expandable Peripheral Stent System | PXP35-05-57-135 | Standalone | DE0018961 | As per HSA registered indication(s)
Vascular | Vascular patency | Vascular stent | Vascular stent - Bare metal | ev3 Inc | Visi-Pro Balloon-Expandable Peripheral Stent System | PXP35-06-12-080 | Standalone | DE0018961 | As per HSA registered indication(s)
Vascular | Vascular patency | Vascular stent | Vascular stent - Bare metal | ev3 Inc | Visi-Pro Balloon-Expandable Peripheral Stent System | PXP35-06-17-080 | Standalone | DE0018961 | As per HSA registered indication(s)
Vascular | Vascular patency | Vascular stent | Vascular stent - Bare metal | ev3 Inc | Visi-Pro Balloon-Expandable Peripheral Stent System | PXP35-06-17-135 | Standalone | DE0018961 | As per HSA registered indication(s)
Vascular | Vascular patency | Vascular stent | Vascular stent - Bare metal | ev3 Inc | Visi-Pro Balloon-Expandable Peripheral Stent System | PXP35-06-27-080 | Standalone | DE0018961 | As per HSA registered indication(s)
Vascular | Vascular patency | Vascular stent | Vascular stent - Bare metal | ev3 Inc | Visi-Pro Balloon-Expandable Peripheral Stent System | PXP35-06-27-135 | Standalone | DE0018961 | As per HSA registered indication(s)
Vascular | Vascular patency | Vascular stent | Vascular stent - Bare metal | ev3 Inc | Visi-Pro Balloon-Expandable Peripheral Stent System | PXP35-06-37-080 | Standalone | DE0018961 | As per HSA registered indication(s)
Vascular | Vascular patency | Vascular stent | Vascular stent - Bare metal | ev3 Inc | Visi-Pro Balloon-Expandable Peripheral Stent System | PXP35-06-37-135 | Standalone | DE0018961 | As per HSA registered indication(s)
Vascular | Vascular patency | Vascular stent | Vascular stent - Bare metal | ev3 Inc | Visi-Pro Balloon-Expandable Peripheral Stent System | PXP35-06-57-080 | Standalone | DE0018961 | As per HSA registered indication(s)
Vascular | Vascular patency | Vascular stent | Vascular stent - Bare metal | ev3 Inc | Visi-Pro Balloon-Expandable Peripheral Stent System | PXP35-06-57-135 | Standalone | DE0018961 | As per HSA registered indication(s)
Vascular | Vascular patency | Vascular stent | Vascular stent - Bare metal | ev3 Inc | Visi-Pro Balloon-Expandable Peripheral Stent System | PXP35-07-12-080 | Standalone | DE0018961 | As per HSA registered indication(s)
Vascular | Vascular patency | Vascular stent | Vascular stent - Bare metal | ev3 Inc | Visi-Pro Balloon-Expandable Peripheral Stent System | PXP35-07-17-080 | Standalone | DE0018961 | As per HSA registered indication(s)
Vascular | Vascular patency | Vascular stent | Vascular stent - Bare metal | ev3 Inc | Visi-Pro Balloon-Expandable Peripheral Stent System | PXP35-07-17-135 | Standalone | DE0018961 | As per HSA registered indication(s)
Vascular | Vascular patency | Vascular stent | Vascular stent - Bare metal | ev3 Inc | Visi-Pro Balloon-Expandable Peripheral Stent System | PXP35-07-27-080 | Standalone | DE0018961 | As per HSA registered indication(s)
Vascular | Vascular patency | Vascular stent | Vascular stent - Bare metal | ev3 Inc | Visi-Pro Balloon-Expandable Peripheral Stent System | PXP35-07-27-135 | Standalone | DE0018961 | As per HSA registered indication(s)
Vascular | Vascular patency | Vascular stent | Vascular stent - Bare metal | ev3 Inc | Visi-Pro Balloon-Expandable Peripheral Stent System | PXP35-07-37-080 | Standalone | DE0018961 | As per HSA registered indication(s)
Vascular | Vascular patency | Vascular stent | Vascular stent - Bare metal | ev3 Inc | Visi-Pro Balloon-Expandable Peripheral Stent System | PXP35-07-37-135 | Standalone | DE0018961 | As per HSA registered indication(s)
Vascular | Vascular patency | Vascular stent | Vascular stent - Bare metal | ev3 Inc | Visi-Pro Balloon-Expandable Peripheral Stent System | PXP35-07-57-080 | Standalone | DE0018961 | As per HSA registered indication(s)
Vascular | Vascular patency | Vascular stent | Vascular stent - Bare metal | ev3 Inc | Visi-Pro Balloon-Expandable Peripheral Stent System | PXP35-07-57-135 | Standalone | DE0018961 | As per HSA registered indication(s)
Vascular | Vascular patency | Vascular stent | Vascular stent - Bare metal | ev3 Inc | Visi-Pro Balloon-Expandable Peripheral Stent System | PXP35-08-17-080 | Standalone | DE0018961 | As per HSA registered indication(s)
Vascular | Vascular patency | Vascular stent | Vascular stent - Bare metal | ev3 Inc | Visi-Pro Balloon-Expandable Peripheral Stent System | PXP35-08-17-135 | Standalone | DE0018961 | As per HSA registered indication(s)
Vascular | Vascular patency | Vascular stent | Vascular stent - Bare metal | ev3 Inc | Visi-Pro Balloon-Expandable Peripheral Stent System | PXP35-08-27-080 | Standalone | DE0018961 | As per HSA registered indication(s)
Vascular | Vascular patency | Vascular stent | Vascular stent - Bare metal | ev3 Inc | Visi-Pro Balloon-Expandable Peripheral Stent System | PXP35-08-27-135 | Standalone | DE0018961 | As per HSA registered indication(s)
Vascular | Vascular patency | Vascular stent | Vascular stent - Bare metal | ev3 Inc | Visi-Pro Balloon-Expandable Peripheral Stent System | PXP35-08-37-080 | Standalone | DE0018961 | As per HSA registered indication(s)
Vascular | Vascular patency | Vascular stent | Vascular stent - Bare metal | ev3 Inc | Visi-Pro Balloon-Expandable Peripheral Stent System | PXP35-08-37-135 | Standalone | DE0018961 | As per HSA registered indication(s)
Vascular | Vascular patency | Vascular stent | Vascular stent - Bare metal | ev3 Inc | Visi-Pro Balloon-Expandable Peripheral Stent System | PXP35-08-57-080 | Standalone | DE0018961 | As per HSA registered indication(s)
Vascular | Vascular patency | Vascular stent | Vascular stent - Bare metal | ev3 Inc | Visi-Pro Balloon-Expandable Peripheral Stent System | PXP35-08-57-135 | Standalone | DE0018961 | As per HSA registered indication(s)
Vascular | Vascular patency | Vascular stent | Vascular stent - Bare metal | ev3 Inc | Visi-Pro Balloon-Expandable Peripheral Stent System | PXP35-09-17-080 | Standalone | DE0018961 | As per HSA registered indication(s)
Vascular | Vascular patency | Vascular stent | Vascular stent - Bare metal | ev3 Inc | Visi-Pro Balloon-Expandable Peripheral Stent System | PXP35-09-17-135 | Standalone | DE0018961 | As per HSA registered indication(s)
Vascular | Vascular patency | Vascular stent | Vascular stent - Bare metal | ev3 Inc | Visi-Pro Balloon-Expandable Peripheral Stent System | PXP35-09-27-080 | Standalone | DE0018961 | As per HSA registered indication(s)
Vascular | Vascular patency | Vascular stent | Vascular stent - Bare metal | ev3 Inc | Visi-Pro Balloon-Expandable Peripheral Stent System | PXP35-09-27-135 | Standalone | DE0018961 | As per HSA registered indication(s)
Vascular | Vascular patency | Vascular stent | Vascular stent - Bare metal | ev3 Inc | Visi-Pro Balloon-Expandable Peripheral Stent System | PXP35-09-37-080 | Standalone | DE0018961 | As per HSA registered indication(s)
Vascular | Vascular patency | Vascular stent | Vascular stent - Bare metal | ev3 Inc | Visi-Pro Balloon-Expandable Peripheral Stent System | PXP35-09-37-135 | Standalone | DE0018961 | As per HSA registered indication(s)
Vascular | Vascular patency | Vascular stent | Vascular stent - Bare metal | ev3 Inc | Visi-Pro Balloon-Expandable Peripheral Stent System | PXP35-09-57-080 | Standalone | DE0018961 | As per HSA registered indication(s)
Vascular | Vascular patency | Vascular stent | Vascular stent - Bare metal | ev3 Inc | Visi-Pro Balloon-Expandable Peripheral Stent System | PXP35-09-57-135 | Standalone | DE0018961 | As per HSA registered indication(s)
Vascular | Vascular patency | Vascular stent | Vascular stent - Bare metal | ev3 Inc | Visi-Pro Balloon-Expandable Peripheral Stent System | PXP35-10-17-080 | Standalone | DE0018961 | As per HSA registered indication(s)
Vascular | Vascular patency | Vascular stent | Vascular stent - Bare metal | ev3 Inc | Visi-Pro Balloon-Expandable Peripheral Stent System | PXP35-10-17-135 | Standalone | DE0018961 | As per HSA registered indication(s)
Vascular | Vascular patency | Vascular stent | Vascular stent - Bare metal | ev3 Inc | Visi-Pro Balloon-Expandable Peripheral Stent System | PXP35-10-27-080 | Standalone | DE0018961 | As per HSA registered indication(s)
Vascular | Vascular patency | Vascular stent | Vascular stent - Bare metal | ev3 Inc | Visi-Pro Balloon-Expandable Peripheral Stent System | PXP35-10-27-135 | Standalone | DE0018961 | As per HSA registered indication(s)
Vascular | Vascular patency | Vascular stent | Vascular stent - Bare metal | ev3 Inc | Visi-Pro Balloon-Expandable Peripheral Stent System | PXP35-10-37-080 | Standalone | DE0018961 | As per HSA registered indication(s)
Vascular | Vascular patency | Vascular stent | Vascular stent - Bare metal | ev3 Inc | Visi-Pro Balloon-Expandable Peripheral Stent System | PXP35-10-37-135 | Standalone | DE0018961 | As per HSA registered indication(s)
Vascular | Vascular patency | Vascular stent | Vascular stent - Bare metal | ev3 Inc | Visi-Pro Balloon-Expandable Peripheral Stent System | PXP35-10-57-080 | Standalone | DE0018961 | As per HSA registered indication(s)
Vascular | Vascular patency | Vascular stent | Vascular stent - Bare metal | ev3 Inc | Visi-Pro Balloon-Expandable Peripheral Stent System | PXP35-10-57-135 | Standalone | DE0018961 | As per HSA registered indication(s)
Vascular | Vascular patency | Vascular stent | Vascular stent - Bare metal | Life Vascular Devices Biotech, S.L. | iVolution self expanding peripheral stent system | SPNBC35080050040 | Standalone | DE0502679 | As per HSA registered indication(s)
Vascular | Vascular patency | Vascular stent | Vascular stent - Bare metal | Life Vascular Devices Biotech, S.L. | iVolution self expanding peripheral stent system | SPNBC35080050060 | Standalone | DE0502679 | As per HSA registered indication(s)
Vascular | Vascular patency | Vascular stent | Vascular stent - Bare metal | Life Vascular Devices Biotech, S.L. | iVolution self expanding peripheral stent system | SPNBC35080050080 | Standalone | DE0502679 | As per HSA registered indication(s)
Vascular | Vascular patency | Vascular stent | Vascular stent - Bare metal | Life Vascular Devices Biotech, S.L. | iVolution self expanding peripheral stent system | SPNBC35080050100 | Standalone | DE0502679 | As per HSA registered indication(s)
Vascular | Vascular patency | Vascular stent | Vascular stent - Bare metal | Life Vascular Devices Biotech, S.L. | iVolution self expanding peripheral stent system | SPNBC35080050150 | Standalone | DE0502679 | As per HSA registered indication(s)
Vascular | Vascular patency | Vascular stent | Vascular stent - Bare metal | Life Vascular Devices Biotech, S.L. | iVolution self expanding peripheral stent system | SPNBC35080050200 | Standalone | DE0502679 | As per HSA registered indication(s)
Vascular | Vascular patency | Vascular stent | Vascular stent - Bare metal | Life Vascular Devices Biotech, S.L. | iVolution self expanding peripheral stent system | SPNBC35080060040 | Standalone | DE0502679 | As per HSA registered indication(s)
Vascular | Vascular patency | Vascular stent | Vascular stent - Bare metal | Life Vascular Devices Biotech, S.L. | iVolution self expanding peripheral stent system | SPNBC35080060060 | Standalone | DE0502679 | As per HSA registered indication(s)
Vascular | Vascular patency | Vascular stent | Vascular stent - Bare metal | Life Vascular Devices Biotech, S.L. | iVolution self expanding peripheral stent system | SPNBC35080060080 | Standalone | DE0502679 | As per HSA registered indication(s)
Vascular | Vascular patency | Vascular stent | Vascular stent - Bare metal | Life Vascular Devices Biotech, S.L. | iVolution self expanding peripheral stent system | SPNBC35080060100 | Standalone | DE0502679 | As per HSA registered indication(s)
Vascular | Vascular patency | Vascular stent | Vascular stent - Bare metal | Life Vascular Devices Biotech, S.L. | iVolution self expanding peripheral stent system | SPNBC35080060150 | Standalone | DE0502679 | As per HSA registered indication(s)
Vascular | Vascular patency | Vascular stent | Vascular stent - Bare metal | Life Vascular Devices Biotech, S.L. | iVolution self expanding peripheral stent system | SPNBC35080060200 | Standalone | DE0502679 | As per HSA registered indication(s)
Vascular | Vascular patency | Vascular stent | Vascular stent - Bare metal | Life Vascular Devices Biotech, S.L. | iVolution self expanding peripheral stent system | SPNBC35080070040 | Standalone | DE0502679 | As per HSA registered indication(s)
Vascular | Vascular patency | Vascular stent | Vascular stent - Bare metal | Life Vascular Devices Biotech, S.L. | iVolution self expanding peripheral stent system | SPNBC35080070060 | Standalone | DE0502679 | As per HSA registered indication(s)
Vascular | Vascular patency | Vascular stent | Vascular stent - Bare metal | Life Vascular Devices Biotech, S.L. | iVolution self expanding peripheral stent system | SPNBC35080070080 | Standalone | DE0502679 | As per HSA registered indication(s)
Vascular | Vascular patency | Vascular stent | Vascular stent - Bare metal | Life Vascular Devices Biotech, S.L. | iVolution self expanding peripheral stent system | SPNBC35080070100 | Standalone | DE0502679 | As per HSA registered indication(s)
Vascular | Vascular patency | Vascular stent | Vascular stent - Bare metal | Life Vascular Devices Biotech, S.L. | iVolution self expanding peripheral stent system | SPNBC35080070150 | Standalone | DE0502679 | As per HSA registered indication(s)
Vascular | Vascular patency | Vascular stent | Vascular stent - Bare metal | Life Vascular Devices Biotech, S.L. | iVolution self expanding peripheral stent system | SPNBC35080070200 | Standalone | DE0502679 | As per HSA registered indication(s)
Vascular | Vascular patency | Vascular stent | Vascular stent - Bare metal | Life Vascular Devices Biotech, S.L. | iVolution self expanding peripheral stent system | SPNBC35080080040 | Standalone | DE0502679 | As per HSA registered indication(s)
Vascular | Vascular patency | Vascular stent | Vascular stent - Bare metal | Life Vascular Devices Biotech, S.L. | iVolution self expanding peripheral stent system | SPNBC35080080060 | Standalone | DE0502679 | As per HSA registered indication(s)
Vascular | Vascular patency | Vascular stent | Vascular stent - Bare metal | Life Vascular Devices Biotech, S.L. | iVolution self expanding peripheral stent system | SPNBC35080080080 | Standalone | DE0502679 | As per HSA registered indication(s)
Vascular | Vascular patency | Vascular stent | Vascular stent - Bare metal | Life Vascular Devices Biotech, S.L. | iVolution self expanding peripheral stent system | SPNBC35080080100 | Standalone | DE0502679 | As per HSA registered indication(s)
Vascular | Vascular patency | Vascular stent | Vascular stent - Bare metal | Life Vascular Devices Biotech, S.L. | iVolution self expanding peripheral stent system | SPNBC35080080150 | Standalone | DE0502679 | As per HSA registered indication(s)
Vascular | Vascular patency | Vascular stent | Vascular stent - Bare metal | Life Vascular Devices Biotech, S.L. | iVolution self expanding peripheral stent system | SPNBC35080090040 | Standalone | DE0502679 | As per HSA registered indication(s)
Vascular | Vascular patency | Vascular stent | Vascular stent - Bare metal | Life Vascular Devices Biotech, S.L. | iVolution self expanding peripheral stent system | SPNBC35080090060 | Standalone | DE0502679 | As per HSA registered indication(s)
Vascular | Vascular patency | Vascular stent | Vascular stent - Bare metal | Life Vascular Devices Biotech, S.L. | iVolution self expanding peripheral stent system | SPNBC35080090080 | Standalone | DE0502679 | As per HSA registered indication(s)
Vascular | Vascular patency | Vascular stent | Vascular stent - Bare metal | Life Vascular Devices Biotech, S.L. | iVolution self expanding peripheral stent system | SPNBC35080090100 | Standalone | DE0502679 | As per HSA registered indication(s)
Vascular | Vascular patency | Vascular stent | Vascular stent - Bare metal | Life Vascular Devices Biotech, S.L. | iVolution self expanding peripheral stent system | SPNBC35080100040 | Standalone | DE0502679 | As per HSA registered indication(s)
Vascular | Vascular patency | Vascular stent | Vascular stent - Bare metal | Life Vascular Devices Biotech, S.L. | iVolution self expanding peripheral stent system | SPNBC35080100060 | Standalone | DE0502679 | As per HSA registered indication(s)
Vascular | Vascular patency | Vascular stent | Vascular stent - Bare metal | Life Vascular Devices Biotech, S.L. | iVolution self expanding peripheral stent system | SPNBC35080100080 | Standalone | DE0502679 | As per HSA registered indication(s)
Vascular | Vascular patency | Vascular stent | Vascular stent - Bare metal | Life Vascular Devices Biotech, S.L. | iVolution self expanding peripheral stent system | SPNBC35080100100 | Standalone | DE0502679 | As per HSA registered indication(s)
Vascular | Vascular patency | Vascular stent | Vascular stent - Bare metal | Life Vascular Devices Biotech, S.L. | iVolution self expanding peripheral stent system | SPNBC35140050040 | Standalone | DE0502679 | As per HSA registered indication(s)
Vascular | Vascular patency | Vascular stent | Vascular stent - Bare metal | Life Vascular Devices Biotech, S.L. | iVolution self expanding peripheral stent system | SPNBC35140050060 | Standalone | DE0502679 | As per HSA registered indication(s)
Vascular | Vascular patency | Vascular stent | Vascular stent - Bare metal | Life Vascular Devices Biotech, S.L. | iVolution self expanding peripheral stent system | SPNBC35140050080 | Standalone | DE0502679 | As per HSA registered indication(s)
Vascular | Vascular patency | Vascular stent | Vascular stent - Bare metal | Life Vascular Devices Biotech, S.L. | iVolution self expanding peripheral stent system | SPNBC35140050100 | Standalone | DE0502679 | As per HSA registered indication(s)
Vascular | Vascular patency | Vascular stent | Vascular stent - Bare metal | Life Vascular Devices Biotech, S.L. | iVolution self expanding peripheral stent system | SPNBC35140050150 | Standalone | DE0502679 | As per HSA registered indication(s)
Vascular | Vascular patency | Vascular stent | Vascular stent - Bare metal | Life Vascular Devices Biotech, S.L. | iVolution self expanding peripheral stent system | SPNBC35140050200 | Standalone | DE0502679 | As per HSA registered indication(s)
Vascular | Vascular patency | Vascular stent | Vascular stent - Bare metal | Life Vascular Devices Biotech, S.L. | iVolution self expanding peripheral stent system | SPNBC35140060040 | Standalone | DE0502679 | As per HSA registered indication(s)
Vascular | Vascular patency | Vascular stent | Vascular stent - Bare metal | Life Vascular Devices Biotech, S.L. | iVolution self expanding peripheral stent system | SPNBC35140060060 | Standalone | DE0502679 | As per HSA registered indication(s)
Vascular | Vascular patency | Vascular stent | Vascular stent - Bare metal | Life Vascular Devices Biotech, S.L. | iVolution self expanding peripheral stent system | SPNBC35140060080 | Standalone | DE0502679 | As per HSA registered indication(s)
Vascular | Vascular patency | Vascular stent | Vascular stent - Bare metal | Life Vascular Devices Biotech, S.L. | iVolution self expanding peripheral stent system | SPNBC35140060100 | Standalone | DE0502679 | As per HSA registered indication(s)
Vascular | Vascular patency | Vascular stent | Vascular stent - Bare metal | Life Vascular Devices Biotech, S.L. | iVolution self expanding peripheral stent system | SPNBC35140060150 | Standalone | DE0502679 | As per HSA registered indication(s)
Vascular | Vascular patency | Vascular stent | Vascular stent - Bare metal | Life Vascular Devices Biotech, S.L. | iVolution self expanding peripheral stent system | SPNBC35140060200 | Standalone | DE0502679 | As per HSA registered indication(s)
Vascular | Vascular patency | Vascular stent | Vascular stent - Bare metal | Life Vascular Devices Biotech, S.L. | iVolution self expanding peripheral stent system | SPNBC35140070040 | Standalone | DE0502679 | As per HSA registered indication(s)
Vascular | Vascular patency | Vascular stent | Vascular stent - Bare metal | Life Vascular Devices Biotech, S.L. | iVolution self expanding peripheral stent system | SPNBC35140070060 | Standalone | DE0502679 | As per HSA registered indication(s)
Vascular | Vascular patency | Vascular stent | Vascular stent - Bare metal | Life Vascular Devices Biotech, S.L. | iVolution self expanding peripheral stent system | SPNBC35140070080 | Standalone | DE0502679 | As per HSA registered indication(s)
Vascular | Vascular patency | Vascular stent | Vascular stent - Bare metal | Life Vascular Devices Biotech, S.L. | iVolution self expanding peripheral stent system | SPNBC35140070100 | Standalone | DE0502679 | As per HSA registered indication(s)
Vascular | Vascular patency | Vascular stent | Vascular stent - Bare metal | Life Vascular Devices Biotech, S.L. | iVolution self expanding peripheral stent system | SPNBC35140070150 | Standalone | DE0502679 | As per HSA registered indication(s)
Vascular | Vascular patency | Vascular stent | Vascular stent - Bare metal | Life Vascular Devices Biotech, S.L. | iVolution self expanding peripheral stent system | SPNBC35140070200 | Standalone | DE0502679 | As per HSA registered indication(s)
Vascular | Vascular patency | Vascular stent | Vascular stent - Bare metal | Life Vascular Devices Biotech, S.L. | iVolution self expanding peripheral stent system | SPNBC35140080040 | Standalone | DE0502679 | As per HSA registered indication(s)
Vascular | Vascular patency | Vascular stent | Vascular stent - Bare metal | Life Vascular Devices Biotech, S.L. | iVolution self expanding peripheral stent system | SPNBC35140080060 | Standalone | DE0502679 | As per HSA registered indication(s)
Vascular | Vascular patency | Vascular stent | Vascular stent - Bare metal | Life Vascular Devices Biotech, S.L. | iVolution self expanding peripheral stent system | SPNBC35140080080 | Standalone | DE0502679 | As per HSA registered indication(s)
Vascular | Vascular patency | Vascular stent | Vascular stent - Bare metal | Life Vascular Devices Biotech, S.L. | iVolution self expanding peripheral stent system | SPNBC35140080100 | Standalone | DE0502679 | As per HSA registered indication(s)
Vascular | Vascular patency | Vascular stent | Vascular stent - Bare metal | Life Vascular Devices Biotech, S.L. | iVolution self expanding peripheral stent system | SPNBC35140080150 | Standalone | DE0502679 | As per HSA registered indication(s)
Vascular | Vascular patency | Vascular stent | Vascular stent - Bare metal | Life Vascular Devices Biotech, S.L. | iVolution self expanding peripheral stent system | SPNBC35140090040 | Standalone | DE0502679 | As per HSA registered indication(s)
Vascular | Vascular patency | Vascular stent | Vascular stent - Bare metal | Life Vascular Devices Biotech, S.L. | iVolution self expanding peripheral stent system | SPNBC35140090060 | Standalone | DE0502679 | As per HSA registered indication(s)
Vascular | Vascular patency | Vascular stent | Vascular stent - Bare metal | Life Vascular Devices Biotech, S.L. | iVolution self expanding peripheral stent system | SPNBC35140090080 | Standalone | DE0502679 | As per HSA registered indication(s)
Vascular | Vascular patency | Vascular stent | Vascular stent - Bare metal | Life Vascular Devices Biotech, S.L. | iVolution self expanding peripheral stent system | SPNBC35140090100 | Standalone | DE0502679 | As per HSA registered indication(s)
Vascular | Vascular patency | Vascular stent | Vascular stent - Bare metal | Life Vascular Devices Biotech, S.L. | iVolution self expanding peripheral stent system | SPNBC35140100040 | Standalone | DE0502679 | As per HSA registered indication(s)
Vascular | Vascular patency | Vascular stent | Vascular stent - Bare metal | Life Vascular Devices Biotech, S.L. | iVolution self expanding peripheral stent system | SPNBC35140100060 | Standalone | DE0502679 | As per HSA registered indication(s)
Vascular | Vascular patency | Vascular stent | Vascular stent - Bare metal | Life Vascular Devices Biotech, S.L. | iVolution self expanding peripheral stent system | SPNBC35140100080 | Standalone | DE0502679 | As per HSA registered indication(s)
Vascular | Vascular patency | Vascular stent | Vascular stent - Bare metal | Life Vascular Devices Biotech, S.L. | iVolution self expanding peripheral stent system | SPNBC35140100100 | Standalone | DE0502679 | As per HSA registered indication(s)
Vascular | Vascular patency | Vascular stent | Vascular stent - Bare metal | Life Vascular Devices Biotech, S.L. | iVolution self expanding peripheral stent system | SPNBC35N080050040 | Standalone | DE0502679 | As per HSA registered indication(s)
Vascular | Vascular patency | Vascular stent | Vascular stent - Bare metal | Life Vascular Devices Biotech, S.L. | iVolution self expanding peripheral stent system | SPNBC35N080050060 | Standalone | DE0502679 | As per HSA registered indication(s)
Vascular | Vascular patency | Vascular stent | Vascular stent - Bare metal | Life Vascular Devices Biotech, S.L. | iVolution self expanding peripheral stent system | SPNBC35N080050080 | Standalone | DE0502679 | As per HSA registered indication(s)
Vascular | Vascular patency | Vascular stent | Vascular stent - Bare metal | Life Vascular Devices Biotech, S.L. | iVolution self expanding peripheral stent system | SPNBC35N080050100 | Standalone | DE0502679 | As per HSA registered indication(s)
Vascular | Vascular patency | Vascular stent | Vascular stent - Bare metal | Life Vascular Devices Biotech, S.L. | iVolution self expanding peripheral stent system | SPNBC35N080050150 | Standalone | DE0502679 | As per HSA registered indication(s)
Vascular | Vascular patency | Vascular stent | Vascular stent - Bare metal | Life Vascular Devices Biotech, S.L. | iVolution self expanding peripheral stent system | SPNBC35N080050200 | Standalone | DE0502679 | As per HSA registered indication(s)
Vascular | Vascular patency | Vascular stent | Vascular stent - Bare metal | Life Vascular Devices Biotech, S.L. | iVolution self expanding peripheral stent system | SPNBC35N080060040 | Standalone | DE0502679 | As per HSA registered indication(s)
Vascular | Vascular patency | Vascular stent | Vascular stent - Bare metal | Life Vascular Devices Biotech, S.L. | iVolution self expanding peripheral stent system | SPNBC35N080060060 | Standalone | DE0502679 | As per HSA registered indication(s)
Vascular | Vascular patency | Vascular stent | Vascular stent - Bare metal | Life Vascular Devices Biotech, S.L. | iVolution self expanding peripheral stent system | SPNBC35N080060080 | Standalone | DE0502679 | As per HSA registered indication(s)
Vascular | Vascular patency | Vascular stent | Vascular stent - Bare metal | Life Vascular Devices Biotech, S.L. | iVolution self expanding peripheral stent system | SPNBC35N080060100 | Standalone | DE0502679 | As per HSA registered indication(s)
Vascular | Vascular patency | Vascular stent | Vascular stent - Bare metal | Life Vascular Devices Biotech, S.L. | iVolution self expanding peripheral stent system | SPNBC35N080060150 | Standalone | DE0502679 | As per HSA registered indication(s)
Vascular | Vascular patency | Vascular stent | Vascular stent - Bare metal | Life Vascular Devices Biotech, S.L. | iVolution self expanding peripheral stent system | SPNBC35N080060200 | Standalone | DE0502679 | As per HSA registered indication(s)
Vascular | Vascular patency | Vascular stent | Vascular stent - Bare metal | Life Vascular Devices Biotech, S.L. | iVolution self expanding peripheral stent system | SPNBC35N080070040 | Standalone | DE0502679 | As per HSA registered indication(s)
Vascular | Vascular patency | Vascular stent | Vascular stent - Bare metal | Life Vascular Devices Biotech, S.L. | iVolution self expanding peripheral stent system | SPNBC35N080070060 | Standalone | DE0502679 | As per HSA registered indication(s)
Vascular | Vascular patency | Vascular stent | Vascular stent - Bare metal | Life Vascular Devices Biotech, S.L. | iVolution self expanding peripheral stent system | SPNBC35N080070080 | Standalone | DE0502679 | As per HSA registered indication(s)
Vascular | Vascular patency | Vascular stent | Vascular stent - Bare metal | Life Vascular Devices Biotech, S.L. | iVolution self expanding peripheral stent system | SPNBC35N080070100 | Standalone | DE0502679 | As per HSA registered indication(s)
Vascular | Vascular patency | Vascular stent | Vascular stent - Bare metal | Life Vascular Devices Biotech, S.L. | iVolution self expanding peripheral stent system | SPNBC35N080070150 | Standalone | DE0502679 | As per HSA registered indication(s)
Vascular | Vascular patency | Vascular stent | Vascular stent - Bare metal | Life Vascular Devices Biotech, S.L. | iVolution self expanding peripheral stent system | SPNBC35N080070200 | Standalone | DE0502679 | As per HSA registered indication(s)
Vascular | Vascular patency | Vascular stent | Vascular stent - Bare metal | Life Vascular Devices Biotech, S.L. | iVolution self expanding peripheral stent system | SPNBC35N080080040 | Standalone | DE0502679 | As per HSA registered indication(s)
Vascular | Vascular patency | Vascular stent | Vascular stent - Bare metal | Life Vascular Devices Biotech, S.L. | iVolution self expanding peripheral stent system | SPNBC35N080080060 | Standalone | DE0502679 | As per HSA registered indication(s)
Vascular | Vascular patency | Vascular stent | Vascular stent - Bare metal | Life Vascular Devices Biotech, S.L. | iVolution self expanding peripheral stent system | SPNBC35N080080080 | Standalone | DE0502679 | As per HSA registered indication(s)
Vascular | Vascular patency | Vascular stent | Vascular stent - Bare metal | Life Vascular Devices Biotech, S.L. | iVolution self expanding peripheral stent system | SPNBC35N080080100 | Standalone | DE0502679 | As per HSA registered indication(s)
Vascular | Vascular patency | Vascular stent | Vascular stent - Bare metal | Life Vascular Devices Biotech, S.L. | iVolution self expanding peripheral stent system | SPNBC35N080080150 | Standalone | DE0502679 | As per HSA registered indication(s)
Vascular | Vascular patency | Vascular stent | Vascular stent - Bare metal | Life Vascular Devices Biotech, S.L. | iVolution self expanding peripheral stent system | SPNBC35N080090040 | Standalone | DE0502679 | As per HSA registered indication(s)
Vascular | Vascular patency | Vascular stent | Vascular stent - Bare metal | Life Vascular Devices Biotech, S.L. | iVolution self expanding peripheral stent system | SPNBC35N080090060 | Standalone | DE0502679 | As per HSA registered indication(s)
Vascular | Vascular patency | Vascular stent | Vascular stent - Bare metal | Life Vascular Devices Biotech, S.L. | iVolution self expanding peripheral stent system | SPNBC35N080090080 | Standalone | DE0502679 | As per HSA registered indication(s)
Vascular | Vascular patency | Vascular stent | Vascular stent - Bare metal | Life Vascular Devices Biotech, S.L. | iVolution self expanding peripheral stent system | SPNBC35N080090100 | Standalone | DE0502679 | As per HSA registered indication(s)
Vascular | Vascular patency | Vascular stent | Vascular stent - Bare metal | Life Vascular Devices Biotech, S.L. | iVolution self expanding peripheral stent system | SPNBC35N080100040 | Standalone | DE0502679 | As per HSA registered indication(s)
Vascular | Vascular patency | Vascular stent | Vascular stent - Bare metal | Life Vascular Devices Biotech, S.L. | iVolution self expanding peripheral stent system | SPNBC35N080100060 | Standalone | DE0502679 | As per HSA registered indication(s)
Vascular | Vascular patency | Vascular stent | Vascular stent - Bare metal | Life Vascular Devices Biotech, S.L. | iVolution self expanding peripheral stent system | SPNBC35N080100080 | Standalone | DE0502679 | As per HSA registered indication(s)
Vascular | Vascular patency | Vascular stent | Vascular stent - Bare metal | Life Vascular Devices Biotech, S.L. | iVolution self expanding peripheral stent system | SPNBC35N080100100 | Standalone | DE0502679 | As per HSA registered indication(s)
Vascular | Vascular patency | Vascular stent | Vascular stent - Bare metal | Life Vascular Devices Biotech, S.L. | iVolution self expanding peripheral stent system | SPNBC35N130050040 | Standalone | DE0502679 | As per HSA registered indication(s)
Vascular | Vascular patency | Vascular stent | Vascular stent - Bare metal | Life Vascular Devices Biotech, S.L. | iVolution self expanding peripheral stent system | SPNBC35N130050060 | Standalone | DE0502679 | As per HSA registered indication(s)
Vascular | Vascular patency | Vascular stent | Vascular stent - Bare metal | Life Vascular Devices Biotech, S.L. | iVolution self expanding peripheral stent system | SPNBC35N130050080 | Standalone | DE0502679 | As per HSA registered indication(s)
Vascular | Vascular patency | Vascular stent | Vascular stent - Bare metal | Life Vascular Devices Biotech, S.L. | iVolution self expanding peripheral stent system | SPNBC35N130050100 | Standalone | DE0502679 | As per HSA registered indication(s)
Vascular | Vascular patency | Vascular stent | Vascular stent - Bare metal | Life Vascular Devices Biotech, S.L. | iVolution self expanding peripheral stent system | SPNBC35N130050150 | Standalone | DE0502679 | As per HSA registered indication(s)
Vascular | Vascular patency | Vascular stent | Vascular stent - Bare metal | Life Vascular Devices Biotech, S.L. | iVolution self expanding peripheral stent system | SPNBC35N130050200 | Standalone | DE0502679 | As per HSA registered indication(s)
Vascular | Vascular patency | Vascular stent | Vascular stent - Bare metal | Life Vascular Devices Biotech, S.L. | iVolution self expanding peripheral stent system | SPNBC35N130060040 | Standalone | DE0502679 | As per HSA registered indication(s)
Vascular | Vascular patency | Vascular stent | Vascular stent - Bare metal | Life Vascular Devices Biotech, S.L. | iVolution self expanding peripheral stent system | SPNBC35N130060060 | Standalone | DE0502679 | As per HSA registered indication(s)
Vascular | Vascular patency | Vascular stent | Vascular stent - Bare metal | Life Vascular Devices Biotech, S.L. | iVolution self expanding peripheral stent system | SPNBC35N130060080 | Standalone | DE0502679 | As per HSA registered indication(s)
Vascular | Vascular patency | Vascular stent | Vascular stent - Bare metal | Life Vascular Devices Biotech, S.L. | iVolution self expanding peripheral stent system | SPNBC35N130060100 | Standalone | DE0502679 | As per HSA registered indication(s)
Vascular | Vascular patency | Vascular stent | Vascular stent - Bare metal | Life Vascular Devices Biotech, S.L. | iVolution self expanding peripheral stent system | SPNBC35N130060150 | Standalone | DE0502679 | As per HSA registered indication(s)
Vascular | Vascular patency | Vascular stent | Vascular stent - Bare metal | Life Vascular Devices Biotech, S.L. | iVolution self expanding peripheral stent system | SPNBC35N130060200 | Standalone | DE0502679 | As per HSA registered indication(s)
Vascular | Vascular patency | Vascular stent | Vascular stent - Bare metal | Life Vascular Devices Biotech, S.L. | iVolution self expanding peripheral stent system | SPNBC35N130070040 | Standalone | DE0502679 | As per HSA registered indication(s)
Vascular | Vascular patency | Vascular stent | Vascular stent - Bare metal | Life Vascular Devices Biotech, S.L. | iVolution self expanding peripheral stent system | SPNBC35N130070060 | Standalone | DE0502679 | As per HSA registered indication(s)
Vascular | Vascular patency | Vascular stent | Vascular stent - Bare metal | Life Vascular Devices Biotech, S.L. | iVolution self expanding peripheral stent system | SPNBC35N130070080 | Standalone | DE0502679 | As per HSA registered indication(s)
Vascular | Vascular patency | Vascular stent | Vascular stent - Bare metal | Life Vascular Devices Biotech, S.L. | iVolution self expanding peripheral stent system | SPNBC35N130070100 | Standalone | DE0502679 | As per HSA registered indication(s)
Vascular | Vascular patency | Vascular stent | Vascular stent - Bare metal | Life Vascular Devices Biotech, S.L. | iVolution self expanding peripheral stent system | SPNBC35N130070150 | Standalone | DE0502679 | As per HSA registered indication(s)
Vascular | Vascular patency | Vascular stent | Vascular stent - Bare metal | Life Vascular Devices Biotech, S.L. | iVolution self expanding peripheral stent system | SPNBC35N130070200 | Standalone | DE0502679 | As per HSA registered indication(s)
Vascular | Vascular patency | Vascular stent | Vascular stent - Bare metal | Life Vascular Devices Biotech, S.L. | iVolution self expanding peripheral stent system | SPNBC35N130080040 | Standalone | DE0502679 | As per HSA registered indication(s)
Vascular | Vascular patency | Vascular stent | Vascular stent - Bare metal | Life Vascular Devices Biotech, S.L. | iVolution self expanding peripheral stent system | SPNBC35N130080060 | Standalone | DE0502679 | As per HSA registered indication(s)
Vascular | Vascular patency | Vascular stent | Vascular stent - Bare metal | Life Vascular Devices Biotech, S.L. | iVolution self expanding peripheral stent system | SPNBC35N130080080 | Standalone | DE0502679 | As per HSA registered indication(s)
Vascular | Vascular patency | Vascular stent | Vascular stent - Bare metal | Life Vascular Devices Biotech, S.L. | iVolution self expanding peripheral stent system | SPNBC35N130080100 | Standalone | DE0502679 | As per HSA registered indication(s)
Vascular | Vascular patency | Vascular stent | Vascular stent - Bare metal | Life Vascular Devices Biotech, S.L. | iVolution self expanding peripheral stent system | SPNBC35N130080150 | Standalone | DE0502679 | As per HSA registered indication(s)
Vascular | Vascular patency | Vascular stent | Vascular stent - Bare metal | Life Vascular Devices Biotech, S.L. | iVolution self expanding peripheral stent system | SPNBC35N130090040 | Standalone | DE0502679 | As per HSA registered indication(s)
Vascular | Vascular patency | Vascular stent | Vascular stent - Bare metal | Life Vascular Devices Biotech, S.L. | iVolution self expanding peripheral stent system | SPNBC35N130090060 | Standalone | DE0502679 | As per HSA registered indication(s)
Vascular | Vascular patency | Vascular stent | Vascular stent - Bare metal | Life Vascular Devices Biotech, S.L. | iVolution self expanding peripheral stent system | SPNBC35N130090080 | Standalone | DE0502679 | As per HSA registered indication(s)
Vascular | Vascular patency | Vascular stent | Vascular stent - Bare metal | Life Vascular Devices Biotech, S.L. | iVolution self expanding peripheral stent system | SPNBC35N130090100 | Standalone | DE0502679 | As per HSA registered indication(s)
Vascular | Vascular patency | Vascular stent | Vascular stent - Bare metal | Life Vascular Devices Biotech, S.L. | iVolution self expanding peripheral stent system | SPNBC35N130100040 | Standalone | DE0502679 | As per HSA registered indication(s)
Vascular | Vascular patency | Vascular stent | Vascular stent - Bare metal | Life Vascular Devices Biotech, S.L. | iVolution self expanding peripheral stent system | SPNBC35N130100060 | Standalone | DE0502679 | As per HSA registered indication(s)
Vascular | Vascular patency | Vascular stent | Vascular stent - Bare metal | Life Vascular Devices Biotech, S.L. | iVolution self expanding peripheral stent system | SPNBC35N130100080 | Standalone | DE0502679 | As per HSA registered indication(s)
Vascular | Vascular patency | Vascular stent | Vascular stent - Bare metal | Life Vascular Devices Biotech, S.L. | iVolution self expanding peripheral stent system | SPNBC35N130100100 | Standalone | DE0502679 | As per HSA registered indication(s)
Vascular | Vascular patency | Vascular stent | Vascular stent - Bare metal | Medtronic Inc | Abre Venous Self-Expanding Stent System | AB9G10040090 | Standalone | DE0502354 | As per HSA registered indication(s)
Vascular | Vascular patency | Vascular stent | Vascular stent - Bare metal | Medtronic Inc | Abre Venous Self-Expanding Stent System | AB9G10060090 | Standalone | DE0502354 | As per HSA registered indication(s)
Vascular | Vascular patency | Vascular stent | Vascular stent - Bare metal | Medtronic Inc | Abre Venous Self-Expanding Stent System | AB9G10080090 | Standalone | DE0502354 | As per HSA registered indication(s)
Vascular | Vascular patency | Vascular stent | Vascular stent - Bare metal | Medtronic Inc | Abre Venous Self-Expanding Stent System | AB9G10100090 | Standalone | DE0502354 | As per HSA registered indication(s)
Vascular | Vascular patency | Vascular stent | Vascular stent - Bare metal | Medtronic Inc | Abre Venous Self-Expanding Stent System | AB9G10120090 | Standalone | DE0502354 | As per HSA registered indication(s)
Vascular | Vascular patency | Vascular stent | Vascular stent - Bare metal | Medtronic Inc | Abre Venous Self-Expanding Stent System | AB9G10150090 | Standalone | DE0502354 | As per HSA registered indication(s)
Vascular | Vascular patency | Vascular stent | Vascular stent - Bare metal | Medtronic Inc | Abre Venous Self-Expanding Stent System | AB9G12060090 | Standalone | DE0502354 | As per HSA registered indication(s)
Vascular | Vascular patency | Vascular stent | Vascular stent - Bare metal | Medtronic Inc | Abre Venous Self-Expanding Stent System | AB9G12080090 | Standalone | DE0502354 | As per HSA registered indication(s)
Vascular | Vascular patency | Vascular stent | Vascular stent - Bare metal | Medtronic Inc | Abre Venous Self-Expanding Stent System | AB9G12100090 | Standalone | DE0502354 | As per HSA registered indication(s)
Vascular | Vascular patency | Vascular stent | Vascular stent - Bare metal | Medtronic Inc | Abre Venous Self-Expanding Stent System | AB9G12120090 | Standalone | DE0502354 | As per HSA registered indication(s)
Vascular | Vascular patency | Vascular stent | Vascular stent - Bare metal | Medtronic Inc | Abre Venous Self-Expanding Stent System | AB9G12150090 | Standalone | DE0502354 | As per HSA registered indication(s)
Vascular | Vascular patency | Vascular stent | Vascular stent - Bare metal | Medtronic Inc | Abre Venous Self-Expanding Stent System | AB9G14060090 | Standalone | DE0502354 | As per HSA registered indication(s)
Vascular | Vascular patency | Vascular stent | Vascular stent - Bare metal | Medtronic Inc | Abre Venous Self-Expanding Stent System | AB9G14080090 | Standalone | DE0502354 | As per HSA registered indication(s)
Vascular | Vascular patency | Vascular stent | Vascular stent - Bare metal | Medtronic Inc | Abre Venous Self-Expanding Stent System | AB9G14100090 | Standalone | DE0502354 | As per HSA registered indication(s)
Vascular | Vascular patency | Vascular stent | Vascular stent - Bare metal | Medtronic Inc | Abre Venous Self-Expanding Stent System | AB9G14120090 | Standalone | DE0502354 | As per HSA registered indication(s)
Vascular | Vascular patency | Vascular stent | Vascular stent - Bare metal | Medtronic Inc | Abre Venous Self-Expanding Stent System | AB9G14150090 | Standalone | DE0502354 | As per HSA registered indication(s)
Vascular | Vascular patency | Vascular stent | Vascular stent - Bare metal | Medtronic Inc | Abre Venous Self-Expanding Stent System | AB9G16060090 | Standalone | DE0502354 | As per HSA registered indication(s)
Vascular | Vascular patency | Vascular stent | Vascular stent - Bare metal | Medtronic Inc | Abre Venous Self-Expanding Stent System | AB9G16080090 | Standalone | DE0502354 | As per HSA registered indication(s)
Vascular | Vascular patency | Vascular stent | Vascular stent - Bare metal | Medtronic Inc | Abre Venous Self-Expanding Stent System | AB9G16100090 | Standalone | DE0502354 | As per HSA registered indication(s)
Vascular | Vascular patency | Vascular stent | Vascular stent - Bare metal | Medtronic Inc | Abre Venous Self-Expanding Stent System | AB9G16120090 | Standalone | DE0502354 | As per HSA registered indication(s)
Vascular | Vascular patency | Vascular stent | Vascular stent - Bare metal | Medtronic Inc | Abre Venous Self-Expanding Stent System | AB9G16150090 | Standalone | DE0502354 | As per HSA registered indication(s)
Vascular | Vascular patency | Vascular stent | Vascular stent - Bare metal | Medtronic Inc | Abre Venous Self-Expanding Stent System | AB9G18060090 | Standalone | DE0502354 | As per HSA registered indication(s)
Vascular | Vascular patency | Vascular stent | Vascular stent - Bare metal | Medtronic Inc | Abre Venous Self-Expanding Stent System | AB9G18080090 | Standalone | DE0502354 | As per HSA registered indication(s)
Vascular | Vascular patency | Vascular stent | Vascular stent - Bare metal | Medtronic Inc | Abre Venous Self-Expanding Stent System | AB9G18100090 | Standalone | DE0502354 | As per HSA registered indication(s)
Vascular | Vascular patency | Vascular stent | Vascular stent - Bare metal | Medtronic Inc | Abre Venous Self-Expanding Stent System | AB9G18120090 | Standalone | DE0502354 | As per HSA registered indication(s)
Vascular | Vascular patency | Vascular stent | Vascular stent - Bare metal | Medtronic Inc | Abre Venous Self-Expanding Stent System | AB9G18150090 | Standalone | DE0502354 | As per HSA registered indication(s)
Vascular | Vascular patency | Vascular stent | Vascular stent - Bare metal | Medtronic Inc | Abre Venous Self-Expanding Stent System | AB9G20060090 | Standalone | DE0502354 | As per HSA registered indication(s)
Vascular | Vascular patency | Vascular stent | Vascular stent - Bare metal | Medtronic Inc | Abre Venous Self-Expanding Stent System | AB9G20080090 | Standalone | DE0502354 | As per HSA registered indication(s)
Vascular | Vascular patency | Vascular stent | Vascular stent - Bare metal | Medtronic Inc | Abre Venous Self-Expanding Stent System | AB9G20100090 | Standalone | DE0502354 | As per HSA registered indication(s)
Vascular | Vascular patency | Vascular stent | Vascular stent - Bare metal | Medtronic Inc | Abre Venous Self-Expanding Stent System | AB9G20120090 | Standalone | DE0502354 | As per HSA registered indication(s)
Vascular | Vascular patency | Vascular stent | Vascular stent - Bare metal | Medtronic Inc | Abre Venous Self-Expanding Stent System | AB9G20150090 | Standalone | DE0502354 | As per HSA registered indication(s)
Vascular | Vascular patency | Vascular stent | Vascular stent - Bare metal | Optimed | Optimed Sinus XL Self-expanding Stent 10F, 16MM X 60MM | OTM7316-01-8060 | Standalone | DE0018444 | As per HSA registered indication(s)
Vascular | Vascular patency | Vascular stent | Vascular stent - Bare metal | Optimed | Optimed Sinus XL Self-expanding Stent 10F, 16MM X 80MM | OTM7316-01-8080 | Standalone | DE0018444 | As per HSA registered indication(s)
Vascular | Vascular patency | Vascular stent | Vascular stent - Bare metal | Optimed | Optimed Sinus XL Self-expanding Stent 10F, 16MM X 100MM | OTM7316-01-8100 | Standalone | DE0018444 | As per HSA registered indication(s)
Vascular | Vascular patency | Vascular stent | Vascular stent - Bare metal | Optimed | Optimed Sinus XL Self-expanding Stent 10F, 18MM X 60MM | OTM7318-01-8060 | Standalone | DE0018444 | As per HSA registered indication(s)
Vascular | Vascular patency | Vascular stent | Vascular stent - Bare metal | Optimed | Optimed Sinus XL Self-expanding Stent 10F, 18MM X 80MM | OTM7318-01-8080 | Standalone | DE0018444 | As per HSA registered indication(s)
Vascular | Vascular patency | Vascular stent | Vascular stent - Bare metal | Optimed | Optimed Sinus XL Self-expanding Stent 10F, 18MM X 100MM | OTM7318-01-8100 | Standalone | DE0018444 | As per HSA registered indication(s)
Vascular | Vascular patency | Vascular stent | Vascular stent - Bare metal | Optimed | Optimed Sinus XL Self-expanding Stent 10F, 20MM X 60MM | OTM7320-01-8060 | Standalone | DE0018444 | As per HSA registered indication(s)
Vascular | Vascular patency | Vascular stent | Vascular stent - Bare metal | Optimed | Optimed Sinus XL Self-expanding Stent 10F, 20MM X 80MM | OTM7320-01-8080 | Standalone | DE0018444 | As per HSA registered indication(s)
Vascular | Vascular patency | Vascular stent | Vascular stent - Bare metal | Optimed | Optimed Sinus XL Self-expanding Stent 10F, 20MM X 100MM | OTM7320-01-8100 | Standalone | DE0018444 | As per HSA registered indication(s)
Vascular | Vascular patency | Vascular stent | Vascular stent - Bare metal | Optimed | Optimed Sinus XL Self-expanding Stent 10F, 22MM X 60MM | OTM7322-01-8060 | Standalone | DE0018444 | As per HSA registered indication(s)
Vascular | Vascular patency | Vascular stent | Vascular stent - Bare metal | Optimed | Optimed Sinus XL Self-expanding Stent 10F, 22MM X 80MM | OTM7322-01-8080 | Standalone | DE0018444 | As per HSA registered indication(s)
Vascular | Vascular patency | Vascular stent | Vascular stent - Bare metal | Optimed | Optimed Sinus XL Self-expanding Stent 10F, 22MM X 100MM | OTM7322-01-8100 | Standalone | DE0018444 | As per HSA registered indication(s)
Vascular | Vascular patency | Vascular stent | Vascular stent - Bare metal | Optimed | Optimed Sinus XL Self-expanding Stent 10F, 24MM X 60MM | OTM7324-01-8060 | Standalone | DE0018444 | As per HSA registered indication(s)
Vascular | Vascular patency | Vascular stent | Vascular stent - Bare metal | Optimed | Optimed Sinus XL Self-expanding Stent 10F, 24MM X 80MM | OTM7324-01-8080 | Standalone | DE0018444 | As per HSA registered indication(s)
Vascular | Vascular patency | Vascular stent | Vascular stent - Bare metal | Optimed | Optimed Sinus XL Self-expanding Stent 10F, 24MM X 100MM | OTM7324-01-8100 | Standalone | DE0018444 | As per HSA registered indication(s)
Vascular | Vascular patency | Vascular stent | Vascular stent - Bare metal | Optimed | Optimed Sinus XL Self-expanding Stent 10F, 26MM X 60MM | OTM7326-01-8060 | Standalone | DE0018444 | As per HSA registered indication(s)
Vascular | Vascular patency | Vascular stent | Vascular stent - Bare metal | Optimed | Optimed Sinus XL Self-expanding Stent 10F, 26MM X 80MM | OTM7326-01-8080 | Standalone | DE0018444 | As per HSA registered indication(s)
Vascular | Vascular patency | Vascular stent | Vascular stent - Bare metal | Optimed | Optimed Sinus XL Self-expanding Stent 10F, 26MM X 100MM | OTM7326-01-8100 | Standalone | DE0018444 | As per HSA registered indication(s)
Vascular | Vascular patency | Vascular stent | Vascular stent - Bare metal | Optimed | Optimed Sinus XL Self-expanding Stent 10F, 28MM X 60MM | OTM7328-01-8060 | Standalone | DE0018444 | As per HSA registered indication(s)
Vascular | Vascular patency | Vascular stent | Vascular stent - Bare metal | Optimed | Optimed Sinus XL Self-expanding Stent 10F, 28MM X 80MM | OTM7328-01-8080 | Standalone | DE0018444 | As per HSA registered indication(s)
Vascular | Vascular patency | Vascular stent | Vascular stent - Bare metal | Optimed | Optimed Sinus XL Self-expanding Stent 10F, 28MM X 100MM | OTM7328-01-8100 | Standalone | DE0018444 | As per HSA registered indication(s)
Vascular | Vascular patency | Vascular stent | Vascular stent - Bare metal | Optimed | Optimed Sinus XL Self-expanding Stent 10F, 30MM X 60MM | OTM7330-01-8060 | Standalone | DE0018444 | As per HSA registered indication(s)
Vascular | Vascular patency | Vascular stent | Vascular stent - Bare metal | Optimed | Optimed Sinus XL Self-expanding Stent 10F, 30MM X 80MM | OTM7330-01-8080 | Standalone | DE0018444 | As per HSA registered indication(s)
Vascular | Vascular patency | Vascular stent | Vascular stent - Bare metal | Optimed | Optimed Sinus XL Self-expanding Stent 10F, 30MM X 100MM | OTM7330-01-8100 | Standalone | DE0018444 | As per HSA registered indication(s)
Vascular | Vascular patency | Vascular stent | Vascular stent - Bare metal | Optimed | Optimed Sinus XL Self-expanding Stent 10F, 32MM X 60MM | OTM7332-01-8060 | Standalone | DE0018444 | As per HSA registered indication(s)
Vascular | Vascular patency | Vascular stent | Vascular stent - Bare metal | Optimed | Optimed Sinus XL Self-expanding Stent 10F, 32MM X 80MM | OTM7332-01-8080 | Standalone | DE0018444 | As per HSA registered indication(s)
Vascular | Vascular patency | Vascular stent | Vascular stent - Bare metal | Optimed | Optimed Sinus XL Self-expanding Stent 10F, 32MM X 100MM | OTM7332-01-8100 | Standalone | DE0018444 | As per HSA registered indication(s)
Vascular | Vascular patency | Vascular stent | Vascular stent - Bare metal | Optimed | Optimed Sinus XL Self-expanding Stent 10F, 34MM X 60MM | OTM7334-01-8060 | Standalone | DE0018444 | As per HSA registered indication(s)
Vascular | Vascular patency | Vascular stent | Vascular stent - Bare metal | Optimed | Optimed Sinus XL Self-expanding Stent 10F, 34MM X 80MM | OTM7334-01-8080 | Standalone | DE0018444 | As per HSA registered indication(s)
Vascular | Vascular patency | Vascular stent | Vascular stent - Bare metal | Optimed | Optimed Sinus XL Self-expanding Stent 10F, 34MM X 100MM | OTM7334-01-8100 | Standalone | DE0018444 | As per HSA registered indication(s)
Vascular | Vascular patency | Vascular stent | Vascular stent - Bare metal | Optimed | Optimed Sinus XL Self-expanding Stent 10F, 36MM X 60MM | OTM7336-01-8060 | Standalone | DE0018444 | As per HSA registered indication(s)
Vascular | Vascular patency | Vascular stent | Vascular stent - Bare metal | Optimed | Optimed Sinus XL Self-expanding Stent 10F, 36MM X 80MM | OTM7336-01-8080 | Standalone | DE0018444 | As per HSA registered indication(s)
Vascular | Vascular patency | Vascular stent | Vascular stent - Bare metal | Optimed | Optimed Sinus XL Self-expanding Stent 10F, 36MM X 100MM | OTM7336-01-8100 | Standalone | DE0018444 | As per HSA registered indication(s)
Vascular | Vascular patency | Vascular stent | Vascular stent - Bare metal | Optimed | Optimed Sinus XL FLEX Self-expanding Stent 10F, 14MMX60MM | OTM7414-01-8060 | Standalone | DE0505516 | As per HSA registered indication(s)
Vascular | Vascular patency | Vascular stent | Vascular stent - Bare metal | Optimed | Optimed Sinus XL FLEX Self-expanding Stent 10F, 14MMX 80MM | OTM7414-01-8080 | Standalone | DE0505516 | As per HSA registered indication(s)
Vascular | Vascular patency | Vascular stent | Vascular stent - Bare metal | Optimed | Optimed Sinus XL FLEX Self-expanding Stent 10F, 14MMX 100MM | OTM7414-01-8100 | Standalone | DE0505516 | As per HSA registered indication(s)
Vascular | Vascular patency | Vascular stent | Vascular stent - Bare metal | Optimed | Optimed Sinus XL FLEX Self-expanding Stent 10F, 14MMX 120MM | OTM7414-01-8120 | Standalone | DE0505516 | As per HSA registered indication(s)
Vascular | Vascular patency | Vascular stent | Vascular stent - Bare metal | Optimed | Optimed Sinus XL FLEX Self-expanding Stent 10F, 14MMX 150MM | OTM7414-01-8150 | Standalone | DE0505516 | As per HSA registered indication(s)
Vascular | Vascular patency | Vascular stent | Vascular stent - Bare metal | Optimed | Optimed Sinus XL FLEX Self-expanding Stent 10F, 16MMX 60MM | OTM7416-01-8060 | Standalone | DE0505516 | As per HSA registered indication(s)
Vascular | Vascular patency | Vascular stent | Vascular stent - Bare metal | Optimed | Optimed Sinus XL FLEX Self-expanding Stent 10F, 16MMX 80MM | OTM7416-01-8080 | Standalone | DE0505516 | As per HSA registered indication(s)
Vascular | Vascular patency | Vascular stent | Vascular stent - Bare metal | Optimed | Optimed Sinus XL FLEX Self-expanding Stent 10F, 16MMX 100MM | OTM7416-01-8100 | Standalone | DE0505516 | As per HSA registered indication(s)
Vascular | Vascular patency | Vascular stent | Vascular stent - Bare metal | Optimed | Optimed Sinus XL FLEX Self-expanding Stent 10F, 16MMX 120MM | OTM7416-01-8120 | Standalone | DE0505516 | As per HSA registered indication(s)
Vascular | Vascular patency | Vascular stent | Vascular stent - Bare metal | Optimed | Optimed Sinus XL FLEX Self-expanding Stent 10F, 16MMX 150MM | OTM7416-01-8150 | Standalone | DE0505516 | As per HSA registered indication(s)
Vascular | Vascular patency | Vascular stent | Vascular stent - Bare metal | Optimed | Optimed Sinus XL FLEX Self-expanding Stent 10F, 18MMX 60MM | OTM7418-01-8060 | Standalone | DE0505516 | As per HSA registered indication(s)
Vascular | Vascular patency | Vascular stent | Vascular stent - Bare metal | Optimed | Optimed Sinus XL FLEX Self-expanding Stent 10F, 18MMX 80MM | OTM7418-01-8080 | Standalone | DE0505516 | As per HSA registered indication(s)
Vascular | Vascular patency | Vascular stent | Vascular stent - Bare metal | Optimed | Optimed Sinus XL FLEX Self-expanding Stent 10F, 18MMX 100MM | OTM7418-01-8100 | Standalone | DE0505516 | As per HSA registered indication(s)
Vascular | Vascular patency | Vascular stent | Vascular stent - Bare metal | Optimed | Optimed Sinus XL FLEX Self-expanding Stent 10F, 18MMX 120MM | OTM7418-01-8120 | Standalone | DE0505516 | As per HSA registered indication(s)
Vascular | Vascular patency | Vascular stent | Vascular stent - Bare metal | Optimed | Optimed Sinus XL FLEX Self-expanding Stent 10F, 18MMX 160MM | OTM7418-01-8160 | Standalone | DE0505516 | As per HSA registered indication(s)
Vascular | Vascular patency | Vascular stent | Vascular stent - Bare metal | Optimed | Optimed Sinus XL FLEX Self-expanding Stent 10F, 20MMX 60MM | OTM7420-01-8060 | Standalone | DE0505516 | As per HSA registered indication(s)
Vascular | Vascular patency | Vascular stent | Vascular stent - Bare metal | Optimed | Optimed Sinus XL FLEX Self-expanding Stent 10F, 20MMX 80MM | OTM7420-01-8080 | Standalone | DE0505516 | As per HSA registered indication(s)
Vascular | Vascular patency | Vascular stent | Vascular stent - Bare metal | Optimed | Optimed Sinus XL FLEX Self-expanding Stent 10F, 20MMX 100MM | OTM7420-01-8100 | Standalone | DE0505516 | As per HSA registered indication(s)
Vascular | Vascular patency | Vascular stent | Vascular stent - Bare metal | Optimed | Optimed Sinus XL FLEX Self-expanding Stent 10F, 20MMX 120MM | OTM7420-01-8120 | Standalone | DE0505516 | As per HSA registered indication(s)
Vascular | Vascular patency | Vascular stent | Vascular stent - Bare metal | Optimed | Optimed Sinus XL FLEX Self-expanding Stent 10F, 20MMX 150MM | OTM7420-01-8150 | Standalone | DE0505516 | As per HSA registered indication(s)
Vascular | Vascular patency | Vascular stent | Vascular stent - Bare metal | Optimed | Optimed Sinus XL FLEX Self-expanding Stent 10F, 22MMX 60MM | OTM7422-01-8060 | Standalone | DE0505516 | As per HSA registered indication(s)
Vascular | Vascular patency | Vascular stent | Vascular stent - Bare metal | Optimed | Optimed Sinus XL FLEX Self-expanding Stent 10F, 22MMX 80MM | OTM7422-01-8080 | Standalone | DE0505516 | As per HSA registered indication(s)
Vascular | Vascular patency | Vascular stent | Vascular stent - Bare metal | Optimed | Optimed Sinus XL FLEX Self-expanding Stent 10F, 22MMX 100MM | OTM7422-01-8100 | Standalone | DE0505516 | As per HSA registered indication(s)
Vascular | Vascular patency | Vascular stent | Vascular stent - Bare metal | Optimed | Optimed Sinus XL FLEX Self-expanding Stent 10F, 22MMX 120MM | OTM7422-01-8120 | Standalone | DE0505516 | As per HSA registered indication(s)
Vascular | Vascular patency | Vascular stent | Vascular stent - Bare metal | Optimed | Optimed Sinus XL FLEX Self-expanding Stent 10F, 22MMX 150MM | OTM7422-01-8150 | Standalone | DE0505516 | As per HSA registered indication(s)
Vascular | Vascular patency | Vascular stent | Vascular stent - Bare metal | Optimed | Optimed Sinus XL FLEX Self-expanding Stent 10F, 24MMX 60MM | OTM7424-01-8060 | Standalone | DE0505516 | As per HSA registered indication(s)
Vascular | Vascular patency | Vascular stent | Vascular stent - Bare metal | Optimed | Optimed Sinus XL FLEX Self-expanding Stent 10F, 24MMX 80MM | OTM7424-01-8080 | Standalone | DE0505516 | As per HSA registered indication(s)
Vascular | Vascular patency | Vascular stent | Vascular stent - Bare metal | Optimed | Optimed Sinus XL FLEX Self-expanding Stent 10F, 24MMX 100MM | OTM7424-01-8100 | Standalone | DE0505516 | As per HSA registered indication(s)
Vascular | Vascular patency | Vascular stent | Vascular stent - Bare metal | Optimed | Optimed Sinus XL FLEX Self-expanding Stent 10F, 24MMX 120MM | OTM7424-01-8120 | Standalone | DE0505516 | As per HSA registered indication(s)
Vascular | Vascular patency | Vascular stent | Vascular stent - Bare metal | Optimed | Optimed Sinus XL FLEX Self-expanding Stent 10F, 24MMX 160MM | OTM7424-01-8160 | Standalone | DE0505516 | As per HSA registered indication(s)
Vascular | Vascular patency | Vascular stent | Vascular stent - Drug-eluting | Abbott Medical | XIENCE Prime BTK Everolimus Eluting Peripheral Stent System | 1012646-28 | Standalone | DE0017247 | As per HSA registered indication(s)
Vascular | Vascular patency | Vascular stent | Vascular stent - Drug-eluting | Abbott Medical | XIENCE Prime BTK Everolimus Eluting Peripheral Stent System | 1012646-38 | Standalone | DE0017247 | As per HSA registered indication(s)
Vascular | Vascular patency | Vascular stent | Vascular stent - Drug-eluting | Abbott Medical | XIENCE Prime BTK Everolimus Eluting Peripheral Stent System | 1012648-28 | Standalone | DE0017247 | As per HSA registered indication(s)
Vascular | Vascular patency | Vascular stent | Vascular stent - Drug-eluting | Abbott Medical | XIENCE Prime BTK Everolimus Eluting Peripheral Stent System | 1012648-38 | Standalone | DE0017247 | As per HSA registered indication(s)
Vascular | Vascular patency | Vascular stent | Vascular stent - Drug-eluting | Abbott Medical | XIENCE Prime BTK Everolimus Eluting Peripheral Stent System | 1012649-28 | Standalone | DE0017247 | As per HSA registered indication(s)
Vascular | Vascular patency | Vascular stent | Vascular stent - Drug-eluting | Abbott Medical | XIENCE Prime BTK Everolimus Eluting Peripheral Stent System | 1012649-38 | Standalone | DE0017247 | As per HSA registered indication(s)
Vascular | Vascular patency | Vascular stent | Vascular stent - Drug-eluting | Abbott Medical | XIENCE Prime BTK Everolimus Eluting Peripheral Stent System | 1012650-28 | Standalone | DE0017247 | As per HSA registered indication(s)
Vascular | Vascular patency | Vascular stent | Vascular stent - Drug-eluting | Abbott Medical | XIENCE Prime BTK Everolimus Eluting Peripheral Stent System | 1012650-38 | Standalone | DE0017247 | As per HSA registered indication(s)
Vascular | Vascular patency | Vascular stent | Vascular stent - Drug-eluting | BOSTON SCIENTIFIC | ELUVIA Over-The-Wire Drug-Eluting Vascular Stent System | H74939295600470 | Standalone | DE0018460 | As per HSA registered indication(s)
Vascular | Vascular patency | Vascular stent | Vascular stent - Drug-eluting | BOSTON SCIENTIFIC | ELUVIA Over-The-Wire Drug-Eluting Vascular Stent System | H74939295600670 | Standalone | DE0018460 | As per HSA registered indication(s)
Vascular | Vascular patency | Vascular stent | Vascular stent - Drug-eluting | BOSTON SCIENTIFIC | ELUVIA Over-The-Wire Drug-Eluting Vascular Stent System | H74939295600870 | Standalone | DE0018460 | As per HSA registered indication(s)
Vascular | Vascular patency | Vascular stent | Vascular stent - Drug-eluting | BOSTON SCIENTIFIC | ELUVIA Over-The-Wire Drug-Eluting Vascular Stent System | H74939295601070 | Standalone | DE0018460 | As per HSA registered indication(s)
Vascular | Vascular patency | Vascular stent | Vascular stent - Drug-eluting | BOSTON SCIENTIFIC | ELUVIA Over-The-Wire Drug-Eluting Vascular Stent System | H74939295601270 | Standalone | DE0018460 | As per HSA registered indication(s)
Vascular | Vascular patency | Vascular stent | Vascular stent - Drug-eluting | BOSTON SCIENTIFIC | ELUVIA Over-The-Wire Drug-Eluting Vascular Stent System | H74939295600410 | Standalone | DE0018460 | As per HSA registered indication(s)
Vascular | Vascular patency | Vascular stent | Vascular stent - Drug-eluting | BOSTON SCIENTIFIC | ELUVIA Over-The-Wire Drug-Eluting Vascular Stent System | H74939295600610 | Standalone | DE0018460 | As per HSA registered indication(s)
Vascular | Vascular patency | Vascular stent | Vascular stent - Drug-eluting | BOSTON SCIENTIFIC | ELUVIA Over-The-Wire Drug-Eluting Vascular Stent System | H74939295600810 | Standalone | DE0018460 | As per HSA registered indication(s)
Vascular | Vascular patency | Vascular stent | Vascular stent - Drug-eluting | BOSTON SCIENTIFIC | ELUVIA Over-The-Wire Drug-Eluting Vascular Stent System | H74939295601010 | Standalone | DE0018460 | As per HSA registered indication(s)
Vascular | Vascular patency | Vascular stent | Vascular stent - Drug-eluting | BOSTON SCIENTIFIC | ELUVIA Over-The-Wire Drug-Eluting Vascular Stent System | H74939295601210 | Standalone | DE0018460 | As per HSA registered indication(s)
Vascular | Vascular patency | Vascular stent | Vascular stent - Drug-eluting | BOSTON SCIENTIFIC | ELUVIA Over-The-Wire Drug-Eluting Vascular Stent System | H74939295700470 | Standalone | DE0018460 | As per HSA registered indication(s)
Vascular | Vascular patency | Vascular stent | Vascular stent - Drug-eluting | BOSTON SCIENTIFIC | ELUVIA Over-The-Wire Drug-Eluting Vascular Stent System | H74939295700670 | Standalone | DE0018460 | As per HSA registered indication(s)
Vascular | Vascular patency | Vascular stent | Vascular stent - Drug-eluting | BOSTON SCIENTIFIC | ELUVIA Over-The-Wire Drug-Eluting Vascular Stent System | H74939295700870 | Standalone | DE0018460 | As per HSA registered indication(s)
Vascular | Vascular patency | Vascular stent | Vascular stent - Drug-eluting | BOSTON SCIENTIFIC | ELUVIA Over-The-Wire Drug-Eluting Vascular Stent System | H74939295701070 | Standalone | DE0018460 | As per HSA registered indication(s)
Vascular | Vascular patency | Vascular stent | Vascular stent - Drug-eluting | BOSTON SCIENTIFIC | ELUVIA Over-The-Wire Drug-Eluting Vascular Stent System | H74939295701270 | Standalone | DE0018460 | As per HSA registered indication(s)
Vascular | Vascular patency | Vascular stent | Vascular stent - Drug-eluting | BOSTON SCIENTIFIC | ELUVIA Over-The-Wire Drug-Eluting Vascular Stent System | H74939295700410 | Standalone | DE0018460 | As per HSA registered indication(s)
Vascular | Vascular patency | Vascular stent | Vascular stent - Drug-eluting | BOSTON SCIENTIFIC | ELUVIA Over-The-Wire Drug-Eluting Vascular Stent System | H74939295700610 | Standalone | DE0018460 | As per HSA registered indication(s)
Vascular | Vascular patency | Vascular stent | Vascular stent - Drug-eluting | BOSTON SCIENTIFIC | ELUVIA Over-The-Wire Drug-Eluting Vascular Stent System | H74939295700810 | Standalone | DE0018460 | As per HSA registered indication(s)
Vascular | Vascular patency | Vascular stent | Vascular stent - Drug-eluting | BOSTON SCIENTIFIC | ELUVIA Over-The-Wire Drug-Eluting Vascular Stent System | H74939295701010 | Standalone | DE0018460 | As per HSA registered indication(s)
Vascular | Vascular patency | Vascular stent | Vascular stent - Drug-eluting | BOSTON SCIENTIFIC | ELUVIA Over-The-Wire Drug-Eluting Vascular Stent System | H74939295701210 | Standalone | DE0018460 | As per HSA registered indication(s)
Vascular | Vascular patency | Vascular stent | Vascular stent - Drug-eluting | BOSTON SCIENTIFIC | Promus Premier Below-the-Knee (BTK) Stent | H74939279252010 | Standalone | DE0504688 | As per HSA registered indication(s)
Vascular | Vascular patency | Vascular stent | Vascular stent - Drug-eluting | BOSTON SCIENTIFIC | Promus Premier Below-the-Knee (BTK) Stent | H74939279252810 | Standalone | DE0504688 | As per HSA registered indication(s)
Vascular | Vascular patency | Vascular stent | Vascular stent - Drug-eluting | BOSTON SCIENTIFIC | Promus Premier Below-the-Knee (BTK) Stent | H74939279253810 | Standalone | DE0504688 | As per HSA registered indication(s)
Vascular | Vascular patency | Vascular stent | Vascular stent - Drug-eluting | BOSTON SCIENTIFIC | Promus Premier Below-the-Knee (BTK) Stent | H74939279302010 | Standalone | DE0504688 | As per HSA registered indication(s)
Vascular | Vascular patency | Vascular stent | Vascular stent - Drug-eluting | BOSTON SCIENTIFIC | Promus Premier Below-the-Knee (BTK) Stent | H74939279302810 | Standalone | DE0504688 | As per HSA registered indication(s)
Vascular | Vascular patency | Vascular stent | Vascular stent - Drug-eluting | BOSTON SCIENTIFIC | Promus Premier Below-the-Knee (BTK) Stent | H74939279303810 | Standalone | DE0504688 | As per HSA registered indication(s)
Vascular | Vascular patency | Vascular stent | Vascular stent - Drug-eluting | BOSTON SCIENTIFIC | Promus Premier Below-the-Knee (BTK) Stent | H74939279352010 | Standalone | DE0504688 | As per HSA registered indication(s)
Vascular | Vascular patency | Vascular stent | Vascular stent - Drug-eluting | BOSTON SCIENTIFIC | Promus Premier Below-the-Knee (BTK) Stent | H74939279352810 | Standalone | DE0504688 | As per HSA registered indication(s)
Vascular | Vascular patency | Vascular stent | Vascular stent - Drug-eluting | BOSTON SCIENTIFIC | Promus Premier Below-the-Knee (BTK) Stent | H74939279353810 | Standalone | DE0504688 | As per HSA registered indication(s)
Vascular | Vascular patency | Vascular stent | Vascular stent - Drug-eluting | BOSTON SCIENTIFIC | Promus Premier Below-the-Knee (BTK) Stent | H74939279402010 | Standalone | DE0504688 | As per HSA registered indication(s)
Vascular | Vascular patency | Vascular stent | Vascular stent - Drug-eluting | BOSTON SCIENTIFIC | Promus Premier Below-the-Knee (BTK) Stent | H74939279402810 | Standalone | DE0504688 | As per HSA registered indication(s)
Vascular | Vascular patency | Vascular stent | Vascular stent - Drug-eluting | BOSTON SCIENTIFIC | Promus Premier Below-the-Knee (BTK) Stent | H74939279403810 | Standalone | DE0504688 | As per HSA registered indication(s)
Vascular | Vascular patency | Vascular stent | Vascular stent - Drug-eluting | Cook Ireland Ltd. | Zilver PTX Drug Eluting Peripheral Stent | ZISV6-35-125-5.0-40-PTX /G35273 | Standalone | DE0018854 | As per HSA registered indication(s)
Vascular | Vascular patency | Vascular stent | Vascular stent - Drug-eluting | Cook Ireland Ltd. | Zilver PTX Drug Eluting Peripheral Stent | ZISV6-35-125-5.0-60-PTX /G35274 | Standalone | DE0018854 | As per HSA registered indication(s)
Vascular | Vascular patency | Vascular stent | Vascular stent - Drug-eluting | Cook Ireland Ltd. | Zilver PTX Drug Eluting Peripheral Stent | ZISV6-35-125-5.0-80-PTX /G35275 | Standalone | DE0018854 | As per HSA registered indication(s)
Vascular | Vascular patency | Vascular stent | Vascular stent - Drug-eluting | Cook Ireland Ltd. | Zilver PTX Drug Eluting Peripheral Stent | ZISV6-35-125-5.0-100-PTX /G35276 | Standalone | DE0018854 | As per HSA registered indication(s)
Vascular | Vascular patency | Vascular stent | Vascular stent - Drug-eluting | Cook Ireland Ltd. | Zilver PTX Drug Eluting Peripheral Stent | ZISV6-35-125-5.0-120-PTX /G35277 | Standalone | DE0018854 | As per HSA registered indication(s)
Vascular | Vascular patency | Vascular stent | Vascular stent - Drug-eluting | Cook Ireland Ltd. | Zilver PTX Drug Eluting Peripheral Stent | ZISV6-35-125-5.0-140-PTX /G35278 | Standalone | DE0018854 | As per HSA registered indication(s)
Vascular | Vascular patency | Vascular stent | Vascular stent - Drug-eluting | Cook Ireland Ltd. | Zilver PTX Drug Eluting Peripheral Stent | ZISV6-35-125-6.0-40-PTX /G35281 | Standalone | DE0018854 | As per HSA registered indication(s)
Vascular | Vascular patency | Vascular stent | Vascular stent - Drug-eluting | Cook Ireland Ltd. | Zilver PTX Drug Eluting Peripheral Stent | ZISV6-35-125-6.0-60-PTX /G35282 | Standalone | DE0018854 | As per HSA registered indication(s)
Vascular | Vascular patency | Vascular stent | Vascular stent - Drug-eluting | Cook Ireland Ltd. | Zilver PTX Drug Eluting Peripheral Stent | ZISV6-35-125-6.0-80-PTX /G35283 | Standalone | DE0018854 | As per HSA registered indication(s)
Vascular | Vascular patency | Vascular stent | Vascular stent - Drug-eluting | Cook Ireland Ltd. | Zilver PTX Drug Eluting Peripheral Stent | ZISV6-35-125-6.0-100-PTX /G35284 | Standalone | DE0018854 | As per HSA registered indication(s)
Vascular | Vascular patency | Vascular stent | Vascular stent - Drug-eluting | Cook Ireland Ltd. | Zilver PTX Drug Eluting Peripheral Stent | ZISV6-35-125-6.0-120-PTX /G35285 | Standalone | DE0018854 | As per HSA registered indication(s)
Vascular | Vascular patency | Vascular stent | Vascular stent - Drug-eluting | Cook Ireland Ltd. | Zilver PTX Drug Eluting Peripheral Stent | ZISV6-35-125-6.0-140-PTX /G35418 | Standalone | DE0018854 | As per HSA registered indication(s)
Vascular | Vascular patency | Vascular stent | Vascular stent - Drug-eluting | Cook Ireland Ltd. | Zilver PTX Drug Eluting Peripheral Stent | ZISV6-35-125-7.0-40-PTX /G35286 | Standalone | DE0018854 | As per HSA registered indication(s)
Vascular | Vascular patency | Vascular stent | Vascular stent - Drug-eluting | Cook Ireland Ltd. | Zilver PTX Drug Eluting Peripheral Stent | ZISV6-35-125-7.0-60-PTX /G35287 | Standalone | DE0018854 | As per HSA registered indication(s)
Vascular | Vascular patency | Vascular stent | Vascular stent - Drug-eluting | Cook Ireland Ltd. | Zilver PTX Drug Eluting Peripheral Stent | ZISV6-35-125-7.0-80-PTX /G35288 | Standalone | DE0018854 | As per HSA registered indication(s)
Vascular | Vascular patency | Vascular stent | Vascular stent - Drug-eluting | Cook Ireland Ltd. | Zilver PTX Drug Eluting Peripheral Stent | ZISV6-35-125-7.0-100-PTX /G35289 | Standalone | DE0018854 | As per HSA registered indication(s)
Vascular | Vascular patency | Vascular stent | Vascular stent - Drug-eluting | Cook Ireland Ltd. | Zilver PTX Drug Eluting Peripheral Stent | ZISV6-35-125-7.0-120-PTX /G35290 | Standalone | DE0018854 | As per HSA registered indication(s)
Vascular | Vascular patency | Vascular stent | Vascular stent - Drug-eluting | Cook Ireland Ltd. | Zilver PTX Drug Eluting Peripheral Stent | ZISV6-35-125-7.0-140-PTX /G35421 | Standalone | DE0018854 | As per HSA registered indication(s)
Vascular | Vascular patency | Vascular stent | Vascular stent - Drug-eluting | Cook Ireland Ltd. | Zilver PTX Drug Eluting Peripheral Stent | ZISV6-35-125-8.0-40-PTX /G35297 | Standalone | DE0018854 | As per HSA registered indication(s)
Vascular | Vascular patency | Vascular stent | Vascular stent - Drug-eluting | Cook Ireland Ltd. | Zilver PTX Drug Eluting Peripheral Stent | ZISV6-35-125-8.0-60-PTX /G35298 | Standalone | DE0018854 | As per HSA registered indication(s)
Vascular | Vascular patency | Vascular stent | Vascular stent - Drug-eluting | Cook Ireland Ltd. | Zilver PTX Drug Eluting Peripheral Stent | ZISV6-35-125-8.0-80-PTX /G35299 | Standalone | DE0018854 | As per HSA registered indication(s)
Vascular | Vascular patency | Vascular stent | Vascular stent - Drug-eluting | Cook Ireland Ltd. | Zilver PTX Drug Eluting Peripheral Stent | ZISV6-35-125-8.0-100-PTX /G35300 | Standalone | DE0018854 | As per HSA registered indication(s)
Vascular | Vascular patency | Vascular stent | Vascular stent - Drug-eluting | Cook Ireland Ltd. | Zilver PTX Drug Eluting Peripheral Stent | ZISV6-35-125-8.0-120-PTX /G35301 | Standalone | DE0018854 | As per HSA registered indication(s)
Vascular | Vascular patency | Vascular stent | Vascular stent - Drug-eluting | Cook Ireland Ltd. | Zilver PTX Drug Eluting Peripheral Stent | ZISV6-35-80-5.0-40-PTX /G35302 | Standalone | DE0018854 | As per HSA registered indication(s)
Vascular | Vascular patency | Vascular stent | Vascular stent - Drug-eluting | Cook Ireland Ltd. | Zilver PTX Drug Eluting Peripheral Stent | ZISV6-35-80-5.0-60-PTX /G35303 | Standalone | DE0018854 | As per HSA registered indication(s)
Vascular | Vascular patency | Vascular stent | Vascular stent - Drug-eluting | Cook Ireland Ltd. | Zilver PTX Drug Eluting Peripheral Stent | ZISV6-35-80-5.0-80-PTX /G35304 | Standalone | DE0018854 | As per HSA registered indication(s)
Vascular | Vascular patency | Vascular stent | Vascular stent - Drug-eluting | Cook Ireland Ltd. | Zilver PTX Drug Eluting Peripheral Stent | ZISV6-35-80-5.0-100-PTX /G35305 | Standalone | DE0018854 | As per HSA registered indication(s)
Vascular | Vascular patency | Vascular stent | Vascular stent - Drug-eluting | Cook Ireland Ltd. | Zilver PTX Drug Eluting Peripheral Stent | ZISV6-35-80-5.0-120-PTX /G35306 | Standalone | DE0018854 | As per HSA registered indication(s)
Vascular | Vascular patency | Vascular stent | Vascular stent - Drug-eluting | Cook Ireland Ltd. | Zilver PTX Drug Eluting Peripheral Stent | ZISV6-35-80-5.0-140-PTX /G35448 | Standalone | DE0018854 | As per HSA registered indication(s)
Vascular | Vascular patency | Vascular stent | Vascular stent - Drug-eluting | Cook Ireland Ltd. | Zilver PTX Drug Eluting Peripheral Stent | ZISV6-35-80-6.0-40-PTX /G35307 | Standalone | DE0018854 | As per HSA registered indication(s)
Vascular | Vascular patency | Vascular stent | Vascular stent - Drug-eluting | Cook Ireland Ltd. | Zilver PTX Drug Eluting Peripheral Stent | ZISV6-35-80-6.0-60-PTX /G35308 | Standalone | DE0018854 | As per HSA registered indication(s)
Vascular | Vascular patency | Vascular stent | Vascular stent - Drug-eluting | Cook Ireland Ltd. | Zilver PTX Drug Eluting Peripheral Stent | ZISV6-35-80-6.0-80-PTX /G35309 | Standalone | DE0018854 | As per HSA registered indication(s)
Vascular | Vascular patency | Vascular stent | Vascular stent - Drug-eluting | Cook Ireland Ltd. | Zilver PTX Drug Eluting Peripheral Stent | ZISV6-35-80-6.0-100-PTX /G35310 | Standalone | DE0018854 | As per HSA registered indication(s)
Vascular | Vascular patency | Vascular stent | Vascular stent - Drug-eluting | Cook Ireland Ltd. | Zilver PTX Drug Eluting Peripheral Stent | ZISV6-35-80-6.0-120-PTX /G35311 | Standalone | DE0018854 | As per HSA registered indication(s)
Vascular | Vascular patency | Vascular stent | Vascular stent - Drug-eluting | Cook Ireland Ltd. | Zilver PTX Drug Eluting Peripheral Stent | ZISV6-35-80-6.0-140-PTX /G35451 | Standalone | DE0018854 | As per HSA registered indication(s)
Vascular | Vascular patency | Vascular stent | Vascular stent - Drug-eluting | Cook Ireland Ltd. | Zilver PTX Drug Eluting Peripheral Stent | ZISV6-35-80-7.0-40-PTX /G35312 | Standalone | DE0018854 | As per HSA registered indication(s)
Vascular | Vascular patency | Vascular stent | Vascular stent - Drug-eluting | Cook Ireland Ltd. | Zilver PTX Drug Eluting Peripheral Stent | ZISV6-35-80-7.0-60-PTX /G35313 | Standalone | DE0018854 | As per HSA registered indication(s)
Vascular | Vascular patency | Vascular stent | Vascular stent - Drug-eluting | Cook Ireland Ltd. | Zilver PTX Drug Eluting Peripheral Stent | ZISV6-35-80-7.0-80-PTX /G35314 | Standalone | DE0018854 | As per HSA registered indication(s)
Vascular | Vascular patency | Vascular stent | Vascular stent - Drug-eluting | Cook Ireland Ltd. | Zilver PTX Drug Eluting Peripheral Stent | ZISV6-35-80-7.0-100-PTX /G35315 | Standalone | DE0018854 | As per HSA registered indication(s)
Vascular | Vascular patency | Vascular stent | Vascular stent - Drug-eluting | Cook Ireland Ltd. | Zilver PTX Drug Eluting Peripheral Stent | ZISV6-35-80-7.0-120-PTX /G35316 | Standalone | DE0018854 | As per HSA registered indication(s)
Vascular | Vascular patency | Vascular stent | Vascular stent - Drug-eluting | Cook Ireland Ltd. | Zilver PTX Drug Eluting Peripheral Stent | ZISV6-35-80-7.0-140-PTX /G35454 | Standalone | DE0018854 | As per HSA registered indication(s)
Vascular | Vascular patency | Vascular stent | Vascular stent - Drug-eluting | Cook Ireland Ltd. | Zilver PTX Drug Eluting Peripheral Stent | ZISV6-35-80-8.0-40-PTX /G35317 | Standalone | DE0018854 | As per HSA registered indication(s)
Vascular | Vascular patency | Vascular stent | Vascular stent - Drug-eluting | Cook Ireland Ltd. | Zilver PTX Drug Eluting Peripheral Stent | ZISV6-35-80-8.0-60-PTX /G35318 | Standalone | DE0018854 | As per HSA registered indication(s)
Vascular | Vascular patency | Vascular stent | Vascular stent - Drug-eluting | Cook Ireland Ltd. | Zilver PTX Drug Eluting Peripheral Stent | ZISV6-35-80-8.0-80-PTX /G35319 | Standalone | DE0018854 | As per HSA registered indication(s)
Vascular | Vascular patency | Vascular stent | Vascular stent - Drug-eluting | Cook Ireland Ltd. | Zilver PTX Drug Eluting Peripheral Stent | ZISV6-35-80-8.0-100-PTX /G35320 | Standalone | DE0018854 | As per HSA registered indication(s)
Vascular | Vascular patency | Vascular stent | Vascular stent - Drug-eluting | Cook Ireland Ltd. | Zilver PTX Drug Eluting Peripheral Stent | ZISV6-35-80-8.0-120-PTX /G35321 | Standalone | DE0018854 | As per HSA registered indication(s)
Vascular | Vascular patency | Vascular stent graft | Vascular stent graft | Angiomed GmBH and Co. KG | Covera Plus Vascular Covered Stent 6mm x 30mm x 80cm Shaft Length | AASME06030 | Standalone | DE0502238 | As per HSA registered indication(s)
Vascular | Vascular patency | Vascular stent graft | Vascular stent graft | Angiomed GmBH and Co. KG | Covera Plus Vascular Covered Stent 6mm x 40mm x 80cm Shaft Length | AASME06040 | Standalone | DE0502238 | As per HSA registered indication(s)
Vascular | Vascular patency | Vascular stent graft | Vascular stent graft | Angiomed GmBH and Co. KG | Covera Plus Vascular Covered Stent 6mm x 60mm x 80cm Shaft Length | AASME06060 | Standalone | DE0502238 | As per HSA registered indication(s)
Vascular | Vascular patency | Vascular stent graft | Vascular stent graft | Angiomed GmBH and Co. KG | Covera Plus Vascular Covered Stent 6mm x 80mm x 80cm Shaft Length | AASME06080 | Standalone | DE0502238 | As per HSA registered indication(s)
Vascular | Vascular patency | Vascular stent graft | Vascular stent graft | Angiomed GmBH and Co. KG | Covera Plus Vascular Covered Stent 6mm x 100mm x 80cm Shaft Length | AASME06100 | Standalone | DE0502238 | As per HSA registered indication(s)
Vascular | Vascular patency | Vascular stent graft | Vascular stent graft | Angiomed GmBH and Co. KG | Covera Plus Vascular Covered Stent 7mm x 30mm x 80cm Shaft Length | AASME07030 | Standalone | DE0502238 | As per HSA registered indication(s)
Vascular | Vascular patency | Vascular stent graft | Vascular stent graft | Angiomed GmBH and Co. KG | Covera Plus Vascular Covered Stent 7mm x 40mm x 80cm Shaft Length | AASME07040 | Standalone | DE0502238 | As per HSA registered indication(s)
Vascular | Vascular patency | Vascular stent graft | Vascular stent graft | Angiomed GmBH and Co. KG | Covera Plus Vascular Covered Stent 7mm x 60mm x 80cm Shaft Length | AASME07060 | Standalone | DE0502238 | As per HSA registered indication(s)
Vascular | Vascular patency | Vascular stent graft | Vascular stent graft | Angiomed GmBH and Co. KG | Covera Plus Vascular Covered Stent 7mm x 80mm x 80cm Shaft Length | AASME07080 | Standalone | DE0502238 | As per HSA registered indication(s)
Vascular | Vascular patency | Vascular stent graft | Vascular stent graft | Angiomed GmBH and Co. KG | Covera Plus Vascular Covered Stent 7mm x 100mm x 80cm Shaft Length | AASME07100 | Standalone | DE0502238 | As per HSA registered indication(s)
Vascular | Vascular patency | Vascular stent graft | Vascular stent graft | Angiomed GmBH and Co. KG | Covera Plus Vascular Covered Stent 8mm x 30mm x 80cm Shaft Length | AASME08030 | Standalone | DE0502238 | As per HSA registered indication(s)
Vascular | Vascular patency | Vascular stent graft | Vascular stent graft | Angiomed GmBH and Co. KG | Covera Plus Vascular Covered Stent 8mm x 40mm x 80cm Shaft Length | AASME08040 | Standalone | DE0502238 | As per HSA registered indication(s)
Vascular | Vascular patency | Vascular stent graft | Vascular stent graft | Angiomed GmBH and Co. KG | Covera Plus Vascular Covered Stent 8mm x 60mm x 80cm Shaft Length | AASME08060 | Standalone | DE0502238 | As per HSA registered indication(s)
Vascular | Vascular patency | Vascular stent graft | Vascular stent graft | Angiomed GmBH and Co. KG | Covera Plus Vascular Covered Stent 8mm x 80mm x 80cm Shaft Length | AASME08080 | Standalone | DE0502238 | As per HSA registered indication(s)
Vascular | Vascular patency | Vascular stent graft | Vascular stent graft | Angiomed GmBH and Co. KG | Covera Plus Vascular Covered Stent 8mm x 100mm x 80cm Shaft Length | AASME08100 | Standalone | DE0502238 | As per HSA registered indication(s)
Vascular | Vascular patency | Vascular stent graft | Vascular stent graft | Angiomed GmBH and Co. KG | Covera Plus Vascular Covered Stent 9mm x 30mm x 80cm Shaft Length | AASME09030 | Standalone | DE0502238 | As per HSA registered indication(s)
Vascular | Vascular patency | Vascular stent graft | Vascular stent graft | Angiomed GmBH and Co. KG | Covera Plus Vascular Covered Stent 9mm x 40mm x 80cm Shaft Length | AASME09040 | Standalone | DE0502238 | As per HSA registered indication(s)
Vascular | Vascular patency | Vascular stent graft | Vascular stent graft | Angiomed GmBH and Co. KG | Covera Plus Vascular Covered Stent 9mm x 60mm x 80cm Shaft Length | AASME09060 | Standalone | DE0502238 | As per HSA registered indication(s)
Vascular | Vascular patency | Vascular stent graft | Vascular stent graft | Angiomed GmBH and Co. KG | Covera Plus Vascular Covered Stent 9mm x 80mm x 80cm Shaft Length | AASME09080 | Standalone | DE0502238 | As per HSA registered indication(s)
Vascular | Vascular patency | Vascular stent graft | Vascular stent graft | Angiomed GmBH and Co. KG | Covera Plus Vascular Covered Stent 9mm x 100mm x 80cm Shaft Length | AASME09100 | Standalone | DE0502238 | As per HSA registered indication(s)
Vascular | Vascular patency | Vascular stent graft | Vascular stent graft | Angiomed GmBH and Co. KG | Covera Plus Vascular Covered Stent 10mm x 30mm x 80cm Shaft Length | AASME10030 | Standalone | DE0502238 | As per HSA registered indication(s)
Vascular | Vascular patency | Vascular stent graft | Vascular stent graft | Angiomed GmBH and Co. KG | Covera Plus Vascular Covered Stent 10mm x 40mm x 80cm Shaft Length | AASME10040 | Standalone | DE0502238 | As per HSA registered indication(s)
Vascular | Vascular patency | Vascular stent graft | Vascular stent graft | Angiomed GmBH and Co. KG | Covera Plus Vascular Covered Stent 10mm x 60mm x 80cm Shaft Length | AASME10060 | Standalone | DE0502238 | As per HSA registered indication(s)
Vascular | Vascular patency | Vascular stent graft | Vascular stent graft | Angiomed GmBH and Co. KG | Covera Plus Vascular Covered Stent 10mm x 80mm x 80cm Shaft Length | AASME10080 | Standalone | DE0502238 | As per HSA registered indication(s)
Vascular | Vascular patency | Vascular stent graft | Vascular stent graft | Angiomed GmBH and Co. KG | Covera Plus Vascular Covered Stent 10mm x 100mm x 80cm Shaft Length | AASME10100 | Standalone | DE0502238 | As per HSA registered indication(s)
Vascular | Vascular patency | Vascular stent graft | Vascular stent graft | Angiomed GmBH and Co. KG | Covera Plus Vascular Covered Stent 6mm x 30mm x 120cm Shaft Length | AASLE06030 | Standalone | DE0502238 | As per HSA registered indication(s)
Vascular | Vascular patency | Vascular stent graft | Vascular stent graft | Angiomed GmBH and Co. KG | Covera Plus Vascular Covered Stent 6mm x 40mm x 120cm Shaft Length | AASLE06040 | Standalone | DE0502238 | As per HSA registered indication(s)
Vascular | Vascular patency | Vascular stent graft | Vascular stent graft | Angiomed GmBH and Co. KG | Covera Plus Vascular Covered Stent 6mm x 60mm x 120cm Shaft Length | AASLE06060 | Standalone | DE0502238 | As per HSA registered indication(s)
Vascular | Vascular patency | Vascular stent graft | Vascular stent graft | Angiomed GmBH and Co. KG | Covera Plus Vascular Covered Stent 6mm x 80mm x 120cm Shaft Length | AASLE06080 | Standalone | DE0502238 | As per HSA registered indication(s)
Vascular | Vascular patency | Vascular stent graft | Vascular stent graft | Angiomed GmBH and Co. KG | Covera Plus Vascular Covered Stent 6mm x 100mm x 120cm Shaft Length | AASLE06100 | Standalone | DE0502238 | As per HSA registered indication(s)
Vascular | Vascular patency | Vascular stent graft | Vascular stent graft | Angiomed GmBH and Co. KG | Covera Plus Vascular Covered Stent 7mm x 30mm x 120cm Shaft Length | AASLE07030 | Standalone | DE0502238 | As per HSA registered indication(s)
Vascular | Vascular patency | Vascular stent graft | Vascular stent graft | Angiomed GmBH and Co. KG | Covera Plus Vascular Covered Stent 7mm x 40mm x 120cm Shaft Length | AASLE07040 | Standalone | DE0502238 | As per HSA registered indication(s)
Vascular | Vascular patency | Vascular stent graft | Vascular stent graft | Angiomed GmBH and Co. KG | Covera Plus Vascular Covered Stent 7mm x 60mm x 120cm Shaft Length | AASLE07060 | Standalone | DE0502238 | As per HSA registered indication(s)
Vascular | Vascular patency | Vascular stent graft | Vascular stent graft | Angiomed GmBH and Co. KG | Covera Plus Vascular Covered Stent 7mm x 80mm x 120cm Shaft Length | AASLE07080 | Standalone | DE0502238 | As per HSA registered indication(s)
Vascular | Vascular patency | Vascular stent graft | Vascular stent graft | Angiomed GmBH and Co. KG | Covera Plus Vascular Covered Stent 7mm x 100mm x 120cm Shaft Length | AASLE07100 | Standalone | DE0502238 | As per HSA registered indication(s)
Vascular | Vascular patency | Vascular stent graft | Vascular stent graft | Angiomed GmBH and Co. KG | Covera Plus Vascular Covered Stent 8mm x 30mm x 120cm Shaft Length | AASLE08030 | Standalone | DE0502238 | As per HSA registered indication(s)
Vascular | Vascular patency | Vascular stent graft | Vascular stent graft | Angiomed GmBH and Co. KG | Covera Plus Vascular Covered Stent 8mm x 40mm x 120cm Shaft Length | AASLE08040 | Standalone | DE0502238 | As per HSA registered indication(s)
Vascular | Vascular patency | Vascular stent graft | Vascular stent graft | Angiomed GmBH and Co. KG | Covera Plus Vascular Covered Stent 8mm x 60mm x 120cm Shaft Length | AASLE08060 | Standalone | DE0502238 | As per HSA registered indication(s)
Vascular | Vascular patency | Vascular stent graft | Vascular stent graft | Angiomed GmBH and Co. KG | Covera Plus Vascular Covered Stent 8mm x 80mm x 120cm Shaft Length | AASLE08080 | Standalone | DE0502238 | As per HSA registered indication(s)
Vascular | Vascular patency | Vascular stent graft | Vascular stent graft | Angiomed GmBH and Co. KG | Covera Plus Vascular Covered Stent 8mm x 100mm x 120cm Shaft Length | AASLE08100 | Standalone | DE0502238 | As per HSA registered indication(s)
Vascular | Vascular patency | Vascular stent graft | Vascular stent graft | Angiomed GmBH and Co. KG | Covera Plus Vascular Covered Stent 9mm x 30mm x 120cm Shaft Length | AASLE09030 | Standalone | DE0502238 | As per HSA registered indication(s)
Vascular | Vascular patency | Vascular stent graft | Vascular stent graft | Angiomed GmBH and Co. KG | Covera Plus Vascular Covered Stent 9mm x 40mm x 120cm Shaft Length | AASLE09040 | Standalone | DE0502238 | As per HSA registered indication(s)
Vascular | Vascular patency | Vascular stent graft | Vascular stent graft | Angiomed GmBH and Co. KG | Covera Plus Vascular Covered Stent 9mm x 60mm x 120cm Shaft Length | AASLE09060 | Standalone | DE0502238 | As per HSA registered indication(s)
Vascular | Vascular patency | Vascular stent graft | Vascular stent graft | Angiomed GmBH and Co. KG | Covera Plus Vascular Covered Stent 9mm x 80mm x 120cm Shaft Length | AASLE09080 | Standalone | DE0502238 | As per HSA registered indication(s)
Vascular | Vascular patency | Vascular stent graft | Vascular stent graft | Angiomed GmBH and Co. KG | Covera Plus Vascular Covered Stent 9mm x 100mm x 120cm Shaft Length | AASLE09100 | Standalone | DE0502238 | As per HSA registered indication(s)
Vascular | Vascular patency | Vascular stent graft | Vascular stent graft | Angiomed GmBH and Co. KG | Covera Plus Vascular Covered Stent 10mm x 30mm x 120cm Shaft Length | AASLE10030 | Standalone | DE0502238 | As per HSA registered indication(s)
Vascular | Vascular patency | Vascular stent graft | Vascular stent graft | Angiomed GmBH and Co. KG | Covera Plus Vascular Covered Stent 10mm x 40mm x 120cm Shaft Length | AASLE10040 | Standalone | DE0502238 | As per HSA registered indication(s)
Vascular | Vascular patency | Vascular stent graft | Vascular stent graft | Angiomed GmBH and Co. KG | Covera Plus Vascular Covered Stent 10mm x 60mm x 120cm Shaft Length | AASLE10060 | Standalone | DE0502238 | As per HSA registered indication(s)
Vascular | Vascular patency | Vascular stent graft | Vascular stent graft | Angiomed GmBH and Co. KG | Covera Plus Vascular Covered Stent 10mm x 80mm x 120cm Shaft Length | AASLE10080 | Standalone | DE0502238 | As per HSA registered indication(s)
Vascular | Vascular patency | Vascular stent graft | Vascular stent graft | Angiomed GmBH and Co. KG | Covera Plus Vascular Covered Stent 10mm x 100mm x 120cm Shaft Length | AASLE10100 | Standalone | DE0502238 | As per HSA registered indication(s)
Vascular | Vascular patency | Vascular stent graft | Vascular stent graft | Angiomed GmBH and Co. KG | Covera Vascular Covered Stent 6mm x 40mm x 80cm Shaft Length | AVFME06040 | Standalone | DE0501880 | As per HSA registered indication(s)
Vascular | Vascular patency | Vascular stent graft | Vascular stent graft | Angiomed GmBH and Co. KG | Covera Vascular Covered Stent 6mm x 60mm x 80cm Shaft Length | AVFME06060 | Standalone | DE0501880 | As per HSA registered indication(s)
Vascular | Vascular patency | Vascular stent graft | Vascular stent graft | Angiomed GmBH and Co. KG | Covera Vascular Covered Stent 6mm x 80mm x 80cm Shaft Length | AVFME06080 | Standalone | DE0501880 | As per HSA registered indication(s)
Vascular | Vascular patency | Vascular stent graft | Vascular stent graft | Angiomed GmBH and Co. KG | Covera Vascular Covered Stent 6mm x 100mm x 80cm Shaft Length | AVFME06100 | Standalone | DE0501880 | As per HSA registered indication(s)
Vascular | Vascular patency | Vascular stent graft | Vascular stent graft | Angiomed GmBH and Co. KG | Covera Vascular Covered Stent 7mm x 40mm x 80cm Shaft Length | AVFME07040 | Standalone | DE0501880 | As per HSA registered indication(s)
Vascular | Vascular patency | Vascular stent graft | Vascular stent graft | Angiomed GmBH and Co. KG | Covera Vascular Covered Stent 7mm x 60mm x 80cm Shaft Length | AVFME07060 | Standalone | DE0501880 | As per HSA registered indication(s)
Vascular | Vascular patency | Vascular stent graft | Vascular stent graft | Angiomed GmBH and Co. KG | Covera Vascular Covered Stent 7mm x 80mm x 80cm Shaft Length | AVFME07080 | Standalone | DE0501880 | As per HSA registered indication(s)
Vascular | Vascular patency | Vascular stent graft | Vascular stent graft | Angiomed GmBH and Co. KG | Covera Vascular Covered Stent 7mm x 100mm x 80cm Shaft Length | AVFME07100 | Standalone | DE0501880 | As per HSA registered indication(s)
Vascular | Vascular patency | Vascular stent graft | Vascular stent graft | Angiomed GmBH and Co. KG | Covera Vascular Covered Stent 8mm x 40mm x 80cm Shaft Length | AVFME08040 | Standalone | DE0501880 | As per HSA registered indication(s)
Vascular | Vascular patency | Vascular stent graft | Vascular stent graft | Angiomed GmBH and Co. KG | Covera Vascular Covered Stent 8mm x 60mm x 80cm Shaft Length | AVFME08060 | Standalone | DE0501880 | As per HSA registered indication(s)
Vascular | Vascular patency | Vascular stent graft | Vascular stent graft | Angiomed GmBH and Co. KG | Covera Vascular Covered Stent 8mm x 80mm x 80cm Shaft Length | AVFME08080 | Standalone | DE0501880 | As per HSA registered indication(s)
Vascular | Vascular patency | Vascular stent graft | Vascular stent graft | Angiomed GmBH and Co. KG | Covera Vascular Covered Stent 8mm x 100mm x 80cm Shaft Length | AVFME08100 | Standalone | DE0501880 | As per HSA registered indication(s)
Vascular | Vascular patency | Vascular stent graft | Vascular stent graft | Angiomed GmBH and Co. KG | Covera Vascular Covered Stent 9mm x 40mm x 80cm Shaft Length | AVFME09040 | Standalone | DE0501880 | As per HSA registered indication(s)
Vascular | Vascular patency | Vascular stent graft | Vascular stent graft | Angiomed GmBH and Co. KG | Covera Vascular Covered Stent 9mm x 60mm x 80cm Shaft Length | AVFME09060 | Standalone | DE0501880 | As per HSA registered indication(s)
Vascular | Vascular patency | Vascular stent graft | Vascular stent graft | Angiomed GmBH and Co. KG | Covera Vascular Covered Stent 9mm x 80mm x 80cm Shaft Length | AVFME09080 | Standalone | DE0501880 | As per HSA registered indication(s)
Vascular | Vascular patency | Vascular stent graft | Vascular stent graft | Angiomed GmBH and Co. KG | Covera Vascular Covered Stent 9mm x 100mm x 80cm Shaft Length | AVFME09100 | Standalone | DE0501880 | As per HSA registered indication(s)
Vascular | Vascular patency | Vascular stent graft | Vascular stent graft | Angiomed GmBH and Co. KG | Covera Vascular Covered Stent 10mm x 40mm x 80cm Shaft Length | AVFME10040 | Standalone | DE0501880 | As per HSA registered indication(s)
Vascular | Vascular patency | Vascular stent graft | Vascular stent graft | Angiomed GmBH and Co. KG | Covera Vascular Covered Stent 10mm x 60mm x 80cm Shaft Length | AVFME10060 | Standalone | DE0501880 | As per HSA registered indication(s)
Vascular | Vascular patency | Vascular stent graft | Vascular stent graft | Angiomed GmBH and Co. KG | Covera Vascular Covered Stent 10mm x 80mm x 80cm Shaft Length | AVFME10080 | Standalone | DE0501880 | As per HSA registered indication(s)
Vascular | Vascular patency | Vascular stent graft | Vascular stent graft | Angiomed GmBH and Co. KG | Covera Vascular Covered Stent 10mm x 100mm x 80cm Shaft Length | AVFME10100 | Standalone | DE0501880 | As per HSA registered indication(s)
Vascular | Vascular patency | Vascular stent graft | Vascular stent graft | Angiomed GmBH and Co. KG | Covera Vascular Covered Stent 6mm x 30mm x 80cm Shaft Length | AVSME06030 | Standalone | DE0501880 | As per HSA registered indication(s)
Vascular | Vascular patency | Vascular stent graft | Vascular stent graft | Angiomed GmBH and Co. KG | Covera Vascular Covered Stent 6mm x 40mm x 80cm Shaft Length | AVSME06040 | Standalone | DE0501880 | As per HSA registered indication(s)
Vascular | Vascular patency | Vascular stent graft | Vascular stent graft | Angiomed GmBH and Co. KG | Covera Vascular Covered Stent 6mm x 60mm x 80cm Shaft Length | AVSME06060 | Standalone | DE0501880 | As per HSA registered indication(s)
Vascular | Vascular patency | Vascular stent graft | Vascular stent graft | Angiomed GmBH and Co. KG | Covera Vascular Covered Stent 6mm x 80mm x 80cm Shaft Length | AVSME06080 | Standalone | DE0501880 | As per HSA registered indication(s)
Vascular | Vascular patency | Vascular stent graft | Vascular stent graft | Angiomed GmBH and Co. KG | Covera Vascular Covered Stent 6mm x 100mm x 80cm Shaft Length | AVSME06100 | Standalone | DE0501880 | As per HSA registered indication(s)
Vascular | Vascular patency | Vascular stent graft | Vascular stent graft | Angiomed GmBH and Co. KG | Covera Vascular Covered Stent 7mm x 30mm x 80cm Shaft Length | AVSME07030 | Standalone | DE0501880 | As per HSA registered indication(s)
Vascular | Vascular patency | Vascular stent graft | Vascular stent graft | Angiomed GmBH and Co. KG | Covera Vascular Covered Stent 7mm x 40mm x 80cm Shaft Length | AVSME07040 | Standalone | DE0501880 | As per HSA registered indication(s)
Vascular | Vascular patency | Vascular stent graft | Vascular stent graft | Angiomed GmBH and Co. KG | Covera Vascular Covered Stent 7mm x 60mm x 80cm Shaft Length | AVSME07060 | Standalone | DE0501880 | As per HSA registered indication(s)
Vascular | Vascular patency | Vascular stent graft | Vascular stent graft | Angiomed GmBH and Co. KG | Covera Vascular Covered Stent 7mm x 80mm x 80cm Shaft Length | AVSME07080 | Standalone | DE0501880 | As per HSA registered indication(s)
Vascular | Vascular patency | Vascular stent graft | Vascular stent graft | Angiomed GmBH and Co. KG | Covera Vascular Covered Stent 7mm x 100mm x 80cm Shaft Length | AVSME07100 | Standalone | DE0501880 | As per HSA registered indication(s)
Vascular | Vascular patency | Vascular stent graft | Vascular stent graft | Angiomed GmBH and Co. KG | Covera Vascular Covered Stent 8mm x 30mm x 80cm Shaft Length | AVSME08030 | Standalone | DE0501880 | As per HSA registered indication(s)
Vascular | Vascular patency | Vascular stent graft | Vascular stent graft | Angiomed GmBH and Co. KG | Covera Vascular Covered Stent 8mm x 40mm x 80cm Shaft Length | AVSME08040 | Standalone | DE0501880 | As per HSA registered indication(s)
Vascular | Vascular patency | Vascular stent graft | Vascular stent graft | Angiomed GmBH and Co. KG | Covera Vascular Covered Stent 8mm x 60mm x 80cm Shaft Length | AVSME08060 | Standalone | DE0501880 | As per HSA registered indication(s)
Vascular | Vascular patency | Vascular stent graft | Vascular stent graft | Angiomed GmBH and Co. KG | Covera Vascular Covered Stent 8mm x 80mm x 80cm Shaft Length | AVSME08080 | Standalone | DE0501880 | As per HSA registered indication(s)
Vascular | Vascular patency | Vascular stent graft | Vascular stent graft | Angiomed GmBH and Co. KG | Covera Vascular Covered Stent 8mm x 100mm x 80cm Shaft Length | AVSME08100 | Standalone | DE0501880 | As per HSA registered indication(s)
Vascular | Vascular patency | Vascular stent graft | Vascular stent graft | Angiomed GmBH and Co. KG | Covera Vascular Covered Stent 9mm x 30mm x 80cm Shaft Length | AVSME09030 | Standalone | DE0501880 | As per HSA registered indication(s)
Vascular | Vascular patency | Vascular stent graft | Vascular stent graft | Angiomed GmBH and Co. KG | Covera Vascular Covered Stent 9mm x 40mm x 80cm Shaft Length | AVSME09040 | Standalone | DE0501880 | As per HSA registered indication(s)
Vascular | Vascular patency | Vascular stent graft | Vascular stent graft | Angiomed GmBH and Co. KG | Covera Vascular Covered Stent 9mm x 60mm x 80cm Shaft Length | AVSME09060 | Standalone | DE0501880 | As per HSA registered indication(s)
Vascular | Vascular patency | Vascular stent graft | Vascular stent graft | Angiomed GmBH and Co. KG | Covera Vascular Covered Stent 9mm x 80mm x 80cm Shaft Length | AVSME09080 | Standalone | DE0501880 | As per HSA registered indication(s)
Vascular | Vascular patency | Vascular stent graft | Vascular stent graft | Angiomed GmBH and Co. KG | Covera Vascular Covered Stent 9mm x 100mm x 80cm Shaft Length | AVSME09100 | Standalone | DE0501880 | As per HSA registered indication(s)
Vascular | Vascular patency | Vascular stent graft | Vascular stent graft | Angiomed GmBH and Co. KG | Covera Vascular Covered Stent 10mm x 30mm x 80cm Shaft Length | AVSME10030 | Standalone | DE0501880 | As per HSA registered indication(s)
Vascular | Vascular patency | Vascular stent graft | Vascular stent graft | Angiomed GmBH and Co. KG | Covera Vascular Covered Stent 10mm x 40mm x 80cm Shaft Length | AVSME10040 | Standalone | DE0501880 | As per HSA registered indication(s)
Vascular | Vascular patency | Vascular stent graft | Vascular stent graft | Angiomed GmBH and Co. KG | Covera Vascular Covered Stent 10mm x 60mm x 80cm Shaft Length | AVSME10060 | Standalone | DE0501880 | As per HSA registered indication(s)
Vascular | Vascular patency | Vascular stent graft | Vascular stent graft | Angiomed GmBH and Co. KG | Covera Vascular Covered Stent 10mm x 80mm x 80cm Shaft Length | AVSME10080 | Standalone | DE0501880 | As per HSA registered indication(s)
Vascular | Vascular patency | Vascular stent graft | Vascular stent graft | Angiomed GmBH and Co. KG | Covera Vascular Covered Stent 10mm x 100mm x 80cm Shaft Length | AVSME10100 | Standalone | DE0501880 | As per HSA registered indication(s)
Vascular | Vascular patency | Vascular stent graft | Vascular stent graft | Angiomed GmBH and Co. KG | Covera Vascular Covered Stent 6mm x 30mm x 120cm Shaft Length | AVSLE06030 | Standalone | DE0501880 | As per HSA registered indication(s)
Vascular | Vascular patency | Vascular stent graft | Vascular stent graft | Angiomed GmBH and Co. KG | Covera Vascular Covered Stent 6mm x 40mm x 120cm Shaft Length | AVSLE06040 | Standalone | DE0501880 | As per HSA registered indication(s)
Vascular | Vascular patency | Vascular stent graft | Vascular stent graft | Angiomed GmBH and Co. KG | Covera Vascular Covered Stent 6mm x 60mm x 120cm Shaft Length | AVSLE06060 | Standalone | DE0501880 | As per HSA registered indication(s)
Vascular | Vascular patency | Vascular stent graft | Vascular stent graft | Angiomed GmBH and Co. KG | Covera Vascular Covered Stent 6mm x 80mm x 120cm Shaft Length | AVSLE06080 | Standalone | DE0501880 | As per HSA registered indication(s)
Vascular | Vascular patency | Vascular stent graft | Vascular stent graft | Angiomed GmBH and Co. KG | Covera Vascular Covered Stent 6mm x 100mm x 120cm Shaft Length | AVSLE06100 | Standalone | DE0501880 | As per HSA registered indication(s)
Vascular | Vascular patency | Vascular stent graft | Vascular stent graft | Angiomed GmBH and Co. KG | Covera Vascular Covered Stent 7mm x 30mm x 120cm Shaft Length | AVSLE07030 | Standalone | DE0501880 | As per HSA registered indication(s)
Vascular | Vascular patency | Vascular stent graft | Vascular stent graft | Angiomed GmBH and Co. KG | Covera Vascular Covered Stent 7mm x 40mm x 120cm Shaft Length | AVSLE07040 | Standalone | DE0501880 | As per HSA registered indication(s)
Vascular | Vascular patency | Vascular stent graft | Vascular stent graft | Angiomed GmBH and Co. KG | Covera Vascular Covered Stent 7mm x 60mm x 120cm Shaft Length | AVSLE07060 | Standalone | DE0501880 | As per HSA registered indication(s)
Vascular | Vascular patency | Vascular stent graft | Vascular stent graft | Angiomed GmBH and Co. KG | Covera Vascular Covered Stent 7mm x 80mm x 120cm Shaft Length | AVSLE07080 | Standalone | DE0501880 | As per HSA registered indication(s)
Vascular | Vascular patency | Vascular stent graft | Vascular stent graft | Angiomed GmBH and Co. KG | Covera Vascular Covered Stent 7mm x 100mm x 120cm Shaft Length | AVSLE07100 | Standalone | DE0501880 | As per HSA registered indication(s)
Vascular | Vascular patency | Vascular stent graft | Vascular stent graft | Angiomed GmBH and Co. KG | Covera Vascular Covered Stent 8mm x 30mm x 120cm Shaft Length | AVSLE08030 | Standalone | DE0501880 | As per HSA registered indication(s)
Vascular | Vascular patency | Vascular stent graft | Vascular stent graft | Angiomed GmBH and Co. KG | Covera Vascular Covered Stent 8mm x 40mm x 120cm Shaft Length | AVSLE08040 | Standalone | DE0501880 | As per HSA registered indication(s)
Vascular | Vascular patency | Vascular stent graft | Vascular stent graft | Angiomed GmBH and Co. KG | Covera Vascular Covered Stent 8mm x 60mm x 120cm Shaft Length | AVSLE08060 | Standalone | DE0501880 | As per HSA registered indication(s)
Vascular | Vascular patency | Vascular stent graft | Vascular stent graft | Angiomed GmBH and Co. KG | Covera Vascular Covered Stent 8mm x 80mm x 120cm Shaft Length | AVSLE08080 | Standalone | DE0501880 | As per HSA registered indication(s)
Vascular | Vascular patency | Vascular stent graft | Vascular stent graft | Angiomed GmBH and Co. KG | Covera Vascular Covered Stent 8mm x 100mm x 120cm Shaft Length | AVSLE08100 | Standalone | DE0501880 | As per HSA registered indication(s)
Vascular | Vascular patency | Vascular stent graft | Vascular stent graft | Angiomed GmBH and Co. KG | Covera Vascular Covered Stent 9mm x 30mm x 120cm Shaft Length | AVSLE09030 | Standalone | DE0501880 | As per HSA registered indication(s)
Vascular | Vascular patency | Vascular stent graft | Vascular stent graft | Angiomed GmBH and Co. KG | Covera Vascular Covered Stent 9mm x 40mm x 120cm Shaft Length | AVSLE09040 | Standalone | DE0501880 | As per HSA registered indication(s)
Vascular | Vascular patency | Vascular stent graft | Vascular stent graft | Angiomed GmBH and Co. KG | Covera Vascular Covered Stent 9mm x 60mm x 120cm Shaft Length | AVSLE09060 | Standalone | DE0501880 | As per HSA registered indication(s)
Vascular | Vascular patency | Vascular stent graft | Vascular stent graft | Angiomed GmBH and Co. KG | Covera Vascular Covered Stent 9mm x 80mm x 120cm Shaft Length | AVSLE09080 | Standalone | DE0501880 | As per HSA registered indication(s)
Vascular | Vascular patency | Vascular stent graft | Vascular stent graft | Angiomed GmBH and Co. KG | Covera Vascular Covered Stent 9mm x 100mm x 120cm Shaft Length | AVSLE09100 | Standalone | DE0501880 | As per HSA registered indication(s)
Vascular | Vascular patency | Vascular stent graft | Vascular stent graft | Angiomed GmBH and Co. KG | Covera Vascular Covered Stent 10mm x 30mm x 120cm Shaft Length | AVSLE10030 | Standalone | DE0501880 | As per HSA registered indication(s)
Vascular | Vascular patency | Vascular stent graft | Vascular stent graft | Angiomed GmBH and Co. KG | Covera Vascular Covered Stent 10mm x 40mm x 120cm Shaft Length | AVSLE10040 | Standalone | DE0501880 | As per HSA registered indication(s)
Vascular | Vascular patency | Vascular stent graft | Vascular stent graft | Angiomed GmBH and Co. KG | Covera Vascular Covered Stent 10mm x 60mm x 120cm Shaft Length | AVSLE10060 | Standalone | DE0501880 | As per HSA registered indication(s)
Vascular | Vascular patency | Vascular stent graft | Vascular stent graft | Angiomed GmBH and Co. KG | Covera Vascular Covered Stent 10mm x 80mm x 120cm Shaft Length | AVSLE10080 | Standalone | DE0501880 | As per HSA registered indication(s)
Vascular | Vascular patency | Vascular stent graft | Vascular stent graft | Angiomed GmBH and Co. KG | Covera Vascular Covered Stent 10mm x 100mm x 120cm Shaft Length | AVSLE10100 | Standalone | DE0501880 | As per HSA registered indication(s)
Vascular | Vascular patency | Vascular stent graft | Vascular stent graft | Angiomed GmBH and Co. KG | Covera Vascular Covered Stent 6mm x 40mm x 120cm Shaft Length | AVFLE06040 | Standalone | DE0501880 | As per HSA registered indication(s)
Vascular | Vascular patency | Vascular stent graft | Vascular stent graft | Angiomed GmBH and Co. KG | Covera Vascular Covered Stent 6mm x 60mm x 120cm Shaft Length | AVFLE06060 | Standalone | DE0501880 | As per HSA registered indication(s)
Vascular | Vascular patency | Vascular stent graft | Vascular stent graft | Angiomed GmBH and Co. KG | Covera Vascular Covered Stent 6mm x 80mm x 120cm Shaft Length | AVFLE06080 | Standalone | DE0501880 | As per HSA registered indication(s)
Vascular | Vascular patency | Vascular stent graft | Vascular stent graft | Angiomed GmBH and Co. KG | Covera Vascular Covered Stent 6mm x 100mm x 120cm Shaft Length | AVFLE06100 | Standalone | DE0501880 | As per HSA registered indication(s)
Vascular | Vascular patency | Vascular stent graft | Vascular stent graft | Angiomed GmBH and Co. KG | Covera Vascular Covered Stent 7mm x 40mm x 120cm Shaft Length | AVFLE07040 | Standalone | DE0501880 | As per HSA registered indication(s)
Vascular | Vascular patency | Vascular stent graft | Vascular stent graft | Angiomed GmBH and Co. KG | Covera Vascular Covered Stent 7mm x 60mm x 120cm Shaft Length | AVFLE07060 | Standalone | DE0501880 | As per HSA registered indication(s)
Vascular | Vascular patency | Vascular stent graft | Vascular stent graft | Angiomed GmBH and Co. KG | Covera Vascular Covered Stent 7mm x 80mm x 120cm Shaft Length | AVFLE07080 | Standalone | DE0501880 | As per HSA registered indication(s)
Vascular | Vascular patency | Vascular stent graft | Vascular stent graft | Angiomed GmBH and Co. KG | Covera Vascular Covered Stent 7mm x 100mm x 120cm Shaft Length | AVFLE07100 | Standalone | DE0501880 | As per HSA registered indication(s)
Vascular | Vascular patency | Vascular stent graft | Vascular stent graft | Angiomed GmBH and Co. KG | Covera Vascular Covered Stent 8mm x 40mm x 120cm Shaft Length | AVFLE08040 | Standalone | DE0501880 | As per HSA registered indication(s)
Vascular | Vascular patency | Vascular stent graft | Vascular stent graft | Angiomed GmBH and Co. KG | Covera Vascular Covered Stent 8mm x 60mm x 120cm Shaft Length | AVFLE08060 | Standalone | DE0501880 | As per HSA registered indication(s)
Vascular | Vascular patency | Vascular stent graft | Vascular stent graft | Angiomed GmBH and Co. KG | Covera Vascular Covered Stent 8mm x 80mm x 120cm Shaft Length | AVFLE08080 | Standalone | DE0501880 | As per HSA registered indication(s)
Vascular | Vascular patency | Vascular stent graft | Vascular stent graft | Angiomed GmBH and Co. KG | Covera Vascular Covered Stent 8mm x 100mm x 120cm Shaft Length | AVFLE08100 | Standalone | DE0501880 | As per HSA registered indication(s)
Vascular | Vascular patency | Vascular stent graft | Vascular stent graft | Angiomed GmBH and Co. KG | Covera Vascular Covered Stent 9mm x 40mm x 120cm Shaft Length | AVFLE09040 | Standalone | DE0501880 | As per HSA registered indication(s)
Vascular | Vascular patency | Vascular stent graft | Vascular stent graft | Angiomed GmBH and Co. KG | Covera Vascular Covered Stent 9mm x 60mm x 120cm Shaft Length | AVFLE09060 | Standalone | DE0501880 | As per HSA registered indication(s)
Vascular | Vascular patency | Vascular stent graft | Vascular stent graft | Angiomed GmBH and Co. KG | Covera Vascular Covered Stent 9mm x 80mm x 120cm Shaft Length | AVFLE09080 | Standalone | DE0501880 | As per HSA registered indication(s)
Vascular | Vascular patency | Vascular stent graft | Vascular stent graft | Angiomed GmBH and Co. KG | Covera Vascular Covered Stent 9mm x 100mm x 120cm Shaft Length | AVFLE09100 | Standalone | DE0501880 | As per HSA registered indication(s)
Vascular | Vascular patency | Vascular stent graft | Vascular stent graft | Angiomed GmBH and Co. KG | Covera Vascular Covered Stent 10mm x 40mm x 120cm Shaft Length | AVFLE10040 | Standalone | DE0501880 | As per HSA registered indication(s)
Vascular | Vascular patency | Vascular stent graft | Vascular stent graft | Angiomed GmBH and Co. KG | Covera Vascular Covered Stent 10mm x 60mm x 120cm Shaft Length | AVFLE10060 | Standalone | DE0501880 | As per HSA registered indication(s)
Vascular | Vascular patency | Vascular stent graft | Vascular stent graft | Angiomed GmBH and Co. KG | Covera Vascular Covered Stent 10mm x 80mm x 120cm Shaft Length | AVFLE10080 | Standalone | DE0501880 | As per HSA registered indication(s)
Vascular | Vascular patency | Vascular stent graft | Vascular stent graft | Angiomed GmBH and Co. KG | Covera Vascular Covered Stent 10mm x 100mm x 120cm Shaft Length | AVFLE10100 | Standalone | DE0501880 | As per HSA registered indication(s)
Vascular | Vascular patency | Vascular stent graft | Vascular stent graft | Angiomed GmBH and Co. KG | Fluency Plus Vascular Stent Graft 6mm x 40mm x 80cm Shaft Length | FVM06040 | Standalone | DE0507260 | As per HSA registered indication(s)
Vascular | Vascular patency | Vascular stent graft | Vascular stent graft | Angiomed GmBH and Co. KG | Fluency Plus Vascular Stent Graft 6mm x 60mm x 80cm Shaft Length | FVM06060 | Standalone | DE0507260 | As per HSA registered indication(s)
Vascular | Vascular patency | Vascular stent graft | Vascular stent graft | Angiomed GmBH and Co. KG | Fluency Plus Vascular Stent Graft 6mm x 80mm x 80cm Shaft Length | FVM06080 | Standalone | DE0507260 | As per HSA registered indication(s)
Vascular | Vascular patency | Vascular stent graft | Vascular stent graft | Angiomed GmBH and Co. KG | Fluency Plus Vascular Stent Graft 6mm x 100mm x 80cm Shaft Length | FVM06100 | Standalone | DE0507260 | As per HSA registered indication(s)
Vascular | Vascular patency | Vascular stent graft | Vascular stent graft | Angiomed GmBH and Co. KG | Fluency Plus Vascular Stent Graft 6mm x 100mm x 80cm Shaft Length | FVM06120 | Standalone | DE0507260 | As per HSA registered indication(s)
Vascular | Vascular patency | Vascular stent graft | Vascular stent graft | Angiomed GmBH and Co. KG | Fluency Plus Vascular Stent Graft 7mm x 40mm x 80cm Shaft Length | FVM07040 | Standalone | DE0507260 | As per HSA registered indication(s)
Vascular | Vascular patency | Vascular stent graft | Vascular stent graft | Angiomed GmBH and Co. KG | Fluency Plus Vascular Stent Graft 7mm x 60mm x 80cm Shaft Length | FVM07060 | Standalone | DE0507260 | As per HSA registered indication(s)
Vascular | Vascular patency | Vascular stent graft | Vascular stent graft | Angiomed GmBH and Co. KG | Fluency Plus Vascular Stent Graft 7mm x 80mm x 80cm Shaft Length | FVM07080 | Standalone | DE0507260 | As per HSA registered indication(s)
Vascular | Vascular patency | Vascular stent graft | Vascular stent graft | Angiomed GmBH and Co. KG | Fluency Plus Vascular Stent Graft 7mm x 100mm x 80cm Shaft Length | FVM07100 | Standalone | DE0507260 | As per HSA registered indication(s)
Vascular | Vascular patency | Vascular stent graft | Vascular stent graft | Angiomed GmBH and Co. KG | Fluency Plus Vascular Stent Graft 7mm x 120mm x 80cm Shaft Length | FVM07120 | Standalone | DE0507260 | As per HSA registered indication(s)
Vascular | Vascular patency | Vascular stent graft | Vascular stent graft | Angiomed GmBH and Co. KG | Fluency Plus Vascular Stent Graft 8mm x 40mm x 80cm Shaft Length | FVM08040 | Standalone | DE0507260 | As per HSA registered indication(s)
Vascular | Vascular patency | Vascular stent graft | Vascular stent graft | Angiomed GmBH and Co. KG | Fluency Plus Vascular Stent Graft 8mm x 60mm x 80cm Shaft Length | FVM08060 | Standalone | DE0507260 | As per HSA registered indication(s)
Vascular | Vascular patency | Vascular stent graft | Vascular stent graft | Angiomed GmBH and Co. KG | Fluency Plus Vascular Stent Graft 8mm x 80mm x 80cm Shaft Length | FVM08080 | Standalone | DE0507260 | As per HSA registered indication(s)
Vascular | Vascular patency | Vascular stent graft | Vascular stent graft | Angiomed GmBH and Co. KG | Fluency Plus Vascular Stent Graft 8mm x 100mm x 80cm Shaft Length | FVM08100 | Standalone | DE0507260 | As per HSA registered indication(s)
Vascular | Vascular patency | Vascular stent graft | Vascular stent graft | Angiomed GmBH and Co. KG | Fluency Plus Vascular Stent Graft 8mm x 120mm x 80cm Shaft Length | FVM08120 | Standalone | DE0507260 | As per HSA registered indication(s)
Vascular | Vascular patency | Vascular stent graft | Vascular stent graft | Angiomed GmBH and Co. KG | Fluency Plus Vascular Stent Graft 9mm x 40mm x 80cm Shaft Length | FVM09040 | Standalone | DE0507260 | As per HSA registered indication(s)
Vascular | Vascular patency | Vascular stent graft | Vascular stent graft | Angiomed GmBH and Co. KG | Fluency Plus Vascular Stent Graft 9mm x 60mm x 80cm Shaft Length | FVM09060 | Standalone | DE0507260 | As per HSA registered indication(s)
Vascular | Vascular patency | Vascular stent graft | Vascular stent graft | Angiomed GmBH and Co. KG | Fluency Plus Vascular Stent Graft 9mm x 80mm x 80cm Shaft Length | FVM09080 | Standalone | DE0507260 | As per HSA registered indication(s)
Vascular | Vascular patency | Vascular stent graft | Vascular stent graft | Angiomed GmBH and Co. KG | Fluency Plus Vascular Stent Graft 9mm x 100mm x 80cm Shaft Length | FVM09100 | Standalone | DE0507260 | As per HSA registered indication(s)
Vascular | Vascular patency | Vascular stent graft | Vascular stent graft | Angiomed GmBH and Co. KG | Fluency Plus Vascular Stent Graft 9mm x 120mm x 80cm Shaft Length | FVM09120 | Standalone | DE0507260 | As per HSA registered indication(s)
Vascular | Vascular patency | Vascular stent graft | Vascular stent graft | Angiomed GmBH and Co. KG | Fluency Plus Vascular Stent Graft 10mm x 40mm x 80cm Shaft Length | FVM10040 | Standalone | DE0507260 | As per HSA registered indication(s)
Vascular | Vascular patency | Vascular stent graft | Vascular stent graft | Angiomed GmBH and Co. KG | Fluency Plus Vascular Stent Graft 10mm x 60mm x 80cm Shaft Length | FVM10060 | Standalone | DE0507260 | As per HSA registered indication(s)
Vascular | Vascular patency | Vascular stent graft | Vascular stent graft | Angiomed GmBH and Co. KG | Fluency Plus Vascular Stent Graft 10mm x 80mm x 80cm Shaft Length | FVM10080 | Standalone | DE0507260 | As per HSA registered indication(s)
Vascular | Vascular patency | Vascular stent graft | Vascular stent graft | Angiomed GmBH and Co. KG | Fluency Plus Vascular Stent Graft 10mm x 100mm x 80cm Shaft Length | FVM10100 | Standalone | DE0507260 | As per HSA registered indication(s)
Vascular | Vascular patency | Vascular stent graft | Vascular stent graft | Angiomed GmBH and Co. KG | Fluency Plus Vascular Stent Graft 10mm x 120mm x 80cm Shaft Length | FVM10120 | Standalone | DE0507260 | As per HSA registered indication(s)
Vascular | Vascular patency | Vascular stent graft | Vascular stent graft | Angiomed GmBH and Co. KG | Fluency Plus Vascular Stent Graft 12mm x 40mm x 80cm Shaft Length | FVM12040 | Standalone | DE0507260 | As per HSA registered indication(s)
Vascular | Vascular patency | Vascular stent graft | Vascular stent graft | Angiomed GmBH and Co. KG | Fluency Plus Vascular Stent Graft 12mm x 60mm x 80cm Shaft Length | FVM12060 | Standalone | DE0507260 | As per HSA registered indication(s)
Vascular | Vascular patency | Vascular stent graft | Vascular stent graft | Angiomed GmBH and Co. KG | Fluency Plus Vascular Stent Graft 12mm x 80mm x 80cm Shaft Length | FVM12080 | Standalone | DE0507260 | As per HSA registered indication(s)
Vascular | Vascular patency | Vascular stent graft | Vascular stent graft | Angiomed GmBH and Co. KG | Fluency Plus Vascular Stent Graft 12mm x 100mm x 80cm Shaft Length | FVM12100 | Standalone | DE0507260 | As per HSA registered indication(s)
Vascular | Vascular patency | Vascular stent graft | Vascular stent graft | Angiomed GmBH and Co. KG | Fluency Plus Vascular Stent Graft 12mm x 120mm x 80cm Shaft Length | FVM12120 | Standalone | DE0507260 | As per HSA registered indication(s)
Vascular | Vascular patency | Vascular stent graft | Vascular stent graft | Angiomed GmBH and Co. KG | Fluency Plus Vascular Stent Graft 13.5mm x 40mm x 80cm Shaft Length | FVM14040 | Standalone | DE0507260 | As per HSA registered indication(s)
Vascular | Vascular patency | Vascular stent graft | Vascular stent graft | Angiomed GmBH and Co. KG | Fluency Plus Vascular Stent Graft 13.5mm x 60mm x 80cm Shaft Length | FVM14060 | Standalone | DE0507260 | As per HSA registered indication(s)
Vascular | Vascular patency | Vascular stent graft | Vascular stent graft | Angiomed GmBH and Co. KG | Fluency Plus Vascular Stent Graft 13.5mm x 80mm x 80cm Shaft Length | FVM14080 | Standalone | DE0507260 | As per HSA registered indication(s)
Vascular | Vascular patency | Vascular stent graft | Vascular stent graft | Angiomed GmBH and Co. KG | Fluency Plus Vascular Stent Graft 13.5mm x 100mm x 80cm Shaft Length | FVM14100 | Standalone | DE0507260 | As per HSA registered indication(s)
Vascular | Vascular patency | Vascular stent graft | Vascular stent graft | Angiomed GmBH and Co. KG | Fluency Plus Vascular Stent Graft 13.5mm x 120mm x 80cm Shaft Length | FVM14120 | Standalone | DE0507260 | As per HSA registered indication(s)
Vascular | Vascular patency | Vascular stent graft | Vascular stent graft | Angiomed GmBH and Co. KG | Fluency Plus Vascular Stent Graft 6mm x 40mm x 117cm Shaft Length | FVL06040 | Standalone | DE0507260 | As per HSA registered indication(s)
Vascular | Vascular patency | Vascular stent graft | Vascular stent graft | Angiomed GmBH and Co. KG | Fluency Plus Vascular Stent Graft 6mm x 60mm x 117cm Shaft Length | FVL06060 | Standalone | DE0507260 | As per HSA registered indication(s)
Vascular | Vascular patency | Vascular stent graft | Vascular stent graft | Angiomed GmBH and Co. KG | Fluency Plus Vascular Stent Graft 6mm x 80mm x 117cm Shaft Length | FVL06080 | Standalone | DE0507260 | As per HSA registered indication(s)
Vascular | Vascular patency | Vascular stent graft | Vascular stent graft | Angiomed GmBH and Co. KG | Fluency Plus Vascular Stent Graft 6mm x 100mm x 80cm Shaft Length | FVL06100 | Standalone | DE0507260 | As per HSA registered indication(s)
Vascular | Vascular patency | Vascular stent graft | Vascular stent graft | Angiomed GmBH and Co. KG | Fluency Plus Vascular Stent Graft 6mm x 100mm x 117cm Shaft Length | FVL06120 | Standalone | DE0507260 | As per HSA registered indication(s)
Vascular | Vascular patency | Vascular stent graft | Vascular stent graft | Angiomed GmBH and Co. KG | Fluency Plus Vascular Stent Graft 7mm x 40mm x 117cm Shaft Length | FVL07040 | Standalone | DE0507260 | As per HSA registered indication(s)
Vascular | Vascular patency | Vascular stent graft | Vascular stent graft | Angiomed GmBH and Co. KG | Fluency Plus Vascular Stent Graft 7mm x 60mm x 117cm Shaft Length | FVL07060 | Standalone | DE0507260 | As per HSA registered indication(s)
Vascular | Vascular patency | Vascular stent graft | Vascular stent graft | Angiomed GmBH and Co. KG | Fluency Plus Vascular Stent Graft 7mm x 80mm x 117cm Shaft Length | FVL07080 | Standalone | DE0507260 | As per HSA registered indication(s)
Vascular | Vascular patency | Vascular stent graft | Vascular stent graft | Angiomed GmBH and Co. KG | Fluency Plus Vascular Stent Graft 7mm x 100mm x 117cm Shaft Length | FVL07100 | Standalone | DE0507260 | As per HSA registered indication(s)
Vascular | Vascular patency | Vascular stent graft | Vascular stent graft | Angiomed GmBH and Co. KG | Fluency Plus Vascular Stent Graft 7mm x 120mm x 117cm Shaft Length | FVL07120 | Standalone | DE0507260 | As per HSA registered indication(s)
Vascular | Vascular patency | Vascular stent graft | Vascular stent graft | Angiomed GmBH and Co. KG | Fluency Plus Vascular Stent Graft 8mm x 40mm x 117cm Shaft Length | FVL08040 | Standalone | DE0507260 | As per HSA registered indication(s)
Vascular | Vascular patency | Vascular stent graft | Vascular stent graft | Angiomed GmBH and Co. KG | Fluency Plus Vascular Stent Graft 8mm x 60mm x 117cm Shaft Length | FVL08060 | Standalone | DE0507260 | As per HSA registered indication(s)
Vascular | Vascular patency | Vascular stent graft | Vascular stent graft | Angiomed GmBH and Co. KG | Fluency Plus Vascular Stent Graft 8mm x 80mm x 117cm Shaft Length | FVL08080 | Standalone | DE0507260 | As per HSA registered indication(s)
Vascular | Vascular patency | Vascular stent graft | Vascular stent graft | Angiomed GmBH and Co. KG | Fluency Plus Vascular Stent Graft 8mm x 100mm x 117cm Shaft Length | FVL08100 | Standalone | DE0507260 | As per HSA registered indication(s)
Vascular | Vascular patency | Vascular stent graft | Vascular stent graft | Angiomed GmBH and Co. KG | Fluency Plus Vascular Stent Graft 8mm x 120mm x 117cm Shaft Length | FVL08120 | Standalone | DE0507260 | As per HSA registered indication(s)
Vascular | Vascular patency | Vascular stent graft | Vascular stent graft | Angiomed GmBH and Co. KG | Fluency Plus Vascular Stent Graft 9mm x 40mm x 117cm Shaft Length | FVL09040 | Standalone | DE0507260 | As per HSA registered indication(s)
Vascular | Vascular patency | Vascular stent graft | Vascular stent graft | Angiomed GmBH and Co. KG | Fluency Plus Vascular Stent Graft 9mm x 60mm x 117cm Shaft Length | FVL09060 | Standalone | DE0507260 | As per HSA registered indication(s)
Vascular | Vascular patency | Vascular stent graft | Vascular stent graft | Angiomed GmBH and Co. KG | Fluency Plus Vascular Stent Graft 9mm x 80mm x 117cm Shaft Length | FVL09080 | Standalone | DE0507260 | As per HSA registered indication(s)
Vascular | Vascular patency | Vascular stent graft | Vascular stent graft | Angiomed GmBH and Co. KG | Fluency Plus Vascular Stent Graft 9mm x 100mm x 117cm Shaft Length | FVL09100 | Standalone | DE0507260 | As per HSA registered indication(s)
Vascular | Vascular patency | Vascular stent graft | Vascular stent graft | Angiomed GmBH and Co. KG | Fluency Plus Vascular Stent Graft 9mm x 120mm x 117cm Shaft Length | FVL09120 | Standalone | DE0507260 | As per HSA registered indication(s)
Vascular | Vascular patency | Vascular stent graft | Vascular stent graft | Angiomed GmBH and Co. KG | Fluency Plus Vascular Stent Graft 10mm x 40mm x 117cm Shaft Length | FVL10040 | Standalone | DE0507260 | As per HSA registered indication(s)
Vascular | Vascular patency | Vascular stent graft | Vascular stent graft | Angiomed GmBH and Co. KG | Fluency Plus Vascular Stent Graft 10mm x 60mm x 117cm Shaft Length | FVL10060 | Standalone | DE0507260 | As per HSA registered indication(s)
Vascular | Vascular patency | Vascular stent graft | Vascular stent graft | Angiomed GmBH and Co. KG | Fluency Plus Vascular Stent Graft 10mm x 80mm x 117cm Shaft Length | FVL10080 | Standalone | DE0507260 | As per HSA registered indication(s)
Vascular | Vascular patency | Vascular stent graft | Vascular stent graft | Angiomed GmBH and Co. KG | Fluency Plus Vascular Stent Graft 10mm x 100mm x 117cm Shaft Length | FVL10100 | Standalone | DE0507260 | As per HSA registered indication(s)
Vascular | Vascular patency | Vascular stent graft | Vascular stent graft | Angiomed GmBH and Co. KG | Fluency Plus Vascular Stent Graft 10mm x 120mm x 117cm Shaft Length | FVL10120 | Standalone | DE0507260 | As per HSA registered indication(s)
Vascular | Vascular patency | Vascular stent graft | Vascular stent graft | Angiomed GmBH and Co. KG | Fluency Plus Vascular Stent Graft 12mm x 40mm x 117cm Shaft Length | FVL12040 | Standalone | DE0507260 | As per HSA registered indication(s)
Vascular | Vascular patency | Vascular stent graft | Vascular stent graft | Angiomed GmBH and Co. KG | Fluency Plus Vascular Stent Graft 12mm x 60mm x 117cm Shaft Length | FVL12060 | Standalone | DE0507260 | As per HSA registered indication(s)
Vascular | Vascular patency | Vascular stent graft | Vascular stent graft | Angiomed GmBH and Co. KG | Fluency Plus Vascular Stent Graft 12mm x 80mm x 117cm Shaft Length | FVL12080 | Standalone | DE0507260 | As per HSA registered indication(s)
Vascular | Vascular patency | Vascular stent graft | Vascular stent graft | Angiomed GmBH and Co. KG | Fluency Plus Vascular Stent Graft 12mm x 100mm x 117cm Shaft Length | FVL12100 | Standalone | DE0507260 | As per HSA registered indication(s)
Vascular | Vascular patency | Vascular stent graft | Vascular stent graft | Angiomed GmBH and Co. KG | Fluency Plus Vascular Stent Graft 12mm x 120mm x 117cm Shaft Length | FVL12120 | Standalone | DE0507260 | As per HSA registered indication(s)
Vascular | Vascular patency | Vascular stent graft | Vascular stent graft | Angiomed GmBH and Co. KG | Fluency Plus Vascular Stent Graft 13.5mm x 40mm x 117cm Shaft Length | FVL14040 | Standalone | DE0507260 | As per HSA registered indication(s)
Vascular | Vascular patency | Vascular stent graft | Vascular stent graft | Angiomed GmBH and Co. KG | Fluency Plus Vascular Stent Graft 13.5mm x 60mm x 117cm Shaft Length | FVL14060 | Standalone | DE0507260 | As per HSA registered indication(s)
Vascular | Vascular patency | Vascular stent graft | Vascular stent graft | Angiomed GmBH and Co. KG | Fluency Plus Vascular Stent Graft 13.5mm x 80mm x 117cm Shaft Length | FVL14080 | Standalone | DE0507260 | As per HSA registered indication(s)
Vascular | Vascular patency | Vascular stent graft | Vascular stent graft | Angiomed GmBH and Co. KG | Fluency Plus Vascular Stent Graft 13.5mm x 100mm x 117cm Shaft Length | FVL14100 | Standalone | DE0507260 | As per HSA registered indication(s)
Vascular | Vascular patency | Vascular stent graft | Vascular stent graft | Angiomed GmBH and Co. KG | Fluency Plus Vascular Stent Graft 13.5mm x 120mm x 117cm Shaft Length | FVL14120 | Standalone | DE0507260 | As per HSA registered indication(s)
Vascular | Vascular patency | Vascular stent graft | Vascular stent graft | Atrium | ATRIUM ADVANTA V12 COVERED STENT 5MM x 38MM x 80CM | AT85320 | Standalone | DE0006537 | As per HSA registered indication(s)
Vascular | Vascular patency | Vascular stent graft | Vascular stent graft | Atrium | ATRIUM ADVANTA V12 COVERED STENT 7MM x 38MM x 80CM | AT85324 | Standalone | DE0006537 | As per HSA registered indication(s)
Vascular | Vascular patency | Vascular stent graft | Vascular stent graft | Atrium | ATRIUM ADVANTA V12 COVERED STENT 9MM x 38MM x 80CM | AT85328 | Standalone | DE0006537 | As per HSA registered indication(s)
Vascular | Vascular patency | Vascular stent graft | Vascular stent graft | Atrium | ATRIUM ADVANTA V12 COVERED STENT 5MM x 38MM x 120MM | AT85330 | Standalone | DE0006537 | As per HSA registered indication(s)
Vascular | Vascular patency | Vascular stent graft | Vascular stent graft | Atrium | ATRIUM ADVANTA V12 COVERED STENT 5MM x 59MM x 120CM | AT85331 | Standalone | DE0006537 | As per HSA registered indication(s)
Vascular | Vascular patency | Vascular stent graft | Vascular stent graft | Atrium | ATRIUM ADVANTA V12 COVERED STENT 6MM x 38MM x 120CM | AT85332 | Standalone | DE0006537 | As per HSA registered indication(s)
Vascular | Vascular patency | Vascular stent graft | Vascular stent graft | Atrium | ATRIUM ADVANTA V12 COVERED STENT 6MM x 59MM x 120CM | AT85333 | Standalone | DE0006537 | As per HSA registered indication(s)
Vascular | Vascular patency | Vascular stent graft | Vascular stent graft | Atrium | ATRIUM ADVANTA V12 COVERED STENT 7MM x 38MM x 120CM | AT85334 | Standalone | DE0006537 | As per HSA registered indication(s)
Vascular | Vascular patency | Vascular stent graft | Vascular stent graft | Atrium | ATRIUM ADVANTA V12 COVERED STENT 7MM x 59MM x 120CM | AT85335 | Standalone | DE0006537 | As per HSA registered indication(s)
Vascular | Vascular patency | Vascular stent graft | Vascular stent graft | Atrium | ATRIUM ADVANTA V12 COVERED STENT 8MM x 38MM x 120CM | AT85336 | Standalone | DE0006537 | As per HSA registered indication(s)
Vascular | Vascular patency | Vascular stent graft | Vascular stent graft | Atrium | ATRIUM ADVANTA V12 COVERED STENT 8MM x 59MM x 120CM | AT85337 | Standalone | DE0006537 | As per HSA registered indication(s)
Vascular | Vascular patency | Vascular stent graft | Vascular stent graft | Atrium | ATRIUM ADVANTA V12 COVERED STENT 9MM x 38MM x 120CM | AT85338 | Standalone | DE0006537 | As per HSA registered indication(s)
Vascular | Vascular patency | Vascular stent graft | Vascular stent graft | Atrium | ATRIUM ADVANTA V12 COVERED STENT 9MM x 59MM x 120CM | AT85339 | Standalone | DE0006537 | As per HSA registered indication(s)
Vascular | Vascular patency | Vascular stent graft | Vascular stent graft | Atrium | ATRIUM ADVANTA V12 COVERED STENT 5MM x 22MM x 80CM | AT85341 | Standalone | DE0006537 | As per HSA registered indication(s)
Vascular | Vascular patency | Vascular stent graft | Vascular stent graft | Atrium | ATRIUM ADVANTA V12 COVERED STENT 6MM x 22MM x 80CM | AT85343 | Standalone | DE0006537 | As per HSA registered indication(s)
Vascular | Vascular patency | Vascular stent graft | Vascular stent graft | Atrium | ATRIUM ADVANTA V12 COVERED STENT 7MM x 16MM x 80CM | AT85344 | Standalone | DE0006537 | As per HSA registered indication(s)
Vascular | Vascular patency | Vascular stent graft | Vascular stent graft | Atrium | ATRIUM ADVANTA V12 COVERED STENT 7MM x 22MM x 80CM | AT85345 | Standalone | DE0006537 | As per HSA registered indication(s)
Vascular | Vascular patency | Vascular stent graft | Vascular stent graft | Atrium | ATRIUM ADVANTA V12 COVERED STENT 5MM x 16MM x 120CM | AT85350 | Standalone | DE0006537 | As per HSA registered indication(s)
Vascular | Vascular patency | Vascular stent graft | Vascular stent graft | Atrium | ATRIUM ADVANTA V12 COVERED STENT 5MM x 22MM x 120CM | AT85351 | Standalone | DE0006537 | As per HSA registered indication(s)
Vascular | Vascular patency | Vascular stent graft | Vascular stent graft | Atrium | ATRIUM ADVANTA V12 COVERED STENT 6MM x 16MM x 120CM | AT85352 | Standalone | DE0006537 | As per HSA registered indication(s)
Vascular | Vascular patency | Vascular stent graft | Vascular stent graft | Atrium | ATRIUM ADVANTA V12 COVERED STENT 6MM x 22MM x 120CM | AT85353 | Standalone | DE0006537 | As per HSA registered indication(s)
Vascular | Vascular patency | Vascular stent graft | Vascular stent graft | Atrium | ATRIUM ADVANTA V12 COVERED STENT 7MM x 16MM x 120CM | AT85354 | Standalone | DE0006537 | As per HSA registered indication(s)
Vascular | Vascular patency | Vascular stent graft | Vascular stent graft | Atrium | ATRIUM ADVANTA V12 COVERED STENT 7MM x 22MM x 120CM | AT85355 | Standalone | DE0006537 | As per HSA registered indication(s)
Vascular | Vascular patency | Vascular stent graft | Vascular stent graft | Atrium | ATRIUM ADVANTA V12 COVERED STENT 10MM x 38MM x 80CM | AT85360 | Standalone | DE0006537 | As per HSA registered indication(s)
Vascular | Vascular patency | Vascular stent graft | Vascular stent graft | Atrium | ATRIUM ADVANTA V12 COVERED STENT 10MM x 59MM x 80CM | AT85361 | Standalone | DE0006537 | As per HSA registered indication(s)
Vascular | Vascular patency | Vascular stent graft | Vascular stent graft | Atrium | ATRIUM ADVANTA V12 COVERED STENT 10MM x 38MM x 120CM | AT85364 | Standalone | DE0006537 | As per HSA registered indication(s)
Vascular | Vascular patency | Vascular stent graft | Vascular stent graft | Atrium | ATRIUM ADVANTA V12 COVERED STENT 10MM x 59MM x 120CM | AT85365 | Standalone | DE0006537 | As per HSA registered indication(s)
Vascular | Vascular patency | Vascular stent graft | Vascular stent graft | Atrium | ATRIUM V12 LARGE DIAMETER 12MM X 29MM X 80CM | AT85370 | Standalone | DE0006537 | As per HSA registered indication(s)
Vascular | Vascular patency | Vascular stent graft | Vascular stent graft | Atrium | ATRIUM V12 LARGE DIAMETER 12MM X 41MM X 80CM | AT85371 | Standalone | DE0006537 | As per HSA registered indication(s)
Vascular | Vascular patency | Vascular stent graft | Vascular stent graft | Atrium | ATRIUM V12 LARGE DIAMETER 12MM X 29MM X 120CM | AT85379 | Standalone | DE0006537 | As per HSA registered indication(s)
Vascular | Vascular patency | Vascular stent graft | Vascular stent graft | Atrium | ATRIUM V12 LARGE DIAMETER 12MM x 41MM x 120CM | AT85380 | Standalone | DE0006537 | As per HSA registered indication(s)
Vascular | Vascular patency | Vascular stent graft | Vascular stent graft | Atrium | ATRIUM V12 LARGE DIAMETER 12MM X 61MM X 120CM | AT85381 | Standalone | DE0006537 | As per HSA registered indication(s)
Vascular | Vascular patency | Vascular stent graft | Vascular stent graft | Bentley Innomed | BeGraft Peripheral Stent Graft System | BGP1805_1 | Standalone | DE0500622 | As per HSA registered indication(s)
Vascular | Vascular patency | Vascular stent graft | Vascular stent graft | Bentley Innomed | BeGraft Peripheral Stent Graft System | BGP2205_1 | Standalone | DE0500622 | As per HSA registered indication(s)
Vascular | Vascular patency | Vascular stent graft | Vascular stent graft | Bentley Innomed | BeGraft Peripheral Stent Graft System | BGP2805_1 | Standalone | DE0500622 | As per HSA registered indication(s)
Vascular | Vascular patency | Vascular stent graft | Vascular stent graft | Bentley Innomed | BeGraft Peripheral Stent Graft System | BGP3805_1 | Standalone | DE0500622 | As per HSA registered indication(s)
Vascular | Vascular patency | Vascular stent graft | Vascular stent graft | Bentley Innomed | BeGraft Peripheral Stent Graft System | BGP5805_1 | Standalone | DE0500622 | As per HSA registered indication(s)
Vascular | Vascular patency | Vascular stent graft | Vascular stent graft | Bentley Innomed | BeGraft Peripheral Stent Graft System | BGP1806_1 | Standalone | DE0500622 | As per HSA registered indication(s)
Vascular | Vascular patency | Vascular stent graft | Vascular stent graft | Bentley Innomed | BeGraft Peripheral Stent Graft System | BGP2206_1 | Standalone | DE0500622 | As per HSA registered indication(s)
Vascular | Vascular patency | Vascular stent graft | Vascular stent graft | Bentley Innomed | BeGraft Peripheral Stent Graft System | BGP2806_1 | Standalone | DE0500622 | As per HSA registered indication(s)
Vascular | Vascular patency | Vascular stent graft | Vascular stent graft | Bentley Innomed | BeGraft Peripheral Stent Graft System | BGP3806_1 | Standalone | DE0500622 | As per HSA registered indication(s)
Vascular | Vascular patency | Vascular stent graft | Vascular stent graft | Bentley Innomed | BeGraft Peripheral Stent Graft System | BGP5806_1 | Standalone | DE0500622 | As per HSA registered indication(s)
Vascular | Vascular patency | Vascular stent graft | Vascular stent graft | Bentley Innomed | BeGraft Peripheral Stent Graft System | BGP1807_1 | Standalone | DE0500622 | As per HSA registered indication(s)
Vascular | Vascular patency | Vascular stent graft | Vascular stent graft | Bentley Innomed | BeGraft Peripheral Stent Graft System | BGP2307_1 | Standalone | DE0500622 | As per HSA registered indication(s)
Vascular | Vascular patency | Vascular stent graft | Vascular stent graft | Bentley Innomed | BeGraft Peripheral Stent Graft System | BGP2707_1 | Standalone | DE0500622 | As per HSA registered indication(s)
Vascular | Vascular patency | Vascular stent graft | Vascular stent graft | Bentley Innomed | BeGraft Peripheral Stent Graft System | BGP3707_1 | Standalone | DE0500622 | As per HSA registered indication(s)
Vascular | Vascular patency | Vascular stent graft | Vascular stent graft | Bentley Innomed | BeGraft Peripheral Stent Graft System | BGP5707_1 | Standalone | DE0500622 | As per HSA registered indication(s)
Vascular | Vascular patency | Vascular stent graft | Vascular stent graft | Bentley Innomed | BeGraft Peripheral Stent Graft System | BGP2708_1 | Standalone | DE0500622 | As per HSA registered indication(s)
Vascular | Vascular patency | Vascular stent graft | Vascular stent graft | Bentley Innomed | BeGraft Peripheral Stent Graft System | BGP3708_1 | Standalone | DE0500622 | As per HSA registered indication(s)
Vascular | Vascular patency | Vascular stent graft | Vascular stent graft | Bentley Innomed | BeGraft Peripheral Stent Graft System | BGP5708_1 | Standalone | DE0500622 | As per HSA registered indication(s)
Vascular | Vascular patency | Vascular stent graft | Vascular stent graft | Bentley Innomed | BeGraft Peripheral Stent Graft System | BGP2709_1 | Standalone | DE0500622 | As per HSA registered indication(s)
Vascular | Vascular patency | Vascular stent graft | Vascular stent graft | Bentley Innomed | BeGraft Peripheral Stent Graft System | BGP3709_1 | Standalone | DE0500622 | As per HSA registered indication(s)
Vascular | Vascular patency | Vascular stent graft | Vascular stent graft | Bentley Innomed | BeGraft Peripheral Stent Graft System | BGP5709_1 | Standalone | DE0500622 | As per HSA registered indication(s)
Vascular | Vascular patency | Vascular stent graft | Vascular stent graft | Bentley Innomed | BeGraft Peripheral Stent Graft System | BGP2710_1 | Standalone | DE0500622 | As per HSA registered indication(s)
Vascular | Vascular patency | Vascular stent graft | Vascular stent graft | Bentley Innomed | BeGraft Peripheral Stent Graft System | BGP3710_1 | Standalone | DE0500622 | As per HSA registered indication(s)
Vascular | Vascular patency | Vascular stent graft | Vascular stent graft | Bentley Innomed | BeGraft Peripheral Stent Graft System | BGP5710_1 | Standalone | DE0500622 | As per HSA registered indication(s)
Vascular | Vascular patency | Vascular stent graft | Vascular stent graft | Bentley Innomed | BeGraft Peripheral Stent Graft System | BGP1805_2 | Standalone | DE0500622 | As per HSA registered indication(s)
Vascular | Vascular patency | Vascular stent graft | Vascular stent graft | Bentley Innomed | BeGraft Peripheral Stent Graft System | BGP2205_2 | Standalone | DE0500622 | As per HSA registered indication(s)
Vascular | Vascular patency | Vascular stent graft | Vascular stent graft | Bentley Innomed | BeGraft Peripheral Stent Graft System | BGP2805_2 | Standalone | DE0500622 | As per HSA registered indication(s)
Vascular | Vascular patency | Vascular stent graft | Vascular stent graft | Bentley Innomed | BeGraft Peripheral Stent Graft System | BGP3805_2 | Standalone | DE0500622 | As per HSA registered indication(s)
Vascular | Vascular patency | Vascular stent graft | Vascular stent graft | Bentley Innomed | BeGraft Peripheral Stent Graft System | BGP5805_2 | Standalone | DE0500622 | As per HSA registered indication(s)
Vascular | Vascular patency | Vascular stent graft | Vascular stent graft | Bentley Innomed | BeGraft Peripheral Stent Graft System | BGP1806_2 | Standalone | DE0500622 | As per HSA registered indication(s)
Vascular | Vascular patency | Vascular stent graft | Vascular stent graft | Bentley Innomed | BeGraft Peripheral Stent Graft System | BGP2206_2 | Standalone | DE0500622 | As per HSA registered indication(s)
Vascular | Vascular patency | Vascular stent graft | Vascular stent graft | Bentley Innomed | BeGraft Peripheral Stent Graft System | BGP2806_2 | Standalone | DE0500622 | As per HSA registered indication(s)
Vascular | Vascular patency | Vascular stent graft | Vascular stent graft | Bentley Innomed | BeGraft Peripheral Stent Graft System | BGP3806_2 | Standalone | DE0500622 | As per HSA registered indication(s)
Vascular | Vascular patency | Vascular stent graft | Vascular stent graft | Bentley Innomed | BeGraft Peripheral Stent Graft System | BGP5806_2 | Standalone | DE0500622 | As per HSA registered indication(s)
Vascular | Vascular patency | Vascular stent graft | Vascular stent graft | Bentley Innomed | BeGraft Peripheral Stent Graft System | BGP1807_2 | Standalone | DE0500622 | As per HSA registered indication(s)
Vascular | Vascular patency | Vascular stent graft | Vascular stent graft | Bentley Innomed | BeGraft Peripheral Stent Graft System | BGP2307_2 | Standalone | DE0500622 | As per HSA registered indication(s)
Vascular | Vascular patency | Vascular stent graft | Vascular stent graft | Bentley Innomed | BeGraft Peripheral Stent Graft System | BGP2707_3 | Standalone | DE0500622 | As per HSA registered indication(s)
Vascular | Vascular patency | Vascular stent graft | Vascular stent graft | Bentley Innomed | BeGraft Peripheral Stent Graft System | BGP3707_2 | Standalone | DE0500622 | As per HSA registered indication(s)
Vascular | Vascular patency | Vascular stent graft | Vascular stent graft | Bentley Innomed | BeGraft Peripheral Stent Graft System | BGP5707_2 | Standalone | DE0500622 | As per HSA registered indication(s)
Vascular | Vascular patency | Vascular stent graft | Vascular stent graft | Bentley Innomed | BeGraft Peripheral Stent Graft System | BGP2708_2 | Standalone | DE0500622 | As per HSA registered indication(s)
Vascular | Vascular patency | Vascular stent graft | Vascular stent graft | Bentley Innomed | BeGraft Peripheral Stent Graft System | BGP3708_2 | Standalone | DE0500622 | As per HSA registered indication(s)
Vascular | Vascular patency | Vascular stent graft | Vascular stent graft | Bentley Innomed | BeGraft Peripheral Stent Graft System | BGP5708_2 | Standalone | DE0500622 | As per HSA registered indication(s)
Vascular | Vascular patency | Vascular stent graft | Vascular stent graft | Bentley Innomed | BeGraft Peripheral Stent Graft System | BGP2709_2 | Standalone | DE0500622 | As per HSA registered indication(s)
Vascular | Vascular patency | Vascular stent graft | Vascular stent graft | Bentley Innomed | BeGraft Peripheral Stent Graft System | BGP3709_2 | Standalone | DE0500622 | As per HSA registered indication(s)
Vascular | Vascular patency | Vascular stent graft | Vascular stent graft | Bentley Innomed | BeGraft Peripheral Stent Graft System | BGP5709_2 | Standalone | DE0500622 | As per HSA registered indication(s)
Vascular | Vascular patency | Vascular stent graft | Vascular stent graft | Bentley Innomed | BeGraft Peripheral Stent Graft System | BGP2710_2 | Standalone | DE0500622 | As per HSA registered indication(s)
Vascular | Vascular patency | Vascular stent graft | Vascular stent graft | Bentley Innomed | BeGraft Peripheral Stent Graft System | BGP3710_2 | Standalone | DE0500622 | As per HSA registered indication(s)
Vascular | Vascular patency | Vascular stent graft | Vascular stent graft | Bentley Innomed | BeGraft Peripheral Stent Graft System | BGP5710_2 | Standalone | DE0500622 | As per HSA registered indication(s)
Vascular | Vascular patency | Vascular stent graft | Vascular stent graft | Clearstream Technologies Ltd | Lifestream Balloon Expanadable Covered Stent 5mm x 26cm x 80cm Shaft | LSM0800526 | Standalone | DE0017994 | As per HSA registered indication(s)
Vascular | Vascular patency | Vascular stent graft | Vascular stent graft | Clearstream Technologies Ltd | Lifestream Balloon Expanadable Covered Stent 5mm x 37cm x 80cm Shaft | LSM0800537 | Standalone | DE0017994 | As per HSA registered indication(s)
Vascular | Vascular patency | Vascular stent graft | Vascular stent graft | Clearstream Technologies Ltd | Lifestream Balloon Expanadable Covered Stent 6mm x 16cm x 80cm Shaft | LSM0800616 | Standalone | DE0017994 | As per HSA registered indication(s)
Vascular | Vascular patency | Vascular stent graft | Vascular stent graft | Clearstream Technologies Ltd | Lifestream Balloon Expanadable Covered Stent 6mm x 26cm x 80cm Shaft | LSM0800626 | Standalone | DE0017994 | As per HSA registered indication(s)
Vascular | Vascular patency | Vascular stent graft | Vascular stent graft | Clearstream Technologies Ltd | Lifestream Balloon Expanadable Covered Stent 6mm x 37cm x 80cm Shaft | LSM0800637 | Standalone | DE0017994 | As per HSA registered indication(s)
Vascular | Vascular patency | Vascular stent graft | Vascular stent graft | Clearstream Technologies Ltd | Lifestream Balloon Expanadable Covered Stent 6mm x 58cm x 80cm Shaft | LSM0800658 | Standalone | DE0017994 | As per HSA registered indication(s)
Vascular | Vascular patency | Vascular stent graft | Vascular stent graft | Clearstream Technologies Ltd | Lifestream Balloon Expanadable Covered Stent 7mm x 16cm x 80cm Shaft | LSM0800716 | Standalone | DE0017994 | As per HSA registered indication(s)
Vascular | Vascular patency | Vascular stent graft | Vascular stent graft | Clearstream Technologies Ltd | Lifestream Balloon Expanadable Covered Stent 7mm x 26cm x 80cm Shaft | LSM0800726 | Standalone | DE0017994 | As per HSA registered indication(s)
Vascular | Vascular patency | Vascular stent graft | Vascular stent graft | Clearstream Technologies Ltd | Lifestream Balloon Expanadable Covered Stent 7mm x 37cm x 80cm Shaft | LSM0800737 | Standalone | DE0017994 | As per HSA registered indication(s)
Vascular | Vascular patency | Vascular stent graft | Vascular stent graft | Clearstream Technologies Ltd | Lifestream Balloon Expanadable Covered Stent 7mm x 58cm x 80cm Shaft | LSM0800758 | Standalone | DE0017994 | As per HSA registered indication(s)
Vascular | Vascular patency | Vascular stent graft | Vascular stent graft | Clearstream Technologies Ltd | Lifestream Balloon Expanadable Covered Stent 8mm x 16cm x 80cm Shaft | LSM0800816 | Standalone | DE0017994 | As per HSA registered indication(s)
Vascular | Vascular patency | Vascular stent graft | Vascular stent graft | Clearstream Technologies Ltd | Lifestream Balloon Expanadable Covered Stent 8mm x 26cm x 80cm Shaft | LSM0800826 | Standalone | DE0017994 | As per HSA registered indication(s)
Vascular | Vascular patency | Vascular stent graft | Vascular stent graft | Clearstream Technologies Ltd | Lifestream Balloon Expanadable Covered Stent 8mm x 37cm x 80cm Shaft | LSM0800837 | Standalone | DE0017994 | As per HSA registered indication(s)
Vascular | Vascular patency | Vascular stent graft | Vascular stent graft | Clearstream Technologies Ltd | Lifestream Balloon Expanadable Covered Stent 8mm x 58cm x 80cm Shaft | LSM0800858 | Standalone | DE0017994 | As per HSA registered indication(s)
Vascular | Vascular patency | Vascular stent graft | Vascular stent graft | Clearstream Technologies Ltd | Lifestream Balloon Expanadable Covered Stent 9mm x 38cm x 80cm Shaft | LSM0800938 | Standalone | DE0017994 | As per HSA registered indication(s)
Vascular | Vascular patency | Vascular stent graft | Vascular stent graft | Clearstream Technologies Ltd | Lifestream Balloon Expanadable Covered Stent 9mm x 58cm x 80cm Shaft | LSM0800958 | Standalone | DE0017994 | As per HSA registered indication(s)
Vascular | Vascular patency | Vascular stent graft | Vascular stent graft | Clearstream Technologies Ltd | Lifestream Balloon Expanadable Covered Stent 10mm x 38cm x 80cm Shaft | LSM0801038 | Standalone | DE0017994 | As per HSA registered indication(s)
Vascular | Vascular patency | Vascular stent graft | Vascular stent graft | Clearstream Technologies Ltd | Lifestream Balloon Expanadable Covered Stent 10mm x 58cm x 80cm Shaft | LSM0801058 | Standalone | DE0017994 | As per HSA registered indication(s)
Vascular | Vascular patency | Vascular stent graft | Vascular stent graft | Clearstream Technologies Ltd | Lifestream Balloon Expanadable Covered Stent 12mm x 38cm x 80cm Shaft | LSM0801238 | Standalone | DE0017994 | As per HSA registered indication(s)
Vascular | Vascular patency | Vascular stent graft | Vascular stent graft | Clearstream Technologies Ltd | Lifestream Balloon Expanadable Covered Stent 12mm x 58cm x 80cm Shaft | LSM0801258 | Standalone | DE0017994 | As per HSA registered indication(s)
Vascular | Vascular patency | Vascular stent graft | Vascular stent graft | Clearstream Technologies Ltd | Lifestream Balloon Expanadable Covered Stent 5mm x 26cm x 135cm Shaft | LSM1350526 | Standalone | DE0017994 | As per HSA registered indication(s)
Vascular | Vascular patency | Vascular stent graft | Vascular stent graft | Clearstream Technologies Ltd | Lifestream Balloon Expanadable Covered Stent 5mm x 37cm x 135cm Shaft | LSM1350537 | Standalone | DE0017994 | As per HSA registered indication(s)
Vascular | Vascular patency | Vascular stent graft | Vascular stent graft | Clearstream Technologies Ltd | Lifestream Balloon Expanadable Covered Stent 6mm x 16cm x 135cm Shaft | LSM1350616 | Standalone | DE0017994 | As per HSA registered indication(s)
Vascular | Vascular patency | Vascular stent graft | Vascular stent graft | Clearstream Technologies Ltd | Lifestream Balloon Expanadable Covered Stent 6mm x 26cm x 135cm Shaft | LSM1350626 | Standalone | DE0017994 | As per HSA registered indication(s)
Vascular | Vascular patency | Vascular stent graft | Vascular stent graft | Clearstream Technologies Ltd | Lifestream Balloon Expanadable Covered Stent 6mm x 37cm x 135cm Shaft | LSM1350637 | Standalone | DE0017994 | As per HSA registered indication(s)
Vascular | Vascular patency | Vascular stent graft | Vascular stent graft | Clearstream Technologies Ltd | Lifestream Balloon Expanadable Covered Stent 6mm x 58cm x 135cm Shaft | LSM1350658 | Standalone | DE0017994 | As per HSA registered indication(s)
Vascular | Vascular patency | Vascular stent graft | Vascular stent graft | Clearstream Technologies Ltd | Lifestream Balloon Expanadable Covered Stent 7mm x 16cm x 135cm Shaft | LSM1350716 | Standalone | DE0017994 | As per HSA registered indication(s)
Vascular | Vascular patency | Vascular stent graft | Vascular stent graft | Clearstream Technologies Ltd | Lifestream Balloon Expanadable Covered Stent 7mm x 26cm x 135cm Shaft | LSM1350726 | Standalone | DE0017994 | As per HSA registered indication(s)
Vascular | Vascular patency | Vascular stent graft | Vascular stent graft | Clearstream Technologies Ltd | Lifestream Balloon Expanadable Covered Stent 7mm x 37cm x 135cm Shaft | LSM1350737 | Standalone | DE0017994 | As per HSA registered indication(s)
Vascular | Vascular patency | Vascular stent graft | Vascular stent graft | Clearstream Technologies Ltd | Lifestream Balloon Expanadable Covered Stent 7mm x 58cm x 135cm Shaft | LSM1350758 | Standalone | DE0017994 | As per HSA registered indication(s)
Vascular | Vascular patency | Vascular stent graft | Vascular stent graft | Clearstream Technologies Ltd | Lifestream Balloon Expanadable Covered Stent 8mm x 16cm x 135cm Shaft | LSM1350816 | Standalone | DE0017994 | As per HSA registered indication(s)
Vascular | Vascular patency | Vascular stent graft | Vascular stent graft | Clearstream Technologies Ltd | Lifestream Balloon Expanadable Covered Stent 8mm x 26cm x 135cm Shaft | LSM1350826 | Standalone | DE0017994 | As per HSA registered indication(s)
Vascular | Vascular patency | Vascular stent graft | Vascular stent graft | Clearstream Technologies Ltd | Lifestream Balloon Expanadable Covered Stent 8mm x 37cm x 135cm Shaft | LSM1350837 | Standalone | DE0017994 | As per HSA registered indication(s)
Vascular | Vascular patency | Vascular stent graft | Vascular stent graft | Clearstream Technologies Ltd | Lifestream Balloon Expanadable Covered Stent 8mm x 58cm x 135cm Shaft | LSM1350858 | Standalone | DE0017994 | As per HSA registered indication(s)
Vascular | Vascular patency | Vascular stent graft | Vascular stent graft | Clearstream Technologies Ltd | Lifestream Balloon Expanadable Covered Stent 9mm x 38cm x 135cm Shaft | LSM1350938 | Standalone | DE0017994 | As per HSA registered indication(s)
Vascular | Vascular patency | Vascular stent graft | Vascular stent graft | Clearstream Technologies Ltd | Lifestream Balloon Expanadable Covered Stent 9mm x 58cm x 135cm Shaft | LSM1350958 | Standalone | DE0017994 | As per HSA registered indication(s)
Vascular | Vascular patency | Vascular stent graft | Vascular stent graft | Clearstream Technologies Ltd | Lifestream Balloon Expanadable Covered Stent 10mm x 38cm x 135cm Shaft | LSM1351038 | Standalone | DE0017994 | As per HSA registered indication(s)
Vascular | Vascular patency | Vascular stent graft | Vascular stent graft | Clearstream Technologies Ltd | Lifestream Balloon Expanadable Covered Stent 10mm x 58cm x 135cm Shaft | LSM1351058 | Standalone | DE0017994 | As per HSA registered indication(s)
Vascular | Vascular patency | Vascular stent graft | Vascular stent graft | Clearstream Technologies Ltd | Lifestream Balloon Expanadable Covered Stent 12mm x 38cm x 135cm Shaft | LSM1351238 | Standalone | DE0017994 | As per HSA registered indication(s)
Vascular | Vascular patency | Vascular stent graft | Vascular stent graft | Clearstream Technologies Ltd | Lifestream Balloon Expanadable Covered Stent 12mm x 58cm x 135cm Shaft | LSM1351258 | Standalone | DE0017994 | As per HSA registered indication(s)
Vascular | Embolic management | Vascular filter | Vena cava filter | Bard Peripheral Vascular | Denali Vena Cava Filter Jegular | DL950J | Standalone | DE0015080 | As per HSA registered indication(s)
Vascular | Embolic management | Vascular filter | Vena cava filter | Bard Peripheral Vascular | Denali Vena Cava Filter Femoral | DL950F | Standalone | DE0015080 | As per HSA registered indication(s)
Vascular | Embolic management | Vascular filter | Vena cava filter | Cordis Cashel | OPTEASE RETR FILTER 55 FEMORAL | 466F210AF | Standalone | DE0003961 | As per HSA registered indication(s)
Vascular | Embolic management | Vascular filter | Vena cava filter | Cordis Cashel | OPTEASE RETR FILTER 55 JUGULAR | 466F210AJ | Standalone | DE0003961 | As per HSA registered indication(s)
Vascular | Embolic management | Vascular filter | Vena cava filter | Cordis Cashel | OPTEASE RETR FILTER 90 JUG/ANT | 466F210BJ | Standalone | DE0003961 | As per HSA registered indication(s)
Vascular | Embolic management | Vascular filter | Vena cava filter | William Cook Europe ApS | Celect Platinum Vena Cava Filter Set for Femoral Vein Approach | IGTCFS-65-2-FEM-CELECT-PT /G34501 | Standalone | DE0014943 | As per HSA registered indication(s)
Vascular | Embolic management | Vascular filter | Vena cava filter | William Cook Europe ApS | Celect Platinum Vena Cava Filter Set for Jugular Vein Approach | IGTCFS-65-2-JUG-CELECT-PT /G34310 | Standalone | DE0014943 | As per HSA registered indication(s)
Vascular | Embolic management | Vascular filter | Vena cava filter | William Cook Europe ApS | Celect Platinum Vena Cava Filter Set for Femoral and Jugular Vein Approach | IGTCFS-65-2-UNI-CELECT-PT /G34504 | Standalone | DE0014943 | As per HSA registered indication(s)
Vascular | Embolic management | Vascular filter | Vena cava filter | William Cook Europe ApS | Celect Platinum Vena Cava Filter Set for Femoral Vein Approach | IGTCFS-65-1-FEM-CELECT-PT /G34502 | Standalone | DE0014943 | As per HSA registered indication(s)
Vascular | Embolic management | Vascular filter | Vena cava filter | William Cook Europe ApS | Celect Platinum Vena Cava Filter Set for Jugular Vein Approach | IGTCFS-65-1-JUG-CELECT-PT /G34309 | Standalone | DE0014943 | As per HSA registered indication(s)
Vascular | Embolic management | Vascular filter | Vena cava filter | William Cook Europe ApS | Celect Platinum Vena Cava Filter Set for Femoral and Jugular Vein Approach | IGTCFS-65-1-UNI-CELECT-PT /G34505 | Standalone | DE0014943 | As per HSA registered indication(s)
Vascular | Vascular closure | Vascular closure device | Varicose vein adhesive agent | Medtronic Ireland | VenaSeal Closure System | SP-101 | Standalone | DE0018782 | As per HSA registered indication(s)
Vascular | Vascular closure | Vascular closure device | Varicose vein adhesive agent | Medtronic Ireland | VenaSeal Closure System | VS-403 | Standalone | DE0018782 | As per HSA registered indication(s)
Vascular | Vascular closure | Vascular closure device | Varicose vein adhesive agent | Bolton | Flebogrif | FLE6F90 | Standalone | DE0507461 | As per HSA registered indication(s)
Vascular | Vascular closure | Vascular closure device | Varicose vein adhesive agent | Bolton | Flebogrif | FLE6F60 | Standalone | DE0507461 | As per HSA registered indication(s)
Vascular | Vascular closure | Vascular closure device | Puncture site sealing device | Abbott Vascular | The Perclose ProGlide SMC System | 12673-05 | Package | DE0006104 | As per HSA registered indication(s)
Vascular | Vascular closure | Vascular closure device | Puncture site sealing device | Abbott Vascular | The StarClose Vascular Closure System | 14679-02 | Package | DE0005957 | As per HSA registered indication(s)
Vascular | Vascular closure | Vascular closure device | Puncture site sealing device | Terumo | 6FR ANGIO-SEAL VIP .035 WIRE | 610132 | Package | DE0005021 | As per HSA registered indication(s)
Vascular | Vascular closure | Vascular closure device | Puncture site sealing device | Terumo | 8FR ANGIO-SEAL VIP .038 WIRE | 610133 | Package | DE0005021 | As per HSA registered indication(s)
Vascular | Vascular access | Long-term vascular access device | Venous catheter port | B. Braun Medical | Celsite PSU | 4436962 | Standalone | DE0003038 | As per HSA registered indication(s)
Vascular | Vascular access | Long-term vascular access device | Venous catheter port | B. Braun Medical | Celsite PSU | 4436946 | Standalone | DE0003038 | As per HSA registered indication(s)
Vascular | Vascular access | Long-term vascular access device | Venous catheter port | B. Braun Medical | Celsite PSU | 4433750 | Standalone | DE0003038 | As per HSA registered indication(s)
Vascular | Vascular access | Long-term vascular access device | Venous catheter port | B. Braun Medical | Celsite PSU | 4436725 | Standalone | DE0003038 | As per HSA registered indication(s)
Vascular | Vascular access | Long-term vascular access device | Venous catheter port | B. Braun Medical | Celsite PSU | 4436903 | Standalone | DE0003038 | As per HSA registered indication(s)
Vascular | Vascular access | Long-term vascular access device | Venous catheter port | B. Braun Medical | Celsite PSU | 4436920 | Standalone | DE0003038 | As per HSA registered indication(s)
Vascular | Vascular access | Long-term vascular access device | Venous catheter port | B. Braun Medical | Celsite PSU | 4433556 | Standalone | DE0003038 | As per HSA registered indication(s)
Vascular | Vascular access | Long-term vascular access device | Venous catheter port | B. Braun Medical | Celsite PSU | 4432460 | Standalone | DE0003038 | As per HSA registered indication(s)
Vascular | Vascular access | Long-term vascular access device | Venous catheter port | B. Braun Medical | Celsite PSU | 4432096 | Standalone | DE0003038 | As per HSA registered indication(s)
Vascular | Vascular access | Long-term vascular access device | Venous catheter port | B. Braun Medical | Celsite PSU | 4433726 | Standalone | DE0003038 | As per HSA registered indication(s)
Vascular | Vascular access | Long-term vascular access device | Venous catheter port | B. Braun Medical | Celsite PSU | 4430441 | Standalone | DE0003038 | As per HSA registered indication(s)
Vascular | Vascular access | Long-term vascular access device | Venous catheter port | B. Braun Medical | Celsite PSU | 4430387 | Standalone | DE0003038 | As per HSA registered indication(s)
Vascular | Vascular access | Long-term vascular access device | Venous catheter port | B. Braun Medical | Celsite PSU | 4430433 | Standalone | DE0003038 | As per HSA registered indication(s)
Vascular | Vascular access | Long-term vascular access device | Venous catheter port | B. Braun Medical | Celsite PSU | 4436717 | Standalone | DE0003038 | As per HSA registered indication(s)
Vascular | Vascular access | Long-term vascular access device | Venous catheter port | B. Braun Medical | Celsite PSU | 4430000 | Standalone | DE0003038 | As per HSA registered indication(s)
Vascular | Vascular access | Long-term vascular access device | Venous catheter port | B. Braun Medical | Celsite PSU | 4430425 | Standalone | DE0003038 | As per HSA registered indication(s)
Vascular | Vascular access | Long-term vascular access device | Venous catheter port | B. Braun Medical | Celsite PSU | 4436709 | Standalone | DE0003038 | As per HSA registered indication(s)
Vascular | Vascular access | Long-term vascular access device | Venous catheter port | B. Braun Medical | Celsite PSU | 4430018 | Standalone | DE0003038 | As per HSA registered indication(s)
Vascular | Vascular access | Long-term vascular access device | Venous catheter port | B. Braun Medical | Celsite PSU | 4432452 | Standalone | DE0003038 | As per HSA registered indication(s)
Vascular | Vascular access | Long-term vascular access device | Venous catheter port | B. Braun Medical | Celsite PSU | 4436814 | Standalone | DE0003038 | As per HSA registered indication(s)
Vascular | Vascular access | Long-term vascular access device | Venous catheter port | B. Braun Medical | Celsite PSU | 4433823 | Standalone | DE0003038 | As per HSA registered indication(s)
Vascular | Vascular access | Long-term vascular access device | Venous catheter port | B. Braun Medical | Celsite EPOXY | 4430893 | Standalone | DE0003038 | As per HSA registered indication(s)
Vascular | Vascular access | Long-term vascular access device | Venous catheter port | B. Braun Medical | Celsite EPOXY | 4430085 | Standalone | DE0003038 | As per HSA registered indication(s)
Vascular | Vascular access | Long-term vascular access device | Venous catheter port | B. Braun Medical | Celsite EPOXY | 4430143 | Standalone | DE0003038 | As per HSA registered indication(s)
Vascular | Vascular access | Long-term vascular access device | Venous catheter port | B. Braun Medical | Celsite EPOXY | 4430395 | Standalone | DE0003038 | As per HSA registered indication(s)
Vascular | Vascular access | Long-term vascular access device | Venous catheter port | B. Braun Medical | Celsite EPOXY | 4432045 | Standalone | DE0003038 | As per HSA registered indication(s)
Vascular | Vascular access | Long-term vascular access device | Venous catheter port | B. Braun Medical | Celsite EPOXY | 4430034 | Standalone | DE0003038 | As per HSA registered indication(s)
Vascular | Vascular access | Long-term vascular access device | Venous catheter port | B. Braun Medical | Celsite EPOXY | 4430409 | Standalone | DE0003038 | As per HSA registered indication(s)
Vascular | Vascular access | Long-term vascular access device | Venous catheter port | B. Braun Medical | Celsite EPOXY | 4430417 | Standalone | DE0003038 | As per HSA registered indication(s)
Vascular | Vascular access | Long-term vascular access device | Venous catheter port | B. Braun Medical | Celsite EPOXY | 4433149 | Standalone | DE0003038 | As per HSA registered indication(s)
Vascular | Vascular access | Long-term vascular access device | Venous catheter port | B. Braun Medical | Celsite EPOXY | 4430026 | Standalone | DE0003038 | As per HSA registered indication(s)
Vascular | Vascular access | Long-term vascular access device | Venous catheter port | B. Braun Medical | Celsite EPOXY | 4433807 | Standalone | DE0003038 | As per HSA registered indication(s)
Vascular | Vascular access | Long-term vascular access device | Venous catheter port | B. Braun Medical | Celsite EPOXY | 4433742 | Standalone | DE0003038 | As per HSA registered indication(s)
Vascular | Vascular access | Long-term vascular access device | Venous catheter port | B. Braun Medical | Celsite EPOXY | 4433842 | Standalone | DE0003038 | As per HSA registered indication(s)
Vascular | Vascular access | Long-term vascular access device | Venous catheter port | B. Braun Medical | Celsite EPOXY | 4433734 | Standalone | DE0003038 | As per HSA registered indication(s)
Vascular | Vascular access | Long-term vascular access device | Venous catheter port | BD(Bard) | Bard MRI port | 0602680 | Package | DE0009120 | As per HSA registered indication(s)
Vascular | Vascular access | Long-term vascular access device | Venous catheter port | BD(Bard) | Bard PowerPort Slim , silicone filled suture hole, intermediate kit | 8716000 | Package | DE0014642 | As per HSA registered indication(s)
Vascular | Vascular access | Long-term vascular access device | Venous catheter port | BD(Bard) | Bard PowerPort Slim, open suture hole,intermediate kit | 8716001 | Package | DE0014642 | As per HSA registered indication(s)
Vascular | Vascular access | Long-term vascular access device | Venous catheter port | BD(Bard) | Bard PowerPort MRI ISP ,silicone filled suture hole , intermediate kit | 8806060 | Package | DE0016775 | As per HSA registered indication(s)
Vascular | Vascular access | Long-term vascular access device | Venous catheter port | BD(Bard) | Bard PowerPort MRI ISP, open suture hole , intermediate kit | 8806061 | Package | DE0016775 | As per HSA registered indication(s)
Vascular | Vascular access | Long-term vascular access device | Venous catheter port | BD(Bard) | Bard PowerPort MRI ISP, silicone filled suture hole , intermediate kit | 8808060 | Package | DE0016775 | As per HSA registered indication(s)
Vascular | Vascular access | Long-term vascular access device | Venous catheter port | BD(Bard) | Bard PowerPort MRI ISP, open suture hole , intermediate kit | 8808061 | Package | DE0016775 | As per HSA registered indication(s)
Vascular | Vascular access | Long-term vascular access device | Venous catheter port | BD(Bard) | Bard Groshong PowerPort MRI ISP ,silicone filled suture hole , intermediate kit | 8808560 | Package | DE0016776 | As per HSA registered indication(s)
Vascular | Vascular access | Long-term vascular access device | Venous catheter port | BD(Bard) | Bard Groshong PowerPort MRI ISP, open suture hole , intermediate kit | 8808561 | Package | DE0016776 | As per HSA registered indication(s)
Vascular | Vascular access | Long-term vascular access device | Venous catheter port | BD(Bard) | Bard PowerPort Slim , silicone filled suture hole , microintroducer kit | 1716070 | Package | DE0014642 | As per HSA registered indication(s)
Vascular | Vascular access | Long-term vascular access device | Venous catheter port | BD(Bard) | Bard PowerPort Slim ,open suture hole , microintroducer kit | 1716071 | Package | DE0014642 | As per HSA registered indication(s)
Vascular | Vascular access | Long-term vascular access device | Venous catheter port | BD(Bard) | Bard PowerPort MRI ISP , silicone filled suture hole , microintroducer kit | 1806050 | Package | DE0016775 | As per HSA registered indication(s)
Vascular | Vascular access | Long-term vascular access device | Venous catheter port | BD(Bard) | Bard PowerPort MRI ISP, open suture hole, microintroducer kit | 1806051 | Package | DE0016775 | As per HSA registered indication(s)
Vascular | Vascular access | Long-term vascular access device | Venous catheter port | BD(Bard) | Bard PowerPort MRI ISP , silicone filled suture hole , microintroducer kit | 1808050 | Package | DE0016775 | As per HSA registered indication(s)
Vascular | Vascular access | Long-term vascular access device | Venous catheter port | BD(Bard) | Bard PowerPort MRI ISP , open suture hole, microintroducer kit | 1808051 | Package | DE0016775 | As per HSA registered indication(s)
Vascular | Vascular access | Long-term vascular access device | Venous catheter port | BD(Bard) | Bard PowerPort ISP, silicone filled suture hole , intermediate kit | 8706060 | Package | DE0016777 | As per HSA registered indication(s)
Vascular | Vascular access | Long-term vascular access device | Venous catheter port | BD(Bard) | Bard PowerPort ISP , open suture hole , intermediate kit | 8706061 | Package | DE0016777 | As per HSA registered indication(s)
Vascular | Vascular access | Long-term vascular access device | Venous catheter port | BD(Bard) | Bard PowerPort ISP, silicone filled suture hole , intermediate kit | 8708060 | Package | DE0016777 | As per HSA registered indication(s)
Vascular | Vascular access | Long-term vascular access device | Venous catheter port | BD(Bard) | Bard PowerPort ISP ,open suture hole , intermediate kit | 8708061 | Package | DE0016777 | As per HSA registered indication(s)
Vascular | Vascular access | Long-term vascular access device | Central venous catheter | BD(Bard) | PowerPICC Catheter, with Stainless Steel Guidewire | 3174135 | Package | DE0004784 | As per HSA registered indication(s)
Vascular | Vascular access | Long-term vascular access device | Central venous catheter | BD(Bard) | PowerPICC Catheter, with Stainless Steel Guidewire | 3174155 | Package | DE0004784 | As per HSA registered indication(s)
Vascular | Vascular access | Long-term vascular access device | Central venous catheter | BD(Bard) | PowerPICC Catheter, with Stainless Steel Guidewire | 3175135 | Package | DE0004784 | As per HSA registered indication(s)
Vascular | Vascular access | Long-term vascular access device | Central venous catheter | BD(Bard) | PowerPICC Catheter, with Stainless Steel Guidewire | 3175155 | Package | DE0004784 | As per HSA registered indication(s)
Vascular | Vascular access | Long-term vascular access device | Central venous catheter | BD(Bard) | PowerPICC Catheter, with Stainless Steel Guidewire | 3174118 | Package | DE0004784 | As per HSA registered indication(s)
Vascular | Vascular access | Long-term vascular access device | Central venous catheter | BD(Bard) | PowerPICC Catheter, with Stainless Steel Guidewire | 3175118 | Package | DE0004784 | As per HSA registered indication(s)
Vascular | Vascular access | Long-term vascular access device | Central venous catheter | BD(Bard) | PowerPICC Catheter, with Stainless Steel Guidewire | 3275135 | Package | DE0004784 | As per HSA registered indication(s)
Vascular | Vascular access | Long-term vascular access device | Central venous catheter | BD(Bard) | PowerPICC Catheter, with Stainless Steel Guidewire | 3275155 | Package | DE0004784 | As per HSA registered indication(s)
Vascular | Vascular access | Long-term vascular access device | Central venous catheter | BD(Bard) | PowerPICC Catheter, with Stainless Steel Guidewire | 3276135 | Package | DE0004784 | As per HSA registered indication(s)
Vascular | Vascular access | Long-term vascular access device | Central venous catheter | BD(Bard) | PowerPICC Catheter, with Stainless Steel Guidewire | 3276155 | Package | DE0004784 | As per HSA registered indication(s)
Vascular | Vascular access | Long-term vascular access device | Central venous catheter | BD(Bard) | PowerPICC Catheter, with Stainless Steel Guidewire | 3275118 | Package | DE0004784 | As per HSA registered indication(s)
Vascular | Vascular access | Long-term vascular access device | Central venous catheter | BD(Bard) | PowerPICC Catheter, with Stainless Steel Guidewire | 3276118 | Package | DE0004784 | As per HSA registered indication(s)
Vascular | Vascular access | Long-term vascular access device | Central venous catheter | BD(Bard) | PowerPICC Catheter, Basic Tray with Nitinol Guidewire | 3385335Q | Package | DE0004784 | As per HSA registered indication(s)
Vascular | Vascular access | Long-term vascular access device | Central venous catheter | BD(Bard) | PowerPICC Catheter, Basic Tray with Nitinol Guidewire | 3385355Q | Package | DE0004784 | As per HSA registered indication(s)
Vascular | Vascular access | Long-term vascular access device | Central venous catheter | BD(Bard) | PowerPICC Catheter, Basic Tray with Nitinol Guidewire | 3385118Q | Package | DE0004784 | As per HSA registered indication(s)
Vascular | Vascular access | Long-term vascular access device | Central venous catheter | BD(Bard) | PowerPICCs Catheter, Basic Tray with Sherlock Stylet | 4174118 | Package | DE0004784 | As per HSA registered indication(s)
Vascular | Vascular access | Long-term vascular access device | Central venous catheter | BD(Bard) | PowerPICCs Catheter, Basic Tray with Sherlock Stylet | 4175118 | Package | DE0004784 | As per HSA registered indication(s)
Vascular | Vascular access | Long-term vascular access device | Central venous catheter | BD(Bard) | PowerPICCs Catheter, Basic Tray with Sherlock Stylet | 4275118 | Package | DE0004784 | As per HSA registered indication(s)
Vascular | Vascular access | Long-term vascular access device | Central venous catheter | BD(Bard) | PowerPICC SOLO2 Catheter Nitinol Guidewire and MicroEZ Microintroducer in Radiology Basic Kit | 8194335 | Package | DE0016864 | As per HSA registered indication(s)
Vascular | Vascular access | Long-term vascular access device | Central venous catheter | BD(Bard) | PowerPICC SOLO2 Catheter Nitinol Guidewire and MicroEZ Microintroducer in Radiology Basic Kit | 8194355 | Package | DE0016864 | As per HSA registered indication(s)
Vascular | Vascular access | Long-term vascular access device | Central venous catheter | BD(Bard) | PowerPICC SOLO2* Catheter Nitinol Guidewire and RadSTIC* Microintroducer in Basic Kit | 8295335 | Package | DE0016864 | As per HSA registered indication(s)
Vascular | Vascular access | Long-term vascular access device | Central venous catheter | BD(Bard) | PowerPICC SOLO2* Catheter Nitinol Guidewire and RadSTIC* Microintroducer in Basic Kit | 8295355 | Package | DE0016864 | As per HSA registered indication(s)
Vascular | Vascular access | Long-term vascular access device | Central venous catheter | BD(Bard) | PowerPICC SOLO2* Catheter Nitinol Guidewire and RadSTIC* Microintroducer in Basic Kit | 8195335 | Package | DE0016864 | As per HSA registered indication(s)
Vascular | Vascular access | Long-term vascular access device | Central venous catheter | BD(Bard) | PowerPICC SOLO2* Catheter Nitinol Guidewire and RadSTIC* Microintroducer in Basic Kit | 8195355 | Package | DE0016864 | As per HSA registered indication(s)
Vascular | Vascular access | Long-term vascular access device | Central venous catheter | BD(Bard) | PowerPICC SOLO2* Catheter Nitinol Guidewire and RadSTIC* Microintroducer in Basic Kit | 8395335 | Package | DE0016864 | As per HSA registered indication(s)
Vascular | Vascular access | Long-term vascular access device | Central venous catheter | BD(Bard) | PowerPICC SOLO2* Catheter Nitinol Guidewire and RadSTIC* Microintroducer in Basic Kit | 8395355 | Package | DE0016864 | As per HSA registered indication(s)
Vascular | Vascular access | Long-term vascular access device | Central venous catheter | BD(Bard) | PowerPICC SOLO2* Catheter Nitinol Guidewire and RadSTIC* Microintroducer in Basic Kit | 8396335 | Package | DE0016864 | As per HSA registered indication(s)
Vascular | Vascular access | Long-term vascular access device | Central venous catheter | BD(Bard) | PowerPICC SOLO2* Catheter Nitinol Guidewire and RadSTIC* Microintroducer in Basic Kit | 8396355 | Package | DE0016864 | As per HSA registered indication(s)
Vascular | Vascular access | Long-term vascular access device | Central venous catheter | BD(Bard) | Broviac 4.2F S/L tunnelled line | 0600520 | Package | DE0007144 | As per HSA registered indication(s)
Vascular | Vascular access | Long-term vascular access device | Central venous catheter | BD(Bard) | Broviac 6.6F S/L tunnelled line | 0600540 | Package | DE0007144 | As per HSA registered indication(s)
Vascular | Vascular access | Long-term vascular access device | Central venous catheter | BD(Bard) | Hickman 7F D/L tunnelled line | 0600570 | Package | DE0007145 | As per HSA registered indication(s)
Vascular | Vascular access | Long-term vascular access device | Central venous catheter | BD(Bard) | Glidepath Long Term Hemodialysis Catheter , Straight , Standard Kit | 6393150 | Package | DE0019444 | As per HSA registered indication(s)
Vascular | Vascular access | Long-term vascular access device | Central venous catheter | BD(Bard) | Glidepath Long Term Hemodialysis Catheter , Straight , Standard Kit | 6393190 | Package | DE0019444 | As per HSA registered indication(s)
Vascular | Vascular access | Long-term vascular access device | Central venous catheter | BD(Bard) | Glidepath Long Term Hemodialysis Catheter , Straight , Standard Kit | 6393230 | Package | DE0019444 | As per HSA registered indication(s)
Vascular | Vascular access | Long-term vascular access device | Central venous catheter | BD(Bard) | Glidepath Long Term Hemodialysis Catheter , Straight , Standard Kit | 6393270 | Package | DE0019444 | As per HSA registered indication(s)
Vascular | Vascular access | Long-term vascular access device | Central venous catheter | BD(Bard) | Glidepath Long Term Hemodialysis Catheter , Straight , Standard Kit | 6393310 | Package | DE0019444 | As per HSA registered indication(s)
Vascular | Vascular access | Long-term vascular access device | Central venous catheter | BD(Bard) | Glidepath Long Term Hemodialysis Catheter , Straight , Standard Kit | 6393350 | Package | DE0019444 | As per HSA registered indication(s)
Vascular | Vascular access | Long-term vascular access device | Central venous catheter | BD(Bard) | Glidepath Long Term Hemodialysis Catheter , Straight , Standard Kit | 6393420 | Package | DE0019444 | As per HSA registered indication(s)
Vascular | Vascular access | Long-term vascular access device | Central venous catheter | BD(Bard) | Glidepath Long Term Hemodialysis Catheter , Alpha- curve , Standard Kit | 6396190 | Package | DE0019444 | As per HSA registered indication(s)
Vascular | Vascular access | Long-term vascular access device | Central venous catheter | BD(Bard) | Glidepath Long Term Hemodialysis Catheter, Alpha-curve, Standard Kit | 6396240 | Package | DE0019444 | As per HSA registered indication(s)
Vascular | Vascular access | Long-term vascular access device | Central venous catheter | BD(Bard) | Glidepath Long Term Hemodialysis Catheter , Alpha-curve , Standard Kit | 6396280 | Package | DE0019444 | As per HSA registered indication(s)
Vascular | Vascular access | Long-term vascular access device | Central venous catheter | BD(Bard) | Glidepath Long Term Hemodialysis Catheter, Alpha-curve , Standard Kit | 6396310 | Package | DE0019444 | As per HSA registered indication(s)
Vascular | Vascular access | Long-term vascular access device | Central venous catheter | BD(Bard) | Equistream Catheter , Straight, Standard Kit | 6903150 | Package | DE0016303 | As per HSA registered indication(s)
Vascular | Vascular access | Long-term vascular access device | Central venous catheter | BD(Bard) | Equistream Catheter , Straight, Standard Kit | 6903190 | Package | DE0016303 | As per HSA registered indication(s)
Vascular | Vascular access | Long-term vascular access device | Central venous catheter | BD(Bard) | Equistream Catheter , Straight, Standard Kit | 6903230 | Package | DE0016303 | As per HSA registered indication(s)
Vascular | Vascular access | Long-term vascular access device | Central venous catheter | BD(Bard) | Equistream Catheter , Straight, Standard Kit | 6903270 | Package | DE0016303 | As per HSA registered indication(s)
Vascular | Vascular access | Long-term vascular access device | Central venous catheter | BD(Bard) | Equistream Catheter , Straight, Standard Kit | 6903310 | Package | DE0016303 | As per HSA registered indication(s)
Vascular | Vascular access | Long-term vascular access device | Central venous catheter | BD(Bard) | Equistream Catheter , Straight, Standard Kit | 6903350 | Package | DE0016303 | As per HSA registered indication(s)
Vascular | Vascular access | Long-term vascular access device | Central venous catheter | BD(Bard) | Equistream Catheter , Straight, Standard Kit | 6903420 | Package | DE0016303 | As per HSA registered indication(s)
Vascular | Vascular access | Long-term vascular access device | Central venous catheter | BD(Bard) | Equistream Catheter , Alpha-curve, Standard Kit | 6905190 | Package | DE0016303 | As per HSA registered indication(s)
Vascular | Vascular access | Long-term vascular access device | Central venous catheter | BD(Bard) | Equistream Catheter , Alpha-curve, Standard Kit | 6905240 | Package | DE0016303 | As per HSA registered indication(s)
Vascular | Vascular access | Long-term vascular access device | Central venous catheter | BD(Bard) | Equistream Catheter , Alpha-curve, Standard Kit | 6905280 | Package | DE0016303 | As per HSA registered indication(s)
Vascular | Vascular access | Long-term vascular access device | Central venous catheter | BD(Bard) | Equistream Catheter , Alpha-curve, Standard Kit | 6905310 | Package | DE0016303 | As per HSA registered indication(s)
Vascular | Vascular access | Long-term vascular access device | Central venous catheter | BD(Bard) | Hemostar Long Term Hamodialysis Catheter | 5833150 | Package | DE0008569 | As per HSA registered indication(s)
Vascular | Vascular access | Long-term vascular access device | Central venous catheter | BD(Bard) | Hemostar Long Term Hamodialysis Catheter | 5833690 | Package | DE0008569 | As per HSA registered indication(s)
Vascular | Vascular access | Long-term vascular access device | Central venous catheter | BD(Bard) | Hemostar Long Term Hamodialysis Catheter | 5833730 | Package | DE0008569 | As per HSA registered indication(s)
Vascular | Vascular access | Long-term vascular access device | Central venous catheter | BD(Bard) | Hemostar Long Term Hamodialysis Catheter | 5833270 | Package | DE0008569 | As per HSA registered indication(s)
Vascular | Vascular access | Long-term vascular access device | Central venous catheter | BD(Bard) | Hemostar Long Term Hamodialysis Catheter | 5833310 | Package | DE0008569 | As per HSA registered indication(s)
Vascular | Vascular access | Long-term vascular access device | Central venous catheter | BD(Bard) | Hemostar Long Term Hamodialysis Catheter | 5833350 | Package | DE0008569 | As per HSA registered indication(s)
Vascular | Vascular access | Long-term vascular access device | Central venous catheter | BD(Bard) | Hemostar Long Term Hamodialysis Catheter | 5834420 | Package | DE0008569 | As per HSA registered indication(s)
Vascular | Vascular access | Long-term vascular access device | Central venous catheter | BD(Bard) | Hemostar Long Term Hamodialysis Catheter | 5835150 | Package | DE0008569 | As per HSA registered indication(s)
Vascular | Vascular access | Long-term vascular access device | Central venous catheter | BD(Bard) | Hemostar Long Term Hamodialysis Catheter | 5835190 | Package | DE0008569 | As per HSA registered indication(s)
Vascular | Vascular access | Long-term vascular access device | Central venous catheter | BD(Bard) | Hemostar Long Term Hamodialysis Catheter | 5835230 | Package | DE0008569 | As per HSA registered indication(s)
Vascular | Vascular access | Long-term vascular access device | Central venous catheter | BD(Bard) | Hemostar Long Term Hamodialysis Catheter | 5835270 | Package | DE0008569 | As per HSA registered indication(s)
Vascular | Vascular access | Long-term vascular access device | Central venous catheter | BD(Bard) | Hemostar Long Term Hamodialysis Catheter | 5883690 | Package | DE0008569 | As per HSA registered indication(s)
Vascular | Vascular access | Long-term vascular access device | Central venous catheter | BD(Bard) | Hemostar Long Term Hamodialysis Catheter | 5883730 | Package | DE0008569 | As per HSA registered indication(s)
Vascular | Vascular access | Long-term vascular access device | Central venous catheter | BD(Bard) | Hemostar Long Term Hamodialysis Catheter | 5883270 | Package | DE0008569 | As per HSA registered indication(s)
Vascular | Vascular access | Long-term vascular access device | Central venous catheter | BD(Bard) | Hemostar Long Term Hamodialysis Catheter | 5883310 | Package | DE0008569 | As per HSA registered indication(s)
Vascular | Vascular access | Long-term vascular access device | Central venous catheter | BD(Bard) | Hemostar Long Term Hamodialysis Catheter | 5883350 | Package | DE0008569 | As per HSA registered indication(s)
Vascular | Vascular access | Long-term vascular access device | Central venous catheter | BD(Bard) | Hemostar Long Term Hamodialysis Catheter | 5884420 | Package | DE0008569 | As per HSA registered indication(s)
Vascular | Vascular access | Long-term vascular access device | Central venous catheter | BD(Bard) | Hemostar Long Term Hamodialysis Catheter | 5885150 | Package | DE0008569 | As per HSA registered indication(s)
Vascular | Vascular access | Long-term vascular access device | Central venous catheter | BD(Bard) | Hemostar Long Term Hamodialysis Catheter | 5885190 | Package | DE0008569 | As per HSA registered indication(s)
Vascular | Vascular access | Long-term vascular access device | Central venous catheter | BD(Bard) | Hemostar Long Term Hamodialysis Catheter | 5885230 | Package | DE0008569 | As per HSA registered indication(s)
Vascular | Vascular access | Long-term vascular access device | Central venous catheter | BD(Bard) | Hemostar Long Term Hamodialysis Catheter | 5885270 | Package | DE0008569 | As per HSA registered indication(s)
Vascular | Vascular access | Long-term vascular access device | Central venous catheter | MEDCOMP | 15.5Fx19cm Symetrex LT HD Catheter Set w/ Stylet, w/o Sideholes | MBPS019E. | Package | DE0505351 | As per HSA registered indication(s)
Vascular | Vascular access | Long-term vascular access device | Central venous catheter | MEDCOMP | 15.5Fx23cm Symetrex LT HD Catheter Set w/ Stylet, w/o Sideholes | MBPS023E. | Package | DE0505351 | As per HSA registered indication(s)
Vascular | Vascular access | Long-term vascular access device | Central venous catheter | MEDCOMP | 15.5Fx28cm Symetrex LT HD Catheter Set w/ Stylet, w/o Sideholes | MBPS028E. | Package | DE0505351 | As per HSA registered indication(s)
Vascular | Vascular access | Long-term vascular access device | Central venous catheter | MEDCOMP | 15.5Fx33cm Symetrex LT HD Catheter Set w/ Stylet, w/o Sideholes | MBPS033E. | Package | DE0505351 | As per HSA registered indication(s)
Vascular | Vascular access | Long-term vascular access device | Central venous catheter | MEDCOMP | 15.5Fx37cm Symetrex Basic Set w/o Stylets | MBNS037E. | Package | DE0505351 | As per HSA registered indication(s)
Vascular | Vascular access | Long-term vascular access device | Central venous catheter | MEDCOMP | 15.5Fx42cm Symetrex Basic Set w/o Stylets | MBNS042E. | Package | DE0505351 | As per HSA registered indication(s)
Vascular | Vascular access | Long-term vascular access device | Central venous catheter | MEDCOMP | 5.0Fx60cm PRO-PICC/LINE SL w/5cm Cuff Basic Kit | MR28035101 | Package | DE0011933 | As per HSA registered indication(s)
Vascular | Vascular access | Long-term vascular access device | Central venous catheter | MEDCOMP | 6.0Fx60cm PRO-PICC/LINE SL w/5cm Cuff IR Set | MR28036101 | Package | DE0011933 | As per HSA registered indication(s)
Vascular | Vascular access | Long-term vascular access device | Central venous catheter | MEDCOMP | 7.0Fx60cm PRO-PICC/LINE SL w/5cm Cuff IR Set | MR28037101 | Package | DE0011933 | As per HSA registered indication(s)
Vascular | Vascular access | Long-term vascular access device | Central venous catheter | MEDCOMP | 6.0Fx60cm PRO-PICC/LINE DL w/5cm Cuff Basic Kit | MR28036201 | Package | DE0011933 | As per HSA registered indication(s)
Vascular | Vascular access | Long-term vascular access device | Central venous catheter | MEDCOMP | 7.0Fx60cm PRO-PICC/LINE DL w/5cm Cuff Basic Kit | MR28037201 | Package | DE0011933 | As per HSA registered indication(s)
Vascular | Vascular access | Long-term vascular access device | Central venous catheter | MEDCOMP | 6.0Fx60cm PRO-PICC/LINE TL w/5cm Cuff Basic Kit | MR28036301 | Package | DE0011933 | As per HSA registered indication(s)
Vascular | Vascular access | Long-term vascular access device | Central venous catheter | MEDCOMP | 3.0Fx60cm VASCU-PICC/LINE SL w/5cm Cuff | MR28013151 | Package | DE0018600 | As per HSA registered indication(s)
Vascular | Vascular access | Long-term vascular access device | Central venous catheter | MEDCOMP | 4.0Fx60cm VASCU-PICC/LINE SL w/5cm Cuff | MR28014151 | Package | DE0018600 | As per HSA registered indication(s)
Vascular | Vascular access | Long-term vascular access device | Central venous catheter | MEDCOMP | 4.0Fx60cm VASCU-PICC/LINE DL w/5cm Cuff | MR28014251 | Package | DE0018600 | As per HSA registered indication(s)
Vascular | Vascular access | Long-term vascular access device | Central venous catheter | MEDCOMP | 5.0Fx60cm VASCU-PICC/LINE DL w/5cm Cuff | MR28015251 | Package | DE0018600 | As per HSA registered indication(s)
Vascular | Vascular access | Long-term vascular access device | Central venous catheter | MEDCOMP | 3F X 55cm PRO-PICC, Single Lumen | MR17033101 | Package | DE0011934 | As per HSA registered indication(s)
Vascular | Vascular access | Long-term vascular access device | Central venous catheter | MEDCOMP | 4F X 55cm PRO-PICC, Single Lumen | MR17034101 | Package | DE0011934 | As per HSA registered indication(s)
Vascular | Vascular access | Long-term vascular access device | Central venous catheter | MEDCOMP | 5F X 60cm PRO-PICC, Single Lumen | MR17035101 | Package | DE0011934 | As per HSA registered indication(s)
Vascular | Vascular access | Long-term vascular access device | Central venous catheter | MEDCOMP | 5F X 55cm PRO-PICC, Double Lumen | MR17035201 | Package | DE0011934 | As per HSA registered indication(s)
Vascular | Vascular access | Long-term vascular access device | Central venous catheter | MEDCOMP | 6F X 60cm PRO-PICC, Double Lumen | MR17036201 | Package | DE0011934 | As per HSA registered indication(s)
Vascular | Vascular access | Long-term vascular access device | Central venous catheter | MEDCOMP | 6F X 60cm PRO-PICC, Triple Lumen | MR17036301 | Package | DE0011934 | As per HSA registered indication(s)
Vascular | Vascular access | Long-term vascular access device | Central venous catheter | MEDCOMP | 3F X 55cm PRO-PICC, Single Lumen | MR17033102 | Package | DE0011934 | As per HSA registered indication(s)
Vascular | Vascular access | Long-term vascular access device | Central venous catheter | MEDCOMP | 4F X 55CM PRO-PICC, Single Lumen | MR17034102 | Package | DE0011934 | As per HSA registered indication(s)
Vascular | Vascular access | Long-term vascular access device | Central venous catheter | MEDCOMP | 5F X 60CM PRO-PICC, Single Lumen | MR17035102 | Package | DE0011934 | As per HSA registered indication(s)
Vascular | Vascular access | Long-term vascular access device | Central venous catheter | MEDCOMP | 5F X 55cm PRO-PICC, Double Lumen | MR17035202 | Package | DE0011934 | As per HSA registered indication(s)
Vascular | Vascular access | Long-term vascular access device | Central venous catheter | MEDCOMP | 6F X 60CM PRO-PICC, Double Lumen | MR17036202 | Package | DE0011934 | As per HSA registered indication(s)
Vascular | Vascular access | Long-term vascular access device | Central venous catheter | MEDCOMP | 6F X 60cm PRO-PICC, Triple Lumen | MR17036302 | Package | DE0011934 | As per HSA registered indication(s)
Vascular | Vascular access | Long-term vascular access device | Central venous catheter | MEDCOMP | 3F X 60cm VASCU-PICC, Single Lumen | MR17013101 | Package | DE0018599 | As per HSA registered indication(s)
Vascular | Vascular access | Long-term vascular access device | Central venous catheter | MEDCOMP | 4F X 60cm VASCU-PICC, Single Lumen | MR17014101 | Package | DE0018599 | As per HSA registered indication(s)
Vascular | Vascular access | Long-term vascular access device | Central venous catheter | MEDCOMP | 5F X 60cm VASCU-PICC, Single Lumen | MR17015101 | Package | DE0018599 | As per HSA registered indication(s)
Vascular | Vascular access | Long-term vascular access device | Central venous catheter | MEDCOMP | 4F X 60cm VASCU-PICC, Double Lumen | MR17014201 | Package | DE0018599 | As per HSA registered indication(s)
Vascular | Vascular access | Long-term vascular access device | Central venous catheter | MEDCOMP | 5F X 60cm VASCU-PICC, Double Lumen | MR17015201 | Package | DE0018599 | As per HSA registered indication(s)
Vascular | Vascular access | Long-term vascular access device | Central venous catheter | MEDCOMP | 6F X 60cm VASCU-PICC, Double Lumen | MR17016201 | Package | DE0018599 | As per HSA registered indication(s)
Vascular | Vascular access | Long-term vascular access device | Central venous catheter | MEDCOMP | 5F X 60cm VASCU-PICC, Triple Lumen | MR17015301 | Package | DE0018599 | As per HSA registered indication(s)
Vascular | Vascular access | Long-term vascular access device | Central venous catheter | MEDCOMP | 4F X 60cm VASCU-PICC, Single Lumen | MR17014102 | Package | DE0018599 | As per HSA registered indication(s)
Vascular | Vascular access | Long-term vascular access device | Central venous catheter | MEDCOMP | 5F X 60cm VASCU-PICC, Double Lumen | MR17015202 | Package | DE0018599 | As per HSA registered indication(s)
Vascular | Vascular access | Long-term vascular access device | Central venous catheter | MEDCOMP | 5F X 60cm VASCU-PICC, Triple Lumen | MR17015302 | Package | DE0018599 | As per HSA registered indication(s)
Vascular | Vascular access | Long-term vascular access device | Central venous catheter | MEDCOMP | 1.9F X 20CM VASCU-PICC TLS, Single Lumen | MR17011121 | Package | DE0018599 | As per HSA registered indication(s)
Vascular | Vascular access | Long-term vascular access device | Central venous catheter | MEDCOMP | 1.9F X 50CM VASCU-PICC TLS, Single Lumen | MR17011101 | Package | DE0018599 | As per HSA registered indication(s)
Vascular | Vascular access | Long-term vascular access device | Central venous catheter | MEDCOMP | 2.6F X 20 CM VASCU-PICC TLS, Double Lumen | MR17012621 | Package | DE0018599 | As per HSA registered indication(s)
Vascular | Vascular access | Long-term vascular access device | Central venous catheter | MEDCOMP | 2.6F X 50CM VASCU-PICC TLS, Double Lumen | MR17012601 | Package | DE0018599 | As per HSA registered indication(s)
Vascular | Vascular access | Long-term vascular access device | Central venous catheter | MEDCOMP | 2.6F X 50CM VASCU-PICC TLS WITH CUFF, DOUBLE LUMEN | MR17012608 | Package | DE0018599 | As per HSA registered indication(s)
Vascular | Vascular access | Long-term vascular access device | Central venous catheter | MEDCOMP | 2.6F X 20CM VASCU-PICC TLS WITH CUFF, DOUBLE LUMEN | MR17012628 | Package | DE0018599 | As per HSA registered indication(s)
Vascular | Vascular access | Long-term vascular access device | Central venous catheter | MEDCOMP | 1.9F X 50CM VASCU-PICC TLS WITH MST, SINGLE LUMEN | MR170111024S | Package | DE0018599 | As per HSA registered indication(s)
Vascular | Vascular access | Long-term vascular access device | Central venous catheter | MEDCOMP | 1.9F X 20CM VASCU-PICC TLS WITH MST, SINGLE LUMEN | MR170111224S | Package | DE0018599 | As per HSA registered indication(s)
Vascular | Vascular access | Long-term vascular access device | Central venous catheter | MEDCOMP | 2.6F X 50CM VASCU-PICC TLS WITH MST, DOUBLE LUMEN | MR170126024S | Package | DE0018599 | As per HSA registered indication(s)
Vascular | Vascular access | Long-term vascular access device | Central venous catheter | MEDCOMP | 2.6F X 20CM VASCU-PICC TLS WITH MST, DOUBLE LUMEN | MR170126224S | Package | DE0018599 | As per HSA registered indication(s)
Vascular | Vascular access | Long-term vascular access device | Central venous catheter | MEDCOMP | 1.9F X 20CM NEONATAL SINGLE LUMEN PICC CATHETER W/O STYLET | VP1.9S20-NS | Package | DE0018599 | As per HSA registered indication(s)
Vascular | Vascular access | Long-term vascular access device | Central venous catheter | MEDCOMP | 1.9F X 50CM NEONATAL SINGLE LUMEN PICC CATHETER W/O STYLET | VP1.9S50-NS | Package | DE0018599 | As per HSA registered indication(s)
Vascular | Vascular access | Long-term vascular access device | Central venous catheter | Arrow | PICC SET: 1-L 16 GA X 19-1/2 (50 CM) (10/BX) | PS-01651 | Package | DE0004673 | As per HSA registered indication(s)
Vascular | Vascular access | Long-term vascular access device | Central venous catheter | Arrow | PICC SET: 2-L 16 GA X 19-1/2 (50 CM) (10/BX) | PS-01652 | Package | DE0004681 | As per HSA registered indication(s)
Vascular | Vascular access | Long-term vascular access device | Central venous catheter | AngioDynamics | XCELA PASV POWER INJECTABLE PICC SAFETY IR KIT W/145CM - 4FR SINGLE | H965557130 | Standalone | DE0008878 | As per HSA registered indication(s)
Vascular | Vascular access | Long-term vascular access device | Central venous catheter | AngioDynamics | XCELA PASV POWER INJECTABLE PICC SAFETY IR KIT W/145CM - 5FR SINGLE | H965557180 | Standalone | DE0008878 | As per HSA registered indication(s)
Vascular | Vascular access | Long-term vascular access device | Central venous catheter | AngioDynamics | XCELA PASV POWER INJECTABLE PICC SAFETY IR KIT W/145CM - 5FR DUAL | H965557330 | Standalone | DE0008878 | As per HSA registered indication(s)
Vascular | Vascular access | Long-term vascular access device | Central venous catheter | Teleflex Medical | 15 Fr. x 19 cm Antegrade Radiopaque Polyurethane Catheter | CS-15192-VFIE | Standalone | DE0500793 | As per HSA registered indication(s)
Vascular | Vascular access | Long-term vascular access device | Central venous catheter | Teleflex Medical | 15 Fr. x 23 cm Antegrade Radiopaque Polyurethane Catheter | CS-15232-VFIE | Standalone | DE0500793 | As per HSA registered indication(s)
Vascular | Vascular access | Long-term vascular access device | Central venous catheter | Teleflex Medical | 15 Fr. x 27 cm Antegrade Radiopaque Polyurethane Catheter | CS-15272-VFIE | Standalone | DE0500793 | As per HSA registered indication(s)
Vascular | Vascular access | Long-term vascular access device | Central venous catheter | Teleflex Medical | 15 Fr. x 31 cm Antegrade Radiopaque Polyurethane Catheter | CS-15312-VFIE | Standalone | DE0500793 | As per HSA registered indication(s)
Vascular | Vascular access | Long-term vascular access device | Central venous catheter | Teleflex Medical | 15 Fr. x 42 cm Antegrade Radiopaque Polyurethane Catheter | CS-15422-VFIE | Standalone | DE0500793 | As per HSA registered indication(s)
Vascular | Vascular access | Long-term vascular access device | Central venous catheter | Teleflex Medical | 15 Fr. x 55 cm Antegrade Radiopaque Polyurethane Catheter | CS-15552-VFIE | Standalone | DE0500793 | As per HSA registered indication(s)
Vascular | Vascular access | Long-term vascular access device | Central venous catheter | Teleflex Medical | 15 Fr. x 19 cm Retrograde Radiopaque Polyurethane Catheter | CS-15192-VFE | Standalone | DE0500793 | As per HSA registered indication(s)
Vascular | Vascular access | Long-term vascular access device | Central venous catheter | Teleflex Medical | 15 Fr. x 23 cm Retrograde Radiopaque Polyurethane Catheter | CS-15232-VFE | Standalone | DE0500793 | As per HSA registered indication(s)
Vascular | Vascular access | Long-term vascular access device | Central venous catheter | Teleflex Medical | 15 Fr. x 27 cm Retrograde Radiopaque Polyurethane Catheter | CS-15272-VFE | Standalone | DE0500793 | As per HSA registered indication(s)
Vascular | Vascular access | Long-term vascular access device | Central venous catheter | Teleflex Medical | 15 Fr. x 31 cm Retrograde Radiopaque Polyurethane Catheter | CS-15312-VFE | Standalone | DE0500793 | As per HSA registered indication(s)
Vascular | Vascular access | Long-term vascular access device | Central venous catheter | Teleflex Medical | 15 Fr. x 42 cm Retrograde Radiopaque Polyurethane Catheter | CS-15422-VFE | Standalone | DE0500793 | As per HSA registered indication(s)
Vascular | Vascular access | Long-term vascular access device | Central venous catheter | Teleflex Medical | 15 Fr. x 55 cm Retrograde Radiopaque Polyurethane Catheter | CS-15552-VFE | Standalone | DE0500793 | As per HSA registered indication(s)
Vascular | Vascular access | Long-term vascular access device | Central venous catheter | Medcomp Inc | 14.5F x 24cm Hemo-Flow Set,Straight | HFS24E. | Package | DE0011405 | As per HSA registered indication(s)
Vascular | Vascular access | Long-term vascular access device | Central venous catheter | Medcomp Inc | 14.5Fx28cm Hemo-Flow Set,Straight | HFS28E. | Package | DE0011405 | As per HSA registered indication(s)
Vascular | Vascular access | Long-term vascular access device | Central venous catheter | Medcomp Inc | 14.5F x 32cm Hemo-Flow Set,Straight | HFS32E. | Package | DE0011405 | As per HSA registered indication(s)
Vascular | Vascular access | Long-term vascular access device | Central venous catheter | Medcomp Inc | 14.5F x 36cm Hemo-Flow Set,Straight | HFS36E. | Package | DE0011405 | As per HSA registered indication(s)
Vascular | Vascular access | Long-term vascular access device | Central venous catheter | Medcomp Inc | 14.5F x 40cm Hemo-Flow Set,Straight | HFS40E. | Package | DE0011405 | As per HSA registered indication(s)
Vascular | Vascular access | Long-term vascular access device | Central venous catheter | Medcomp Inc | 14.5F X 24cm Pre-Curved Hemo-Flow Catheter Set | HFS24PCE. | Package | DE0011405 | As per HSA registered indication(s)
Vascular | Vascular access | Long-term vascular access device | Central venous catheter | Medcomp Inc | 14.5F X 28cm Pre-Curved Hemo-Flow Catheter Set | HFS28PCE. | Package | DE0011405 | As per HSA registered indication(s)
Vascular | Vascular access | Long-term vascular access device | Central venous catheter | Medcomp Inc | 14.5F X 32cm Pre-Curved Hemo-Flow Catheter Set | HFS32PCE. | Package | DE0011405 | As per HSA registered indication(s)
Vascular | Vascular access | Long-term vascular access device | Central venous catheter | Medcomp Inc | 14.5F X 36cm Pre-Curved Hemo-Flow Catheter Set | HFS36PCE. | Package | DE0011405 | As per HSA registered indication(s)
Vascular | Vascular access | Long-term vascular access device | Central venous catheter | Medcomp Inc | 8F X 18CM SIUCONE HEMO.CATH BASIC SET | SL18P | Package | DE0011407 | As per HSA registered indication(s)
Vascular | Vascular access | Long-term vascular access device | Central venous catheter | Medcomp Inc | 8F X 24CM SIUCONE HEMO.CATH BASIC SET | SL24P | Package | DE0011407 | As per HSA registered indication(s)
Vascular | Vascular access | Long-term vascular access device | Central venous catheter | Medcomp Inc | 12.5F X 15CM SILICONE HEMO-CATH DOUBLE LUMEN | MC101241 | Package | DE0011407 | As per HSA registered indication(s)
Vascular | Vascular access | Long-term vascular access device | Central venous catheter | Medcomp Inc | 12.5F X 18CM SILICONE HEMO-CATH DOUBLE LUMEN | MC101242 | Package | DE0011407 | As per HSA registered indication(s)
Vascular | Vascular access | Long-term vascular access device | Central venous catheter | Medcomp Inc | 12.5F X 24CM SILICONE HEMO-CATH DOUBLE LUMEN | MC101243 | Package | DE0011407 | As per HSA registered indication(s)
Vascular | Vascular access | Long-term vascular access device | Central venous catheter | Medcomp Inc | 12.5F X 28CM SILICONE HEMO-CATH DOUBLE LUMEN | SL28E. | Package | DE0011407 | As per HSA registered indication(s)
Vascular | Vascular access | Long-term vascular access device | Central venous catheter | Medcomp Inc | 12.5F X 32CM SILICONE HEMO-CATH DOUBLE LUMEN | SL32E. | Package | DE0011407 | As per HSA registered indication(s)
Vascular | Vascular access | Long-term vascular access device | Central venous catheter | Medcomp Inc | 12.5F X 28CM PC SILICONE HEMO-CATH DOUBLE LUMEN | SL28PCE. | Package | DE0011407 | As per HSA registered indication(s)
Vascular | Vascular access | Long-term vascular access device | Central venous catheter | Medcomp Inc | 12.5F X 32CM PC SILICONE HEMO-CATH DOUBLE LUMEN | SL32PCE. | Package | DE0011407 | As per HSA registered indication(s)
Vascular | Vascular access | Long-term vascular access device | Central venous catheter | Covidien Pte Ltd(A Medtronic Company) | Palindrome Chronic Dialysis Catheters | 8888145014 | Package | DE0004846 | As per HSA registered indication(s)
Vascular | Vascular access | Long-term vascular access device | Central venous catheter | Covidien Pte Ltd(A Medtronic Company) | Palindrome Chronic Dialysis Catheters | 8888145015 | Package | DE0004846 | As per HSA registered indication(s)
Vascular | Vascular access | Long-term vascular access device | Central venous catheter | Covidien Pte Ltd(A Medtronic Company) | Palindrome Chronic Dialysis Catheters | 8888145016 | Package | DE0004846 | As per HSA registered indication(s)
Vascular | Vascular access | Long-term vascular access device | Central venous catheter | Covidien Pte Ltd(A Medtronic Company) | Palindrome Chronic Dialysis Catheters | 8888145017 | Package | DE0004846 | As per HSA registered indication(s)
Vascular | Vascular access | Long-term vascular access device | Central venous catheter | Covidien Pte Ltd(A Medtronic Company) | Palindrome Chronic Dialysis Catheters | 8888145018 | Package | DE0004846 | As per HSA registered indication(s)
Vascular | Vascular access | Long-term vascular access device | Central venous catheter | Covidien Pte Ltd(A Medtronic Company) | Palindrome with Tal VenaTrac Insertion Stylets | 8888145039 | Package | DE0004846 | As per HSA registered indication(s)
Vascular | Vascular access | Long-term vascular access device | Central venous catheter | Covidien Pte Ltd(A Medtronic Company) | Palindrome with Tal VenaTrac Insertion Stylets | 8888145040 | Package | DE0004846 | As per HSA registered indication(s)
Vascular | Vascular access | Long-term vascular access device | Central venous catheter | Covidien Pte Ltd(A Medtronic Company) | Palindrome with Tal VenaTrac Insertion Stylets | 8888145041 | Package | DE0004846 | As per HSA registered indication(s)
Vascular | Vascular access | Long-term vascular access device | Central venous catheter | Covidien Pte Ltd(A Medtronic Company) | Palindrome with Tal VenaTrac Insertion Stylets | 8888145042 | Package | DE0004846 | As per HSA registered indication(s)
Vascular | Vascular access | Long-term vascular access device | Central venous catheter | Covidien Pte Ltd(A Medtronic Company) | Palindrome Pre-Curved | 8888145058 | Package | DE0004846 | As per HSA registered indication(s)
Vascular | Vascular access | Long-term vascular access device | Central venous catheter | Covidien Pte Ltd(A Medtronic Company) | Palindrome Pre-Curved | 8888145059 | Package | DE0004846 | As per HSA registered indication(s)
Vascular | Vascular access | Long-term vascular access device | Central venous catheter | Covidien Pte Ltd(A Medtronic Company) | Palindrome Pre-Curved | 8888145060 | Package | DE0004846 | As per HSA registered indication(s)
Vascular | Vascular access | Long-term vascular access device | Central venous catheter | Covidien Pte Ltd(A Medtronic Company) | Palindrome Pre-Curved | 8888145061 | Package | DE0004846 | As per HSA registered indication(s)
Vascular | Vascular access | Long-term vascular access device | Central venous catheter | Covidien Pte Ltd(A Medtronic Company) | Palindrome Precision Chronic Dialysis Catheter | 8888145014P | Package | DE0004846 | As per HSA registered indication(s)
Vascular | Vascular access | Long-term vascular access device | Central venous catheter | Covidien Pte Ltd(A Medtronic Company) | Palindrome Precision Chronic Dialysis Catheter | 8888145015P | Package | DE0004846 | As per HSA registered indication(s)
Vascular | Vascular access | Long-term vascular access device | Central venous catheter | Covidien Pte Ltd(A Medtronic Company) | Palindrome Precision Chronic Dialysis Catheter | 8888145016P | Package | DE0004846 | As per HSA registered indication(s)
Vascular | Vascular access | Long-term vascular access device | Central venous catheter | Covidien Pte Ltd(A Medtronic Company) | Palindrome Precision Chronic Dialysis Catheter | 8888145017P | Package | DE0004846 | As per HSA registered indication(s)
Vascular | Vascular access | Long-term vascular access device | Central venous catheter | Covidien Pte Ltd(A Medtronic Company) | Palindrome Precision Chronic Dialysis Catheter | 8888145018P | Package | DE0004846 | As per HSA registered indication(s)
Vascular | Vascular access | Long-term vascular access device | Central venous catheter | Covidien Pte Ltd(A Medtronic Company) | Palindrome Precision with Tal VenaTrac Insertion Stylets | 8888145039P | Package | DE0004846 | As per HSA registered indication(s)
Vascular | Vascular access | Long-term vascular access device | Central venous catheter | Covidien Pte Ltd(A Medtronic Company) | Palindrome Precision with Tal VenaTrac Insertion Stylets | 8888145040P | Package | DE0004846 | As per HSA registered indication(s)
Vascular | Vascular access | Long-term vascular access device | Central venous catheter | Covidien Pte Ltd(A Medtronic Company) | Palindrome Precision with Tal VenaTrac Insertion Stylets | 8888145041P | Package | DE0004846 | As per HSA registered indication(s)
Vascular | Vascular access | Long-term vascular access device | Central venous catheter | Covidien Pte Ltd(A Medtronic Company) | Palindrome Precision with Tal VenaTrac Insertion Stylets | 8888145042P | Package | DE0004846 | As per HSA registered indication(s)
Vascular | Vascular access | Long-term vascular access device | Central venous catheter | Covidien Pte Ltd(A Medtronic Company) | Palindrome Precision Pre-Curved | 8888145058P | Package | DE0004846 | As per HSA registered indication(s)
Vascular | Vascular access | Long-term vascular access device | Central venous catheter | Covidien Pte Ltd(A Medtronic Company) | Palindrome Precision Pre-Curved | 8888145059P | Package | DE0004846 | As per HSA registered indication(s)
Vascular | Vascular access | Long-term vascular access device | Central venous catheter | Covidien Pte Ltd(A Medtronic Company) | Palindrome Precision Pre-Curved | 8888145060P | Package | DE0004846 | As per HSA registered indication(s)
Vascular | Vascular access | Long-term vascular access device | Central venous catheter | Covidien Pte Ltd(A Medtronic Company) | Palindrome Precision Pre-Curved | 8888145061P | Package | DE0004846 | As per HSA registered indication(s)
Vascular | Endovascular aortic repair | Aortic stent graft package | EVAR package - At least 4 stent grafts | Cook Medical | Cook Zenith AAA Package (4 or more stent grafts) | PK2-EVAR-Z-STD-ADD-PIECE-PRIME-PROC | Package | DE0005556, DE0006410, DE0008907, DE0009151, DE0017932 | Patients with abdominal aortic aneurysm (AAA; ruptured or unruptured), who are not suitable for open surgical repair (OSR) and are: 1 symptomatic; OR 2 asymptomatic and with an aneurysm of 5 cm or larger (measured outer-to-outer maximum anterior-posterior aortic diameter); OR 3 asymptomatic and with an aneurysm that has grown by more than 1cm in one year (measured outer-to-outer maximum anterior-posterior aortic diameter); OR 4 presenting with a small aneurysm (less than 5 cm), but who will also require chemotherapy, radiation therapy, or solid organ transplantation (a shared multidisciplinary decision-making approach should be considered to decide on treatment options).
Vascular | Endovascular aortic repair | Aortic stent graft package | EVAR package - At least 4 stent grafts | Medtronic | Endurant II 4x Stent Grafts Bundle | BNSG4ENDURANT | Package | DE0014745, DE0007400, DE0018559, DE0014384 | Patients with abdominal aortic aneurysm (AAA; ruptured or unruptured), who are not suitable for open surgical repair (OSR) and are: 1 symptomatic; OR 2 asymptomatic and with an aneurysm of 5 cm or larger (measured outer-to-outer maximum anterior-posterior aortic diameter); OR 3 asymptomatic and with an aneurysm that has grown by more than 1cm in one year (measured outer-to-outer maximum anterior-posterior aortic diameter); OR 4 presenting with a small aneurysm (less than 5 cm), but who will also require chemotherapy, radiation therapy, or solid organ transplantation (a shared multidisciplinary decision-making approach should be considered to decide on treatment options).
Vascular | Endovascular aortic repair | Aortic stent graft package | EVAR package - 3 stent grafts | Cook Medical | Cook Zenith AAA Package (3 stent grafts) | PK1-EVAR-Z-STD | Package | DE0006410, DE0008907, DE0009151, DE0017932 | Patients with abdominal aortic aneurysm (AAA; ruptured or unruptured), who are not suitable for open surgical repair (OSR) and are: 1 symptomatic; OR 2 asymptomatic and with an aneurysm of 5 cm or larger (measured outer-to-outer maximum anterior-posterior aortic diameter); OR 3 asymptomatic and with an aneurysm that has grown by more than 1cm in one year (measured outer-to-outer maximum anterior-posterior aortic diameter); OR 4 presenting with a small aneurysm (less than 5 cm), but who will also require chemotherapy, radiation therapy, or solid organ transplantation (a shared multidisciplinary decision-making approach should be considered to decide on treatment options).
Vascular | Endovascular aortic repair | Aortic stent graft package | EVAR package - 3 stent grafts | Medtronic | Endurant II 3x Stent Grafts Bundle | BNSG3ENDURANT | Package | DE0014745, DE0007400, DE0018559, DE0014384 | Patients with abdominal aortic aneurysm (AAA; ruptured or unruptured), who are not suitable for open surgical repair (OSR) and are: 1 symptomatic; OR 2 asymptomatic and with an aneurysm of 5 cm or larger (measured outer-to-outer maximum anterior-posterior aortic diameter); OR 3 asymptomatic and with an aneurysm that has grown by more than 1cm in one year (measured outer-to-outer maximum anterior-posterior aortic diameter); OR 4 presenting with a small aneurysm (less than 5 cm), but who will also require chemotherapy, radiation therapy, or solid organ transplantation (a shared multidisciplinary decision-making approach should be considered to decide on treatment options).
Vascular | Endovascular aortic repair | Aortic stent graft package | Additional AAA stent graft package - 1 stent graft | Cook Medical | Cook Zenith AAA Additional Piece Package | PK3-EVAR-ADD-PIECE-PRIME-PROC | Package | DE0005556, DE0006410, DE0008907, DE0009151, DE0017932 | Patients with abdominal aortic aneurysm (AAA; ruptured or unruptured), who are not suitable for open surgical repair (OSR) and are: 1 symptomatic; OR 2 asymptomatic and with an aneurysm of 5 cm or larger (measured outer-to-outer maximum anterior-posterior aortic diameter); OR 3 asymptomatic and with an aneurysm that has grown by more than 1cm in one year (measured outer-to-outer maximum anterior-posterior aortic diameter); OR 4 presenting with a small aneurysm (less than 5 cm), but who will also require chemotherapy, radiation therapy, or solid organ transplantation (a shared multidisciplinary decision-making approach should be considered to decide on treatment options).
Vascular | Endovascular aortic repair | Aortic stent graft package | Additional AAA stent graft package - 1 stent graft | Medtronic | Endurant II 1x Stent Graft Bundle | BNSG1ENDURANT | Package | DE0014745 | Patients with abdominal aortic aneurysm (AAA; ruptured or unruptured), who are not suitable for open surgical repair (OSR) and are: 1 symptomatic; OR 2 asymptomatic and with an aneurysm of 5 cm or larger (measured outer-to-outer maximum anterior-posterior aortic diameter); OR 3 asymptomatic and with an aneurysm that has grown by more than 1cm in one year (measured outer-to-outer maximum anterior-posterior aortic diameter); OR 4 presenting with a small aneurysm (less than 5 cm), but who will also require chemotherapy, radiation therapy, or solid organ transplantation (a shared multidisciplinary decision-making approach should be considered to decide on treatment options).
Vascular | Endovascular aortic repair | Aortic stent graft package | TEVAR package | Cook Medical | Cook Zenith TAA Package | PK1-TEVAR-Z-STD | Package | DE0006082, DE0014614, DE0014956, DE0017933 | 1 Patients with thoracic aortic aneurysm (TAA; ruptured or unruptured) who are not suitable for OSR and are: 1.1 symptomatic; OR 1.2 asymptomatic and with an aneurysm of 5.5 cm or larger (measured outer-to-outer maximum anterior-posterior aortic diameter); OR 1.3 asymptomatic and with an aneurysm that has grown by more than 1 cm in one year (measured outer-to-outer maximum anterior-posterior aortic diameter). 2 Patients with type B aortic dissection (TBAD) with suitable anatomy for TEVAR and the TBAD is: 2.1 Complicated (presence of malperfusion syndrome or rupture) hyperacute (less than 24 hours), acute (1 to 14 days), or subacute (15 to 90 days); OR 2.2 Uncomplicated with high-risk features (refractory pain, refractory hypertension, bloody pleural effusion, aortic diameter of more than 40 mm, imaging evidence of malperfusion, entry tear on lesser curvature, or false lumen of more than 22 mm). 3 Patients with traumatic aortic injury who do not have contraindications to endovascular repair.
Vascular | Endovascular aortic repair | Aortic stent graft package | TEVAR package | Medtronic | Valiant 3x Stent Grafts Bundle | BNSG3VALIANT | Package | DE0007571, DE0018559, DE0014384 | 1 Patients with thoracic aortic aneurysm (TAA; ruptured or unruptured) who are not suitable for OSR and are: 1.1 symptomatic; OR 1.2 asymptomatic and with an aneurysm of 5.5 cm or larger (measured outer-to-outer maximum anterior-posterior aortic diameter); OR 1.3 asymptomatic and with an aneurysm that has grown by more than 1 cm in one year (measured outer-to-outer maximum anterior-posterior aortic diameter). 2 Patients with type B aortic dissection (TBAD) with suitable anatomy for TEVAR and the TBAD is: 2.1 Complicated (presence of malperfusion syndrome or rupture) hyperacute (less than 24 hours), acute (1 to 14 days), or subacute (15 to 90 days); OR 2.2 Uncomplicated with high-risk features (refractory pain, refractory hypertension, bloody pleural effusion, aortic diameter of more than 40 mm, imaging evidence of malperfusion, entry tear on lesser curvature, or false lumen of more than 22 mm). 3 Patients with traumatic aortic injury who do not have contraindications to endovascular repair.
Vascular | Endovascular aortic repair | Aortic stent graft package | Additional TAA stent graft package - 1 stent graft | Cook Medical | Cook Zenith TAA Additional Piece Package | PK2-TEVAR-ADD-PIECE-PRIME-PROC | Package | DE0006082, DE0014614, DE0014956, DE0017933 | 1 Patients with thoracic aortic aneurysm (TAA; ruptured or unruptured) who are not suitable for OSR and are: 1.1 symptomatic; OR 1.2 asymptomatic and with an aneurysm of 5.5 cm or larger (measured outer-to-outer maximum anterior-posterior aortic diameter); OR 1.3 asymptomatic and with an aneurysm that has grown by more than 1 cm in one year (measured outer-to-outer maximum anterior-posterior aortic diameter). 2 Patients with type B aortic dissection (TBAD) with suitable anatomy for TEVAR and the TBAD is: 2.1 Complicated (presence of malperfusion syndrome or rupture) hyperacute (less than 24 hours), acute (1 to 14 days), or subacute (15 to 90 days); OR 2.2 Uncomplicated with high-risk features (refractory pain, refractory hypertension, bloody pleural effusion, aortic diameter of more than 40 mm, imaging evidence of malperfusion, entry tear on lesser curvature, or false lumen of more than 22 mm). 3 Patients with traumatic aortic injury who do not have contraindications to endovascular repair.
Vascular | Endovascular aortic repair | Aortic stent graft package | Additional TAA stent graft package - 1 stent graft | Medtronic | Valiant 1x Stent Grafts Bundle | BNSG1VALIANT | Package | DE0007571 | 1 Patients with thoracic aortic aneurysm (TAA; ruptured or unruptured) who are not suitable for OSR and are: 1.1 symptomatic; OR 1.2 asymptomatic and with an aneurysm of 5.5 cm or larger (measured outer-to-outer maximum anterior-posterior aortic diameter); OR 1.3 asymptomatic and with an aneurysm that has grown by more than 1 cm in one year (measured outer-to-outer maximum anterior-posterior aortic diameter). 2 Patients with type B aortic dissection (TBAD) with suitable anatomy for TEVAR and the TBAD is: 2.1 Complicated (presence of malperfusion syndrome or rupture) hyperacute (less than 24 hours), acute (1 to 14 days), or subacute (15 to 90 days); OR 2.2 Uncomplicated with high-risk features (refractory pain, refractory hypertension, bloody pleural effusion, aortic diameter of more than 40 mm, imaging evidence of malperfusion, entry tear on lesser curvature, or false lumen of more than 22 mm). 3 Patients with traumatic aortic injury who do not have contraindications to endovascular repair.
Vascular | Endovascular aortic repair | Aortic stent graft package | TAAA repair or fenestrated EVAR package | Cook Medical | Cook Zenith Advance Package | PK3-TEVAR-TAAA-Z-ADV | Package | DE0000333, DE0006082, DE0009151, DE0014614, DE0014956, DE0017932, DE0017933, DE0018507, DE0505572 | Patients with thoraco-abdominal aortic aneurysm (TAAA) who are not suitable for OSR and are: 1 symptomatic; OR 2 asymptomatic and with an aneurysm of 5.5 cm or larger (measured outer-to-outer maximum anterior-posterior aortic diameter); OR 3 asymptomatic and with an aneurysm that has grown by more than 1 cm in one year (measured outer-to-outer maximum anterior-posterior aortic diameter).
Vascular | Endovascular aortic repair | Aortic stent graft package | TAAA repair or fenestrated EVAR package | Jotec GmbH | Jotec E-nside TAAA Multibranch Stent Graft System Package | CRYOTAAAEND22K | Package | DE0506681 | Patients with thoraco-abdominal aortic aneurysm (TAAA) who are not suitable for OSR and are: 1 symptomatic; OR 2 asymptomatic and with an aneurysm of 5.5 cm or larger (measured outer-to-outer maximum anterior-posterior aortic diameter); OR 3 asymptomatic and with an aneurysm that has grown by more than 1 cm in one year (measured outer-to-outer maximum anterior-posterior aortic diameter).
Vascular | Endovascular aortic repair | Coarctation of aorta (CoA) repair | CoA repair stent graft | Bentley Innomed | Begraft Aortic Stent Graft System | BGA 1912_1 | Standalone | DE0501598 | As per HSA registered indication(s)
Vascular | Endovascular aortic repair | Coarctation of aorta (CoA) repair | CoA repair stent graft | Bentley Innomed | Begraft Aortic Stent Graft System | BGA 2912_1 | Standalone | DE0501598 | As per HSA registered indication(s)
Vascular | Endovascular aortic repair | Coarctation of aorta (CoA) repair | CoA repair stent graft | Bentley Innomed | Begraft Aortic Stent Graft System | BGA 3912_1 | Standalone | DE0501598 | As per HSA registered indication(s)
Vascular | Endovascular aortic repair | Coarctation of aorta (CoA) repair | CoA repair stent graft | Bentley Innomed | Begraft Aortic Stent Graft System | BGA 4912_1 | Standalone | DE0501598 | As per HSA registered indication(s)
Vascular | Endovascular aortic repair | Coarctation of aorta (CoA) repair | CoA repair stent graft | Bentley Innomed | Begraft Aortic Stent Graft System | BGA 5912_1 | Standalone | DE0501598 | As per HSA registered indication(s)
Vascular | Endovascular aortic repair | Coarctation of aorta (CoA) repair | CoA repair stent graft | Bentley Innomed | Begraft Aortic Stent Graft System | BGA 1914_1 | Standalone | DE0501598 | As per HSA registered indication(s)
Vascular | Endovascular aortic repair | Coarctation of aorta (CoA) repair | CoA repair stent graft | Bentley Innomed | Begraft Aortic Stent Graft System | BGA 2914_1 | Standalone | DE0501598 | As per HSA registered indication(s)
Vascular | Endovascular aortic repair | Coarctation of aorta (CoA) repair | CoA repair stent graft | Bentley Innomed | Begraft Aortic Stent Graft System | BGA 3914_1 | Standalone | DE0501598 | As per HSA registered indication(s)
Vascular | Endovascular aortic repair | Coarctation of aorta (CoA) repair | CoA repair stent graft | Bentley Innomed | Begraft Aortic Stent Graft System | BGA 4914_1 | Standalone | DE0501598 | As per HSA registered indication(s)
Vascular | Endovascular aortic repair | Coarctation of aorta (CoA) repair | CoA repair stent graft | Bentley Innomed | Begraft Aortic Stent Graft System | BGA 5914_1 | Standalone | DE0501598 | As per HSA registered indication(s)
Vascular | Endovascular aortic repair | Coarctation of aorta (CoA) repair | CoA repair stent graft | Bentley Innomed | Begraft Aortic Stent Graft System | BGA 1916_1 | Standalone | DE0501598 | As per HSA registered indication(s)
Vascular | Endovascular aortic repair | Coarctation of aorta (CoA) repair | CoA repair stent graft | Bentley Innomed | Begraft Aortic Stent Graft System | BGA 2916_1 | Standalone | DE0501598 | As per HSA registered indication(s)
Vascular | Endovascular aortic repair | Coarctation of aorta (CoA) repair | CoA repair stent graft | Bentley Innomed | Begraft Aortic Stent Graft System | BGA 3816_1 | Standalone | DE0501598 | As per HSA registered indication(s)
Vascular | Endovascular aortic repair | Coarctation of aorta (CoA) repair | CoA repair stent graft | Bentley Innomed | Begraft Aortic Stent Graft System | BGA 4816_1 | Standalone | DE0501598 | As per HSA registered indication(s)
Vascular | Endovascular aortic repair | Coarctation of aorta (CoA) repair | CoA repair stent graft | Bentley Innomed | Begraft Aortic Stent Graft System | BGA 5816_1 | Standalone | DE0501598 | As per HSA registered indication(s)
Vascular | Endovascular aortic repair | Coarctation of aorta (CoA) repair | CoA repair stent graft | Bentley Innomed | Begraft Aortic Stent Graft System | BGA 1912_2 | Standalone | DE0501598 | As per HSA registered indication(s)
Vascular | Endovascular aortic repair | Coarctation of aorta (CoA) repair | CoA repair stent graft | Bentley Innomed | Begraft Aortic Stent Graft System | BGA 2912_2 | Standalone | DE0501598 | As per HSA registered indication(s)
Vascular | Endovascular aortic repair | Coarctation of aorta (CoA) repair | CoA repair stent graft | Bentley Innomed | Begraft Aortic Stent Graft System | BGA 3912_2 | Standalone | DE0501598 | As per HSA registered indication(s)
Vascular | Endovascular aortic repair | Coarctation of aorta (CoA) repair | CoA repair stent graft | Bentley Innomed | Begraft Aortic Stent Graft System | BGA 4912_2 | Standalone | DE0501598 | As per HSA registered indication(s)
Vascular | Endovascular aortic repair | Coarctation of aorta (CoA) repair | CoA repair stent graft | Bentley Innomed | Begraft Aortic Stent Graft System | BGA 5912_2 | Standalone | DE0501598 | As per HSA registered indication(s)
Vascular | Endovascular aortic repair | Coarctation of aorta (CoA) repair | CoA repair stent graft | Bentley Innomed | Begraft Aortic Stent Graft System | BGA 1914_2 | Standalone | DE0501598 | As per HSA registered indication(s)
Vascular | Endovascular aortic repair | Coarctation of aorta (CoA) repair | CoA repair stent graft | Bentley Innomed | Begraft Aortic Stent Graft System | BGA 2914_2 | Standalone | DE0501598 | As per HSA registered indication(s)
Vascular | Endovascular aortic repair | Coarctation of aorta (CoA) repair | CoA repair stent graft | Bentley Innomed | Begraft Aortic Stent Graft System | BGA 3914_2 | Standalone | DE0501598 | As per HSA registered indication(s)
Vascular | Endovascular aortic repair | Coarctation of aorta (CoA) repair | CoA repair stent graft | Bentley Innomed | Begraft Aortic Stent Graft System | BGA 4914_2 | Standalone | DE0501598 | As per HSA registered indication(s)
Vascular | Endovascular aortic repair | Coarctation of aorta (CoA) repair | CoA repair stent graft | Bentley Innomed | Begraft Aortic Stent Graft System | BGA 5914_2 | Standalone | DE0501598 | As per HSA registered indication(s)
Vascular | Endovascular aortic repair | Coarctation of aorta (CoA) repair | CoA repair stent graft | Bentley Innomed | Begraft Aortic Stent Graft System | BGA 1916_2 | Standalone | DE0501598 | As per HSA registered indication(s)
Vascular | Endovascular aortic repair | Coarctation of aorta (CoA) repair | CoA repair stent graft | Bentley Innomed | Begraft Aortic Stent Graft System | BGA 2916_2 | Standalone | DE0501598 | As per HSA registered indication(s)
Vascular | Endovascular aortic repair | Coarctation of aorta (CoA) repair | CoA repair stent graft | Bentley Innomed | Begraft Aortic Stent Graft System | BGA 3816_2 | Standalone | DE0501598 | As per HSA registered indication(s)
Vascular | Endovascular aortic repair | Coarctation of aorta (CoA) repair | CoA repair stent graft | Bentley Innomed | Begraft Aortic Stent Graft System | BGA 4816_2 | Standalone | DE0501598 | As per HSA registered indication(s)
Vascular | Endovascular aortic repair | Coarctation of aorta (CoA) repair | CoA repair stent graft | Bentley Innomed | Begraft Aortic Stent Graft System | BGA 5816_2 | Standalone | DE0501598 | As per HSA registered indication(s)
Vascular | Endovascular aortic repair | Coarctation of aorta (CoA) repair | CoA repair stent graft | Bentley Innomed | Begraft Aortic Stent Graft System | BGA 2918_2 | Standalone | DE0501598 | As per HSA registered indication(s)
Vascular | Endovascular aortic repair | Coarctation of aorta (CoA) repair | CoA repair stent graft | Bentley Innomed | Begraft Aortic Stent Graft System | BGA 3818_2 | Standalone | DE0501598 | As per HSA registered indication(s)
Vascular | Endovascular aortic repair | Coarctation of aorta (CoA) repair | CoA repair stent graft | Bentley Innomed | Begraft Aortic Stent Graft System | BGA 4818_2 | Standalone | DE0501598 | As per HSA registered indication(s)
Vascular | Endovascular aortic repair | Coarctation of aorta (CoA) repair | CoA repair stent graft | Bentley Innomed | Begraft Aortic Stent Graft System | BGA 2720_2 | Standalone | DE0501598 | As per HSA registered indication(s)
Vascular | Endovascular aortic repair | Coarctation of aorta (CoA) repair | CoA repair stent graft | Bentley Innomed | Begraft Aortic Stent Graft System | BGA 3720_2 | Standalone | DE0501598 | As per HSA registered indication(s)
Vascular | Endovascular aortic repair | Coarctation of aorta (CoA) repair | CoA repair stent graft | Bentley Innomed | Begraft Aortic Stent Graft System | BGA 4820_2 | Standalone | DE0501598 | As per HSA registered indication(s)
Vascular | Endovascular aortic repair | Coarctation of aorta (CoA) repair | CoA repair stent graft | Bentley Innomed | Begraft Aortic Stent Graft System | BGA 3722_2 | Standalone | DE0501598 | As per HSA registered indication(s)
Vascular | Endovascular aortic repair | Coarctation of aorta (CoA) repair | CoA repair stent graft | Bentley Innomed | Begraft Aortic Stent Graft System | BGA 4822_2 | Standalone | DE0501598 | As per HSA registered indication(s)
Vascular | Endovascular aortic repair | Coarctation of aorta (CoA) repair | CoA repair stent graft | Bentley Innomed | Begraft Aortic Stent Graft System | BGA 3724_2 | Standalone | DE0501598 | As per HSA registered indication(s)
Vascular | Endovascular aortic repair | Coarctation of aorta (CoA) repair | CoA repair stent graft | Bentley Innomed | Begraft Aortic Stent Graft System | BGA 4824_2 | Standalone | DE0501598 | As per HSA registered indication(s)
Ophthalmic | Intraocular lens replacement | Intraocular lens (IOL) | Monofocal posterior chamber IOL | Alcon | AcrySof ASPHERIC UV Absorbing IOL | SA60WF (+6.0) | Standalone | DE0017841 | As per HSA registration, except multi-piece monofocal posterior chamber intraocular lenses which may be subsidised for patients who: 1. Have high or very high myopia where single-piece foldable IOLs are not appropriate; or 2. Have inadequate capsular or zonular support such as posterior capsular or zonular defects
Ophthalmic | Intraocular lens replacement | Intraocular lens (IOL) | Monofocal posterior chamber IOL | Alcon | AcrySof ASPHERIC UV Absorbing IOL | SA60WF (+6.5) | Standalone | DE0017841 | As per HSA registration, except multi-piece monofocal posterior chamber intraocular lenses which may be subsidised for patients who: 1. Have high or very high myopia where single-piece foldable IOLs are not appropriate; or 2. Have inadequate capsular or zonular support such as posterior capsular or zonular defects
Ophthalmic | Intraocular lens replacement | Intraocular lens (IOL) | Monofocal posterior chamber IOL | Alcon | AcrySof ASPHERIC UV Absorbing IOL | SA60WF (+7.0) | Standalone | DE0017841 | As per HSA registration, except multi-piece monofocal posterior chamber intraocular lenses which may be subsidised for patients who: 1. Have high or very high myopia where single-piece foldable IOLs are not appropriate; or 2. Have inadequate capsular or zonular support such as posterior capsular or zonular defects
Ophthalmic | Intraocular lens replacement | Intraocular lens (IOL) | Monofocal posterior chamber IOL | Alcon | AcrySof ASPHERIC UV Absorbing IOL | SA60WF (+7.5) | Standalone | DE0017841 | As per HSA registration, except multi-piece monofocal posterior chamber intraocular lenses which may be subsidised for patients who: 1. Have high or very high myopia where single-piece foldable IOLs are not appropriate; or 2. Have inadequate capsular or zonular support such as posterior capsular or zonular defects
Ophthalmic | Intraocular lens replacement | Intraocular lens (IOL) | Monofocal posterior chamber IOL | Alcon | AcrySof ASPHERIC UV Absorbing IOL | SA60WF (+8.0) | Standalone | DE0017841 | As per HSA registration, except multi-piece monofocal posterior chamber intraocular lenses which may be subsidised for patients who: 1. Have high or very high myopia where single-piece foldable IOLs are not appropriate; or 2. Have inadequate capsular or zonular support such as posterior capsular or zonular defects
Ophthalmic | Intraocular lens replacement | Intraocular lens (IOL) | Monofocal posterior chamber IOL | Alcon | AcrySof ASPHERIC UV Absorbing IOL | SA60WF (+8.5) | Standalone | DE0017841 | As per HSA registration, except multi-piece monofocal posterior chamber intraocular lenses which may be subsidised for patients who: 1. Have high or very high myopia where single-piece foldable IOLs are not appropriate; or 2. Have inadequate capsular or zonular support such as posterior capsular or zonular defects
Ophthalmic | Intraocular lens replacement | Intraocular lens (IOL) | Monofocal posterior chamber IOL | Alcon | AcrySof ASPHERIC UV Absorbing IOL | SA60WF (+9.0) | Standalone | DE0017841 | As per HSA registration, except multi-piece monofocal posterior chamber intraocular lenses which may be subsidised for patients who: 1. Have high or very high myopia where single-piece foldable IOLs are not appropriate; or 2. Have inadequate capsular or zonular support such as posterior capsular or zonular defects
Ophthalmic | Intraocular lens replacement | Intraocular lens (IOL) | Monofocal posterior chamber IOL | Alcon | AcrySof ASPHERIC UV Absorbing IOL | SA60WF (+9.5) | Standalone | DE0017841 | As per HSA registration, except multi-piece monofocal posterior chamber intraocular lenses which may be subsidised for patients who: 1. Have high or very high myopia where single-piece foldable IOLs are not appropriate; or 2. Have inadequate capsular or zonular support such as posterior capsular or zonular defects
Ophthalmic | Intraocular lens replacement | Intraocular lens (IOL) | Monofocal posterior chamber IOL | Alcon | AcrySof ASPHERIC UV Absorbing IOL | SA60WF (+10.0) | Standalone | DE0017841 | As per HSA registration, except multi-piece monofocal posterior chamber intraocular lenses which may be subsidised for patients who: 1. Have high or very high myopia where single-piece foldable IOLs are not appropriate; or 2. Have inadequate capsular or zonular support such as posterior capsular or zonular defects
Ophthalmic | Intraocular lens replacement | Intraocular lens (IOL) | Monofocal posterior chamber IOL | Alcon | AcrySof ASPHERIC UV Absorbing IOL | SA60WF (+10.5) | Standalone | DE0017841 | As per HSA registration, except multi-piece monofocal posterior chamber intraocular lenses which may be subsidised for patients who: 1. Have high or very high myopia where single-piece foldable IOLs are not appropriate; or 2. Have inadequate capsular or zonular support such as posterior capsular or zonular defects
Ophthalmic | Intraocular lens replacement | Intraocular lens (IOL) | Monofocal posterior chamber IOL | Alcon | AcrySof ASPHERIC UV Absorbing IOL | SA60WF (+11.0) | Standalone | DE0017841 | As per HSA registration, except multi-piece monofocal posterior chamber intraocular lenses which may be subsidised for patients who: 1. Have high or very high myopia where single-piece foldable IOLs are not appropriate; or 2. Have inadequate capsular or zonular support such as posterior capsular or zonular defects
Ophthalmic | Intraocular lens replacement | Intraocular lens (IOL) | Monofocal posterior chamber IOL | Alcon | AcrySof ASPHERIC UV Absorbing IOL | SA60WF (+11.5) | Standalone | DE0017841 | As per HSA registration, except multi-piece monofocal posterior chamber intraocular lenses which may be subsidised for patients who: 1. Have high or very high myopia where single-piece foldable IOLs are not appropriate; or 2. Have inadequate capsular or zonular support such as posterior capsular or zonular defects
Ophthalmic | Intraocular lens replacement | Intraocular lens (IOL) | Monofocal posterior chamber IOL | Alcon | AcrySof ASPHERIC UV Absorbing IOL | SA60WF (+12.0) | Standalone | DE0017841 | As per HSA registration, except multi-piece monofocal posterior chamber intraocular lenses which may be subsidised for patients who: 1. Have high or very high myopia where single-piece foldable IOLs are not appropriate; or 2. Have inadequate capsular or zonular support such as posterior capsular or zonular defects
Ophthalmic | Intraocular lens replacement | Intraocular lens (IOL) | Monofocal posterior chamber IOL | Alcon | AcrySof ASPHERIC UV Absorbing IOL | SA60WF (+12.5) | Standalone | DE0017841 | As per HSA registration, except multi-piece monofocal posterior chamber intraocular lenses which may be subsidised for patients who: 1. Have high or very high myopia where single-piece foldable IOLs are not appropriate; or 2. Have inadequate capsular or zonular support such as posterior capsular or zonular defects
Ophthalmic | Intraocular lens replacement | Intraocular lens (IOL) | Monofocal posterior chamber IOL | Alcon | AcrySof ASPHERIC UV Absorbing IOL | SA60WF (+13.0) | Standalone | DE0017841 | As per HSA registration, except multi-piece monofocal posterior chamber intraocular lenses which may be subsidised for patients who: 1. Have high or very high myopia where single-piece foldable IOLs are not appropriate; or 2. Have inadequate capsular or zonular support such as posterior capsular or zonular defects
Ophthalmic | Intraocular lens replacement | Intraocular lens (IOL) | Monofocal posterior chamber IOL | Alcon | AcrySof ASPHERIC UV Absorbing IOL | SA60WF (+13.5) | Standalone | DE0017841 | As per HSA registration, except multi-piece monofocal posterior chamber intraocular lenses which may be subsidised for patients who: 1. Have high or very high myopia where single-piece foldable IOLs are not appropriate; or 2. Have inadequate capsular or zonular support such as posterior capsular or zonular defects
Ophthalmic | Intraocular lens replacement | Intraocular lens (IOL) | Monofocal posterior chamber IOL | Alcon | AcrySof ASPHERIC UV Absorbing IOL | SA60WF (+14.0) | Standalone | DE0017841 | As per HSA registration, except multi-piece monofocal posterior chamber intraocular lenses which may be subsidised for patients who: 1. Have high or very high myopia where single-piece foldable IOLs are not appropriate; or 2. Have inadequate capsular or zonular support such as posterior capsular or zonular defects
Ophthalmic | Intraocular lens replacement | Intraocular lens (IOL) | Monofocal posterior chamber IOL | Alcon | AcrySof ASPHERIC UV Absorbing IOL | SA60WF (+14.5) | Standalone | DE0017841 | As per HSA registration, except multi-piece monofocal posterior chamber intraocular lenses which may be subsidised for patients who: 1. Have high or very high myopia where single-piece foldable IOLs are not appropriate; or 2. Have inadequate capsular or zonular support such as posterior capsular or zonular defects
Ophthalmic | Intraocular lens replacement | Intraocular lens (IOL) | Monofocal posterior chamber IOL | Alcon | AcrySof ASPHERIC UV Absorbing IOL | SA60WF (+15.0) | Standalone | DE0017841 | As per HSA registration, except multi-piece monofocal posterior chamber intraocular lenses which may be subsidised for patients who: 1. Have high or very high myopia where single-piece foldable IOLs are not appropriate; or 2. Have inadequate capsular or zonular support such as posterior capsular or zonular defects
Ophthalmic | Intraocular lens replacement | Intraocular lens (IOL) | Monofocal posterior chamber IOL | Alcon | AcrySof ASPHERIC UV Absorbing IOL | SA60WF (+15.5) | Standalone | DE0017841 | As per HSA registration, except multi-piece monofocal posterior chamber intraocular lenses which may be subsidised for patients who: 1. Have high or very high myopia where single-piece foldable IOLs are not appropriate; or 2. Have inadequate capsular or zonular support such as posterior capsular or zonular defects
Ophthalmic | Intraocular lens replacement | Intraocular lens (IOL) | Monofocal posterior chamber IOL | Alcon | AcrySof ASPHERIC UV Absorbing IOL | SA60WF (+16.0) | Standalone | DE0017841 | As per HSA registration, except multi-piece monofocal posterior chamber intraocular lenses which may be subsidised for patients who: 1. Have high or very high myopia where single-piece foldable IOLs are not appropriate; or 2. Have inadequate capsular or zonular support such as posterior capsular or zonular defects
Ophthalmic | Intraocular lens replacement | Intraocular lens (IOL) | Monofocal posterior chamber IOL | Alcon | AcrySof ASPHERIC UV Absorbing IOL | SA60WF (+16.5) | Standalone | DE0017841 | As per HSA registration, except multi-piece monofocal posterior chamber intraocular lenses which may be subsidised for patients who: 1. Have high or very high myopia where single-piece foldable IOLs are not appropriate; or 2. Have inadequate capsular or zonular support such as posterior capsular or zonular defects
Ophthalmic | Intraocular lens replacement | Intraocular lens (IOL) | Monofocal posterior chamber IOL | Alcon | AcrySof ASPHERIC UV Absorbing IOL | SA60WF (+17.0) | Standalone | DE0017841 | As per HSA registration, except multi-piece monofocal posterior chamber intraocular lenses which may be subsidised for patients who: 1. Have high or very high myopia where single-piece foldable IOLs are not appropriate; or 2. Have inadequate capsular or zonular support such as posterior capsular or zonular defects
Ophthalmic | Intraocular lens replacement | Intraocular lens (IOL) | Monofocal posterior chamber IOL | Alcon | AcrySof ASPHERIC UV Absorbing IOL | SA60WF (+17.5) | Standalone | DE0017841 | As per HSA registration, except multi-piece monofocal posterior chamber intraocular lenses which may be subsidised for patients who: 1. Have high or very high myopia where single-piece foldable IOLs are not appropriate; or 2. Have inadequate capsular or zonular support such as posterior capsular or zonular defects
Ophthalmic | Intraocular lens replacement | Intraocular lens (IOL) | Monofocal posterior chamber IOL | Alcon | AcrySof ASPHERIC UV Absorbing IOL | SA60WF (+18.0) | Standalone | DE0017841 | As per HSA registration, except multi-piece monofocal posterior chamber intraocular lenses which may be subsidised for patients who: 1. Have high or very high myopia where single-piece foldable IOLs are not appropriate; or 2. Have inadequate capsular or zonular support such as posterior capsular or zonular defects
Ophthalmic | Intraocular lens replacement | Intraocular lens (IOL) | Monofocal posterior chamber IOL | Alcon | AcrySof ASPHERIC UV Absorbing IOL | SA60WF (+18.5) | Standalone | DE0017841 | As per HSA registration, except multi-piece monofocal posterior chamber intraocular lenses which may be subsidised for patients who: 1. Have high or very high myopia where single-piece foldable IOLs are not appropriate; or 2. Have inadequate capsular or zonular support such as posterior capsular or zonular defects
Ophthalmic | Intraocular lens replacement | Intraocular lens (IOL) | Monofocal posterior chamber IOL | Alcon | AcrySof ASPHERIC UV Absorbing IOL | SA60WF (+19.0) | Standalone | DE0017841 | As per HSA registration, except multi-piece monofocal posterior chamber intraocular lenses which may be subsidised for patients who: 1. Have high or very high myopia where single-piece foldable IOLs are not appropriate; or 2. Have inadequate capsular or zonular support such as posterior capsular or zonular defects
Ophthalmic | Intraocular lens replacement | Intraocular lens (IOL) | Monofocal posterior chamber IOL | Alcon | AcrySof ASPHERIC UV Absorbing IOL | SA60WF (+19.5) | Standalone | DE0017841 | As per HSA registration, except multi-piece monofocal posterior chamber intraocular lenses which may be subsidised for patients who: 1. Have high or very high myopia where single-piece foldable IOLs are not appropriate; or 2. Have inadequate capsular or zonular support such as posterior capsular or zonular defects
Ophthalmic | Intraocular lens replacement | Intraocular lens (IOL) | Monofocal posterior chamber IOL | Alcon | AcrySof ASPHERIC UV Absorbing IOL | SA60WF (+20.0) | Standalone | DE0017841 | As per HSA registration, except multi-piece monofocal posterior chamber intraocular lenses which may be subsidised for patients who: 1. Have high or very high myopia where single-piece foldable IOLs are not appropriate; or 2. Have inadequate capsular or zonular support such as posterior capsular or zonular defects
Ophthalmic | Intraocular lens replacement | Intraocular lens (IOL) | Monofocal posterior chamber IOL | Alcon | AcrySof ASPHERIC UV Absorbing IOL | SA60WF (+20.5) | Standalone | DE0017841 | As per HSA registration, except multi-piece monofocal posterior chamber intraocular lenses which may be subsidised for patients who: 1. Have high or very high myopia where single-piece foldable IOLs are not appropriate; or 2. Have inadequate capsular or zonular support such as posterior capsular or zonular defects
Ophthalmic | Intraocular lens replacement | Intraocular lens (IOL) | Monofocal posterior chamber IOL | Alcon | AcrySof ASPHERIC UV Absorbing IOL | SA60WF (+21.0) | Standalone | DE0017841 | As per HSA registration, except multi-piece monofocal posterior chamber intraocular lenses which may be subsidised for patients who: 1. Have high or very high myopia where single-piece foldable IOLs are not appropriate; or 2. Have inadequate capsular or zonular support such as posterior capsular or zonular defects
Ophthalmic | Intraocular lens replacement | Intraocular lens (IOL) | Monofocal posterior chamber IOL | Alcon | AcrySof ASPHERIC UV Absorbing IOL | SA60WF (+21.5) | Standalone | DE0017841 | As per HSA registration, except multi-piece monofocal posterior chamber intraocular lenses which may be subsidised for patients who: 1. Have high or very high myopia where single-piece foldable IOLs are not appropriate; or 2. Have inadequate capsular or zonular support such as posterior capsular or zonular defects
Ophthalmic | Intraocular lens replacement | Intraocular lens (IOL) | Monofocal posterior chamber IOL | Alcon | AcrySof ASPHERIC UV Absorbing IOL | SA60WF (+22.0) | Standalone | DE0017841 | As per HSA registration, except multi-piece monofocal posterior chamber intraocular lenses which may be subsidised for patients who: 1. Have high or very high myopia where single-piece foldable IOLs are not appropriate; or 2. Have inadequate capsular or zonular support such as posterior capsular or zonular defects
Ophthalmic | Intraocular lens replacement | Intraocular lens (IOL) | Monofocal posterior chamber IOL | Alcon | AcrySof ASPHERIC UV Absorbing IOL | SA60WF (+22.5) | Standalone | DE0017841 | As per HSA registration, except multi-piece monofocal posterior chamber intraocular lenses which may be subsidised for patients who: 1. Have high or very high myopia where single-piece foldable IOLs are not appropriate; or 2. Have inadequate capsular or zonular support such as posterior capsular or zonular defects
Ophthalmic | Intraocular lens replacement | Intraocular lens (IOL) | Monofocal posterior chamber IOL | Alcon | AcrySof ASPHERIC UV Absorbing IOL | SA60WF (+23.0) | Standalone | DE0017841 | As per HSA registration, except multi-piece monofocal posterior chamber intraocular lenses which may be subsidised for patients who: 1. Have high or very high myopia where single-piece foldable IOLs are not appropriate; or 2. Have inadequate capsular or zonular support such as posterior capsular or zonular defects
Ophthalmic | Intraocular lens replacement | Intraocular lens (IOL) | Monofocal posterior chamber IOL | Alcon | AcrySof ASPHERIC UV Absorbing IOL | SA60WF (+23.5) | Standalone | DE0017841 | As per HSA registration, except multi-piece monofocal posterior chamber intraocular lenses which may be subsidised for patients who: 1. Have high or very high myopia where single-piece foldable IOLs are not appropriate; or 2. Have inadequate capsular or zonular support such as posterior capsular or zonular defects
Ophthalmic | Intraocular lens replacement | Intraocular lens (IOL) | Monofocal posterior chamber IOL | Alcon | AcrySof ASPHERIC UV Absorbing IOL | SA60WF (+24.0) | Standalone | DE0017841 | As per HSA registration, except multi-piece monofocal posterior chamber intraocular lenses which may be subsidised for patients who: 1. Have high or very high myopia where single-piece foldable IOLs are not appropriate; or 2. Have inadequate capsular or zonular support such as posterior capsular or zonular defects
Ophthalmic | Intraocular lens replacement | Intraocular lens (IOL) | Monofocal posterior chamber IOL | Alcon | AcrySof ASPHERIC UV Absorbing IOL | SA60WF (+24.5) | Standalone | DE0017841 | As per HSA registration, except multi-piece monofocal posterior chamber intraocular lenses which may be subsidised for patients who: 1. Have high or very high myopia where single-piece foldable IOLs are not appropriate; or 2. Have inadequate capsular or zonular support such as posterior capsular or zonular defects
Ophthalmic | Intraocular lens replacement | Intraocular lens (IOL) | Monofocal posterior chamber IOL | Alcon | AcrySof ASPHERIC UV Absorbing IOL | SA60WF (+25.0) | Standalone | DE0017841 | As per HSA registration, except multi-piece monofocal posterior chamber intraocular lenses which may be subsidised for patients who: 1. Have high or very high myopia where single-piece foldable IOLs are not appropriate; or 2. Have inadequate capsular or zonular support such as posterior capsular or zonular defects
Ophthalmic | Intraocular lens replacement | Intraocular lens (IOL) | Monofocal posterior chamber IOL | Alcon | AcrySof ASPHERIC UV Absorbing IOL | SA60WF (+25.5) | Standalone | DE0017841 | As per HSA registration, except multi-piece monofocal posterior chamber intraocular lenses which may be subsidised for patients who: 1. Have high or very high myopia where single-piece foldable IOLs are not appropriate; or 2. Have inadequate capsular or zonular support such as posterior capsular or zonular defects
Ophthalmic | Intraocular lens replacement | Intraocular lens (IOL) | Monofocal posterior chamber IOL | Alcon | AcrySof ASPHERIC UV Absorbing IOL | SA60WF (+26.0) | Standalone | DE0017841 | As per HSA registration, except multi-piece monofocal posterior chamber intraocular lenses which may be subsidised for patients who: 1. Have high or very high myopia where single-piece foldable IOLs are not appropriate; or 2. Have inadequate capsular or zonular support such as posterior capsular or zonular defects
Ophthalmic | Intraocular lens replacement | Intraocular lens (IOL) | Monofocal posterior chamber IOL | Alcon | AcrySof ASPHERIC UV Absorbing IOL | SA60WF (+26.5) | Standalone | DE0017841 | As per HSA registration, except multi-piece monofocal posterior chamber intraocular lenses which may be subsidised for patients who: 1. Have high or very high myopia where single-piece foldable IOLs are not appropriate; or 2. Have inadequate capsular or zonular support such as posterior capsular or zonular defects
Ophthalmic | Intraocular lens replacement | Intraocular lens (IOL) | Monofocal posterior chamber IOL | Alcon | AcrySof ASPHERIC UV Absorbing IOL | SA60WF (+27.0) | Standalone | DE0017841 | As per HSA registration, except multi-piece monofocal posterior chamber intraocular lenses which may be subsidised for patients who: 1. Have high or very high myopia where single-piece foldable IOLs are not appropriate; or 2. Have inadequate capsular or zonular support such as posterior capsular or zonular defects
Ophthalmic | Intraocular lens replacement | Intraocular lens (IOL) | Monofocal posterior chamber IOL | Alcon | AcrySof ASPHERIC UV Absorbing IOL | SA60WF (+27.5) | Standalone | DE0017841 | As per HSA registration, except multi-piece monofocal posterior chamber intraocular lenses which may be subsidised for patients who: 1. Have high or very high myopia where single-piece foldable IOLs are not appropriate; or 2. Have inadequate capsular or zonular support such as posterior capsular or zonular defects
Ophthalmic | Intraocular lens replacement | Intraocular lens (IOL) | Monofocal posterior chamber IOL | Alcon | AcrySof ASPHERIC UV Absorbing IOL | SA60WF (+28.0) | Standalone | DE0017841 | As per HSA registration, except multi-piece monofocal posterior chamber intraocular lenses which may be subsidised for patients who: 1. Have high or very high myopia where single-piece foldable IOLs are not appropriate; or 2. Have inadequate capsular or zonular support such as posterior capsular or zonular defects
Ophthalmic | Intraocular lens replacement | Intraocular lens (IOL) | Monofocal posterior chamber IOL | Alcon | AcrySof ASPHERIC UV Absorbing IOL | SA60WF (+28.5) | Standalone | DE0017841 | As per HSA registration, except multi-piece monofocal posterior chamber intraocular lenses which may be subsidised for patients who: 1. Have high or very high myopia where single-piece foldable IOLs are not appropriate; or 2. Have inadequate capsular or zonular support such as posterior capsular or zonular defects
Ophthalmic | Intraocular lens replacement | Intraocular lens (IOL) | Monofocal posterior chamber IOL | Alcon | AcrySof ASPHERIC UV Absorbing IOL | SA60WF (+29.0) | Standalone | DE0017841 | As per HSA registration, except multi-piece monofocal posterior chamber intraocular lenses which may be subsidised for patients who: 1. Have high or very high myopia where single-piece foldable IOLs are not appropriate; or 2. Have inadequate capsular or zonular support such as posterior capsular or zonular defects
Ophthalmic | Intraocular lens replacement | Intraocular lens (IOL) | Monofocal posterior chamber IOL | Alcon | AcrySof ASPHERIC UV Absorbing IOL | SA60WF (+29.5) | Standalone | DE0017841 | As per HSA registration, except multi-piece monofocal posterior chamber intraocular lenses which may be subsidised for patients who: 1. Have high or very high myopia where single-piece foldable IOLs are not appropriate; or 2. Have inadequate capsular or zonular support such as posterior capsular or zonular defects
Ophthalmic | Intraocular lens replacement | Intraocular lens (IOL) | Monofocal posterior chamber IOL | Alcon | AcrySof ASPHERIC UV Absorbing IOL | SA60WF (+30.0) | Standalone | DE0017841 | As per HSA registration, except multi-piece monofocal posterior chamber intraocular lenses which may be subsidised for patients who: 1. Have high or very high myopia where single-piece foldable IOLs are not appropriate; or 2. Have inadequate capsular or zonular support such as posterior capsular or zonular defects
Ophthalmic | Intraocular lens replacement | Intraocular lens (IOL) | Monofocal, astigmatism correcting IOL | Bausch and Lomb | enVista Hydrophobic Toric Acrylic Intraocular lens (6.0-30.0 diopters) | MX60T CYL: 5.00D; SPH: 9.00 | Standalone | DE0016024 | Indicated for patients with astigmatism of 2.5 dioptre cylinder (DC) and above in at least 1 eye; where correction of astigmatism is considered clinically necessary
Ophthalmic | Intraocular lens replacement | Intraocular lens (IOL) | Monofocal, astigmatism correcting IOL | Rayner | RayOne EMV Toric +10.0SE+0.75D Cyl | RAO210T (+10.0SE+0.75D Cyl) | Standalone | DE0505958 | Indicated for patients with astigmatism of 2.5 dioptre cylinder (DC) and above in at least 1 eye; where correction of astigmatism is considered clinically necessary
Ophthalmic | Intraocular lens replacement | Intraocular lens (IOL) | Monofocal, astigmatism correcting IOL | Rayner | RayOne EMV Toric +10.0SE+1.5D Cyl | RAO210T (+10.0SE+1.5D Cyl) | Standalone | DE0505958 | Indicated for patients with astigmatism of 2.5 dioptre cylinder (DC) and above in at least 1 eye; where correction of astigmatism is considered clinically necessary
Ophthalmic | Intraocular lens replacement | Intraocular lens (IOL) | Monofocal, astigmatism correcting IOL | Rayner | RayOne EMV Toric +10.0SE+2.25D Cyl | RAO210T (+10.0SE+2.25D Cyl) | Standalone | DE0505958 | Indicated for patients with astigmatism of 2.5 dioptre cylinder (DC) and above in at least 1 eye; where correction of astigmatism is considered clinically necessary
Ophthalmic | Intraocular lens replacement | Intraocular lens (IOL) | Monofocal, astigmatism correcting IOL | Rayner | RayOne EMV Toric +10.0SE+3.0D Cyl | RAO210T (+10.0SE+3.0D Cyl) | Standalone | DE0505958 | Indicated for patients with astigmatism of 2.5 dioptre cylinder (DC) and above in at least 1 eye; where correction of astigmatism is considered clinically necessary
Ophthalmic | Intraocular lens replacement | Intraocular lens (IOL) | Monofocal, astigmatism correcting IOL | Rayner | RayOne EMV Toric +10.0SE+3.75D Cyl | RAO210T (+10.0SE+3.75D Cyl) | Standalone | DE0505958 | Indicated for patients with astigmatism of 2.5 dioptre cylinder (DC) and above in at least 1 eye; where correction of astigmatism is considered clinically necessary
Ophthalmic | Intraocular lens replacement | Intraocular lens (IOL) | Monofocal, astigmatism correcting IOL | Rayner | RayOne EMV Toric +10.0SE+4.5D Cyl | RAO210T (+10.0SE+4.5D Cyl) | Standalone | DE0505958 | Indicated for patients with astigmatism of 2.5 dioptre cylinder (DC) and above in at least 1 eye; where correction of astigmatism is considered clinically necessary
Ophthalmic | Intraocular lens replacement | Intraocular lens (IOL) | Monofocal, astigmatism correcting IOL | Rayner | RayOne EMV Toric +10.5SE+0.75D Cyl | RAO210T (+10.5SE+0.75D Cyl) | Standalone | DE0505958 | Indicated for patients with astigmatism of 2.5 dioptre cylinder (DC) and above in at least 1 eye; where correction of astigmatism is considered clinically necessary
Ophthalmic | Intraocular lens replacement | Intraocular lens (IOL) | Monofocal, astigmatism correcting IOL | Rayner | RayOne EMV Toric +10.5SE+1.5D Cyl | RAO210T (+10.5SE+1.5D Cyl) | Standalone | DE0505958 | Indicated for patients with astigmatism of 2.5 dioptre cylinder (DC) and above in at least 1 eye; where correction of astigmatism is considered clinically necessary
Ophthalmic | Intraocular lens replacement | Intraocular lens (IOL) | Monofocal, astigmatism correcting IOL | Rayner | RayOne EMV Toric +10.5SE+2.25D Cyl | RAO210T (+10.5SE+2.25D Cyl) | Standalone | DE0505958 | Indicated for patients with astigmatism of 2.5 dioptre cylinder (DC) and above in at least 1 eye; where correction of astigmatism is considered clinically necessary
Ophthalmic | Intraocular lens replacement | Intraocular lens (IOL) | Monofocal, astigmatism correcting IOL | Rayner | RayOne EMV Toric +10.5SE+3.0D Cyl | RAO210T (+10.5SE+3.0D Cyl) | Standalone | DE0505958 | Indicated for patients with astigmatism of 2.5 dioptre cylinder (DC) and above in at least 1 eye; where correction of astigmatism is considered clinically necessary
Ophthalmic | Intraocular lens replacement | Intraocular lens (IOL) | Monofocal, astigmatism correcting IOL | Rayner | RayOne EMV Toric +10.5SE+3.75D Cyl | RAO210T (+10.5SE+3.75D Cyl) | Standalone | DE0505958 | Indicated for patients with astigmatism of 2.5 dioptre cylinder (DC) and above in at least 1 eye; where correction of astigmatism is considered clinically necessary
Ophthalmic | Intraocular lens replacement | Intraocular lens (IOL) | Monofocal, astigmatism correcting IOL | Rayner | RayOne EMV Toric +10.5SE+4.5D Cyl | RAO210T (+10.5SE+4.5D Cyl) | Standalone | DE0505958 | Indicated for patients with astigmatism of 2.5 dioptre cylinder (DC) and above in at least 1 eye; where correction of astigmatism is considered clinically necessary
Ophthalmic | Intraocular lens replacement | Intraocular lens (IOL) | Monofocal, astigmatism correcting IOL | Rayner | RayOne EMV Toric +11.0SE+0.75D Cyl | RAO210T (+11.0SE+0.75D Cyl) | Standalone | DE0505958 | Indicated for patients with astigmatism of 2.5 dioptre cylinder (DC) and above in at least 1 eye; where correction of astigmatism is considered clinically necessary
Ophthalmic | Intraocular lens replacement | Intraocular lens (IOL) | Monofocal, astigmatism correcting IOL | Rayner | RayOne EMV Toric +11.0SE+1.5D Cyl | RAO210T (+11.0SE+1.5D Cyl) | Standalone | DE0505958 | Indicated for patients with astigmatism of 2.5 dioptre cylinder (DC) and above in at least 1 eye; where correction of astigmatism is considered clinically necessary
Ophthalmic | Intraocular lens replacement | Intraocular lens (IOL) | Monofocal, astigmatism correcting IOL | Rayner | RayOne EMV Toric +11.0SE+2.25D Cyl | RAO210T (+11.0SE+2.25D Cyl) | Standalone | DE0505958 | Indicated for patients with astigmatism of 2.5 dioptre cylinder (DC) and above in at least 1 eye; where correction of astigmatism is considered clinically necessary
Ophthalmic | Intraocular lens replacement | Intraocular lens (IOL) | Monofocal, astigmatism correcting IOL | Rayner | RayOne EMV Toric +11.0SE+3.0D Cyl | RAO210T (+11.0SE+3.0D Cyl) | Standalone | DE0505958 | Indicated for patients with astigmatism of 2.5 dioptre cylinder (DC) and above in at least 1 eye; where correction of astigmatism is considered clinically necessary
Ophthalmic | Intraocular lens replacement | Intraocular lens (IOL) | Monofocal, astigmatism correcting IOL | Rayner | RayOne EMV Toric +11.0SE+3.75D Cyl | RAO210T (+11.0SE+3.75D Cyl) | Standalone | DE0505958 | Indicated for patients with astigmatism of 2.5 dioptre cylinder (DC) and above in at least 1 eye; where correction of astigmatism is considered clinically necessary
Ophthalmic | Intraocular lens replacement | Intraocular lens (IOL) | Monofocal, astigmatism correcting IOL | Rayner | RayOne EMV Toric +11.0SE+4.5D Cyl | RAO210T (+11.0SE+4.5D Cyl) | Standalone | DE0505958 | Indicated for patients with astigmatism of 2.5 dioptre cylinder (DC) and above in at least 1 eye; where correction of astigmatism is considered clinically necessary
Ophthalmic | Intraocular lens replacement | Intraocular lens (IOL) | Monofocal, astigmatism correcting IOL | Rayner | RayOne EMV Toric +11.5SE+0.75D Cyl | RAO210T (+11.5SE+0.75D Cyl) | Standalone | DE0505958 | Indicated for patients with astigmatism of 2.5 dioptre cylinder (DC) and above in at least 1 eye; where correction of astigmatism is considered clinically necessary
Ophthalmic | Intraocular lens replacement | Intraocular lens (IOL) | Monofocal, astigmatism correcting IOL | Rayner | RayOne EMV Toric +11.5SE+1.5D Cyl | RAO210T (+11.5SE+1.5D Cyl) | Standalone | DE0505958 | Indicated for patients with astigmatism of 2.5 dioptre cylinder (DC) and above in at least 1 eye; where correction of astigmatism is considered clinically necessary
Ophthalmic | Intraocular lens replacement | Intraocular lens (IOL) | Monofocal, astigmatism correcting IOL | Rayner | RayOne EMV Toric +11.5SE+2.25D Cyl | RAO210T (+11.5SE+2.25D Cyl) | Standalone | DE0505958 | Indicated for patients with astigmatism of 2.5 dioptre cylinder (DC) and above in at least 1 eye; where correction of astigmatism is considered clinically necessary
Ophthalmic | Intraocular lens replacement | Intraocular lens (IOL) | Monofocal, astigmatism correcting IOL | Rayner | RayOne EMV Toric +11.5SE+3.0D Cyl | RAO210T (+11.5SE+3.0D Cyl) | Standalone | DE0505958 | Indicated for patients with astigmatism of 2.5 dioptre cylinder (DC) and above in at least 1 eye; where correction of astigmatism is considered clinically necessary
Ophthalmic | Intraocular lens replacement | Intraocular lens (IOL) | Monofocal, astigmatism correcting IOL | Rayner | RayOne EMV Toric +11.5SE+3.75D Cyl | RAO210T (+11.5SE+3.75D Cyl) | Standalone | DE0505958 | Indicated for patients with astigmatism of 2.5 dioptre cylinder (DC) and above in at least 1 eye; where correction of astigmatism is considered clinically necessary
Ophthalmic | Intraocular lens replacement | Intraocular lens (IOL) | Monofocal, astigmatism correcting IOL | Rayner | RayOne EMV Toric +11.5SE+4.5D Cyl | RAO210T (+11.5SE+4.5D Cyl) | Standalone | DE0505958 | Indicated for patients with astigmatism of 2.5 dioptre cylinder (DC) and above in at least 1 eye; where correction of astigmatism is considered clinically necessary
Ophthalmic | Intraocular lens replacement | Intraocular lens (IOL) | Monofocal, astigmatism correcting IOL | Rayner | RayOne EMV Toric +12.0SE+0.75D Cyl | RAO210T (+12.0SE+0.75D Cyl) | Standalone | DE0505958 | Indicated for patients with astigmatism of 2.5 dioptre cylinder (DC) and above in at least 1 eye; where correction of astigmatism is considered clinically necessary
Ophthalmic | Intraocular lens replacement | Intraocular lens (IOL) | Monofocal, astigmatism correcting IOL | Rayner | RayOne EMV Toric +12.0SE+1.5D Cyl | RAO210T (+12.0SE+1.5D Cyl) | Standalone | DE0505958 | Indicated for patients with astigmatism of 2.5 dioptre cylinder (DC) and above in at least 1 eye; where correction of astigmatism is considered clinically necessary
Ophthalmic | Intraocular lens replacement | Intraocular lens (IOL) | Monofocal, astigmatism correcting IOL | Rayner | RayOne EMV Toric +12.0SE+2.25D Cyl | RAO210T (+12.0SE+2.25D Cyl) | Standalone | DE0505958 | Indicated for patients with astigmatism of 2.5 dioptre cylinder (DC) and above in at least 1 eye; where correction of astigmatism is considered clinically necessary
Ophthalmic | Intraocular lens replacement | Intraocular lens (IOL) | Monofocal, astigmatism correcting IOL | Rayner | RayOne EMV Toric +12.0SE+3.0D Cyl | RAO210T (+12.0SE+3.0D Cyl) | Standalone | DE0505958 | Indicated for patients with astigmatism of 2.5 dioptre cylinder (DC) and above in at least 1 eye; where correction of astigmatism is considered clinically necessary
Ophthalmic | Intraocular lens replacement | Intraocular lens (IOL) | Monofocal, astigmatism correcting IOL | Rayner | RayOne EMV Toric +12.0SE+3.75D Cyl | RAO210T (+12.0SE+3.75D Cyl) | Standalone | DE0505958 | Indicated for patients with astigmatism of 2.5 dioptre cylinder (DC) and above in at least 1 eye; where correction of astigmatism is considered clinically necessary
Ophthalmic | Intraocular lens replacement | Intraocular lens (IOL) | Monofocal, astigmatism correcting IOL | Rayner | RayOne EMV Toric +12.0SE+4.5D Cyl | RAO210T (+12.0SE+4.5D Cyl) | Standalone | DE0505958 | Indicated for patients with astigmatism of 2.5 dioptre cylinder (DC) and above in at least 1 eye; where correction of astigmatism is considered clinically necessary
Ophthalmic | Intraocular lens replacement | Intraocular lens (IOL) | Monofocal, astigmatism correcting IOL | Rayner | RayOne EMV Toric +12.5SE+0.75D Cyl | RAO210T (+12.5SE+0.75D Cyl) | Standalone | DE0505958 | Indicated for patients with astigmatism of 2.5 dioptre cylinder (DC) and above in at least 1 eye; where correction of astigmatism is considered clinically necessary
Ophthalmic | Intraocular lens replacement | Intraocular lens (IOL) | Monofocal, astigmatism correcting IOL | Rayner | RayOne EMV Toric +12.5SE+1.5D Cyl | RAO210T (+12.5SE+1.5D Cyl) | Standalone | DE0505958 | Indicated for patients with astigmatism of 2.5 dioptre cylinder (DC) and above in at least 1 eye; where correction of astigmatism is considered clinically necessary
Ophthalmic | Intraocular lens replacement | Intraocular lens (IOL) | Monofocal, astigmatism correcting IOL | Rayner | RayOne EMV Toric +12.5SE+2.25D Cyl | RAO210T (+12.5SE+2.25D Cyl) | Standalone | DE0505958 | Indicated for patients with astigmatism of 2.5 dioptre cylinder (DC) and above in at least 1 eye; where correction of astigmatism is considered clinically necessary
Ophthalmic | Intraocular lens replacement | Intraocular lens (IOL) | Monofocal, astigmatism correcting IOL | Rayner | RayOne EMV Toric +12.5SE+3.0D Cyl | RAO210T (+12.5SE+3.0D Cyl) | Standalone | DE0505958 | Indicated for patients with astigmatism of 2.5 dioptre cylinder (DC) and above in at least 1 eye; where correction of astigmatism is considered clinically necessary
Ophthalmic | Intraocular lens replacement | Intraocular lens (IOL) | Monofocal, astigmatism correcting IOL | Rayner | RayOne EMV Toric +12.5SE+3.75D Cyl | RAO210T (+12.5SE+3.75D Cyl) | Standalone | DE0505958 | Indicated for patients with astigmatism of 2.5 dioptre cylinder (DC) and above in at least 1 eye; where correction of astigmatism is considered clinically necessary
Ophthalmic | Intraocular lens replacement | Intraocular lens (IOL) | Monofocal, astigmatism correcting IOL | Rayner | RayOne EMV Toric +12.5SE+4.5D Cyl | RAO210T (+12.5SE+4.5D Cyl) | Standalone | DE0505958 | Indicated for patients with astigmatism of 2.5 dioptre cylinder (DC) and above in at least 1 eye; where correction of astigmatism is considered clinically necessary
Ophthalmic | Intraocular lens replacement | Intraocular lens (IOL) | Monofocal, astigmatism correcting IOL | Rayner | RayOne EMV Toric +13.0SE+0.75D Cyl | RAO210T (+13.0SE+0.75D Cyl) | Standalone | DE0505958 | Indicated for patients with astigmatism of 2.5 dioptre cylinder (DC) and above in at least 1 eye; where correction of astigmatism is considered clinically necessary
Ophthalmic | Intraocular lens replacement | Intraocular lens (IOL) | Monofocal, astigmatism correcting IOL | Rayner | RayOne EMV Toric +13.0SE+1.5D Cyl | RAO210T (+13.0SE+1.5D Cyl) | Standalone | DE0505958 | Indicated for patients with astigmatism of 2.5 dioptre cylinder (DC) and above in at least 1 eye; where correction of astigmatism is considered clinically necessary
Ophthalmic | Intraocular lens replacement | Intraocular lens (IOL) | Monofocal, astigmatism correcting IOL | Rayner | RayOne EMV Toric +13.0SE+2.25D Cyl | RAO210T (+13.0SE+2.25D Cyl) | Standalone | DE0505958 | Indicated for patients with astigmatism of 2.5 dioptre cylinder (DC) and above in at least 1 eye; where correction of astigmatism is considered clinically necessary
Ophthalmic | Intraocular lens replacement | Intraocular lens (IOL) | Monofocal, astigmatism correcting IOL | Rayner | RayOne EMV Toric +13.0SE+3.0D Cyl | RAO210T (+13.0SE+3.0D Cyl) | Standalone | DE0505958 | Indicated for patients with astigmatism of 2.5 dioptre cylinder (DC) and above in at least 1 eye; where correction of astigmatism is considered clinically necessary
Ophthalmic | Intraocular lens replacement | Intraocular lens (IOL) | Monofocal, astigmatism correcting IOL | Rayner | RayOne EMV Toric +13.0SE+3.75D Cyl | RAO210T (+13.0SE+3.75D Cyl) | Standalone | DE0505958 | Indicated for patients with astigmatism of 2.5 dioptre cylinder (DC) and above in at least 1 eye; where correction of astigmatism is considered clinically necessary
Ophthalmic | Intraocular lens replacement | Intraocular lens (IOL) | Monofocal, astigmatism correcting IOL | Rayner | RayOne EMV Toric +13.0SE+4.5D Cyl | RAO210T (+13.0SE+4.5D Cyl) | Standalone | DE0505958 | Indicated for patients with astigmatism of 2.5 dioptre cylinder (DC) and above in at least 1 eye; where correction of astigmatism is considered clinically necessary
Ophthalmic | Intraocular lens replacement | Intraocular lens (IOL) | Monofocal, astigmatism correcting IOL | Rayner | RayOne EMV Toric +13.5SE+0.75D Cyl | RAO210T (+13.5SE+0.75D Cyl) | Standalone | DE0505958 | Indicated for patients with astigmatism of 2.5 dioptre cylinder (DC) and above in at least 1 eye; where correction of astigmatism is considered clinically necessary
Ophthalmic | Intraocular lens replacement | Intraocular lens (IOL) | Monofocal, astigmatism correcting IOL | Rayner | RayOne EMV Toric +13.5SE+1.5D Cyl | RAO210T (+13.5SE+1.5D Cyl) | Standalone | DE0505958 | Indicated for patients with astigmatism of 2.5 dioptre cylinder (DC) and above in at least 1 eye; where correction of astigmatism is considered clinically necessary
Ophthalmic | Intraocular lens replacement | Intraocular lens (IOL) | Monofocal, astigmatism correcting IOL | Rayner | RayOne EMV Toric +13.5SE+2.25D Cyl | RAO210T (+13.5SE+2.25D Cyl) | Standalone | DE0505958 | Indicated for patients with astigmatism of 2.5 dioptre cylinder (DC) and above in at least 1 eye; where correction of astigmatism is considered clinically necessary
Ophthalmic | Intraocular lens replacement | Intraocular lens (IOL) | Monofocal, astigmatism correcting IOL | Rayner | RayOne EMV Toric +13.5SE+3.0D Cyl | RAO210T (+13.5SE+3.0D Cyl) | Standalone | DE0505958 | Indicated for patients with astigmatism of 2.5 dioptre cylinder (DC) and above in at least 1 eye; where correction of astigmatism is considered clinically necessary
Ophthalmic | Intraocular lens replacement | Intraocular lens (IOL) | Monofocal, astigmatism correcting IOL | Rayner | RayOne EMV Toric +13.5SE+3.75D Cyl | RAO210T (+13.5SE+3.75D Cyl) | Standalone | DE0505958 | Indicated for patients with astigmatism of 2.5 dioptre cylinder (DC) and above in at least 1 eye; where correction of astigmatism is considered clinically necessary
Ophthalmic | Intraocular lens replacement | Intraocular lens (IOL) | Monofocal, astigmatism correcting IOL | Rayner | RayOne EMV Toric +13.5SE+4.5D Cyl | RAO210T (+13.5SE+4.5D Cyl) | Standalone | DE0505958 | Indicated for patients with astigmatism of 2.5 dioptre cylinder (DC) and above in at least 1 eye; where correction of astigmatism is considered clinically necessary
Ophthalmic | Intraocular lens replacement | Intraocular lens (IOL) | Monofocal, astigmatism correcting IOL | Rayner | RayOne EMV Toric +14.0SE+0.75D Cyl | RAO210T (+14.0SE+0.75D Cyl) | Standalone | DE0505958 | Indicated for patients with astigmatism of 2.5 dioptre cylinder (DC) and above in at least 1 eye; where correction of astigmatism is considered clinically necessary
Ophthalmic | Intraocular lens replacement | Intraocular lens (IOL) | Monofocal, astigmatism correcting IOL | Rayner | RayOne EMV Toric +14.0SE+1.5D Cyl | RAO210T (+14.0SE+1.5D Cyl) | Standalone | DE0505958 | Indicated for patients with astigmatism of 2.5 dioptre cylinder (DC) and above in at least 1 eye; where correction of astigmatism is considered clinically necessary
Ophthalmic | Intraocular lens replacement | Intraocular lens (IOL) | Monofocal, astigmatism correcting IOL | Rayner | RayOne EMV Toric +14.0SE+2.25D Cyl | RAO210T (+14.0SE+2.25D Cyl) | Standalone | DE0505958 | Indicated for patients with astigmatism of 2.5 dioptre cylinder (DC) and above in at least 1 eye; where correction of astigmatism is considered clinically necessary
Ophthalmic | Intraocular lens replacement | Intraocular lens (IOL) | Monofocal, astigmatism correcting IOL | Rayner | RayOne EMV Toric +14.0SE+3.0D Cyl | RAO210T (+14.0SE+3.0D Cyl) | Standalone | DE0505958 | Indicated for patients with astigmatism of 2.5 dioptre cylinder (DC) and above in at least 1 eye; where correction of astigmatism is considered clinically necessary
Ophthalmic | Intraocular lens replacement | Intraocular lens (IOL) | Monofocal, astigmatism correcting IOL | Rayner | RayOne EMV Toric +14.0SE+3.75D Cyl | RAO210T (+14.0SE+3.75D Cyl) | Standalone | DE0505958 | Indicated for patients with astigmatism of 2.5 dioptre cylinder (DC) and above in at least 1 eye; where correction of astigmatism is considered clinically necessary
Ophthalmic | Intraocular lens replacement | Intraocular lens (IOL) | Monofocal, astigmatism correcting IOL | Rayner | RayOne EMV Toric +14.0SE+4.5D Cyl | RAO210T (+14.0SE+4.5D Cyl) | Standalone | DE0505958 | Indicated for patients with astigmatism of 2.5 dioptre cylinder (DC) and above in at least 1 eye; where correction of astigmatism is considered clinically necessary
Ophthalmic | Intraocular lens replacement | Intraocular lens (IOL) | Monofocal, astigmatism correcting IOL | Rayner | RayOne EMV Toric +14.5SE+0.75D Cyl | RAO210T (+14.5SE+0.75D Cyl) | Standalone | DE0505958 | Indicated for patients with astigmatism of 2.5 dioptre cylinder (DC) and above in at least 1 eye; where correction of astigmatism is considered clinically necessary
Ophthalmic | Intraocular lens replacement | Intraocular lens (IOL) | Monofocal, astigmatism correcting IOL | Rayner | RayOne EMV Toric +14.5SE+1.5D Cyl | RAO210T (+14.5SE+1.5D Cyl) | Standalone | DE0505958 | Indicated for patients with astigmatism of 2.5 dioptre cylinder (DC) and above in at least 1 eye; where correction of astigmatism is considered clinically necessary
Ophthalmic | Intraocular lens replacement | Intraocular lens (IOL) | Monofocal, astigmatism correcting IOL | Rayner | RayOne EMV Toric +14.5SE+2.25D Cyl | RAO210T (+14.5SE+2.25D Cyl) | Standalone | DE0505958 | Indicated for patients with astigmatism of 2.5 dioptre cylinder (DC) and above in at least 1 eye; where correction of astigmatism is considered clinically necessary
Ophthalmic | Intraocular lens replacement | Intraocular lens (IOL) | Monofocal, astigmatism correcting IOL | Rayner | RayOne EMV Toric +14.5SE+3.0D Cyl | RAO210T (+14.5SE+3.0D Cyl) | Standalone | DE0505958 | Indicated for patients with astigmatism of 2.5 dioptre cylinder (DC) and above in at least 1 eye; where correction of astigmatism is considered clinically necessary
Ophthalmic | Intraocular lens replacement | Intraocular lens (IOL) | Monofocal, astigmatism correcting IOL | Rayner | RayOne EMV Toric +14.5SE+3.75D Cyl | RAO210T (+14.5SE+3.75D Cyl) | Standalone | DE0505958 | Indicated for patients with astigmatism of 2.5 dioptre cylinder (DC) and above in at least 1 eye; where correction of astigmatism is considered clinically necessary
Ophthalmic | Intraocular lens replacement | Intraocular lens (IOL) | Monofocal, astigmatism correcting IOL | Rayner | RayOne EMV Toric +14.5SE+4.5D Cyl | RAO210T (+14.5SE+4.5D Cyl) | Standalone | DE0505958 | Indicated for patients with astigmatism of 2.5 dioptre cylinder (DC) and above in at least 1 eye; where correction of astigmatism is considered clinically necessary
Ophthalmic | Intraocular lens replacement | Intraocular lens (IOL) | Monofocal, astigmatism correcting IOL | Rayner | RayOne EMV Toric +15.0SE+0.75D Cyl | RAO210T (+15.0SE+0.75D Cyl) | Standalone | DE0505958 | Indicated for patients with astigmatism of 2.5 dioptre cylinder (DC) and above in at least 1 eye; where correction of astigmatism is considered clinically necessary
Ophthalmic | Intraocular lens replacement | Intraocular lens (IOL) | Monofocal, astigmatism correcting IOL | Rayner | RayOne EMV Toric +15.0SE+1.5D Cyl | RAO210T (+15.0SE+1.5D Cyl) | Standalone | DE0505958 | Indicated for patients with astigmatism of 2.5 dioptre cylinder (DC) and above in at least 1 eye; where correction of astigmatism is considered clinically necessary
Ophthalmic | Intraocular lens replacement | Intraocular lens (IOL) | Monofocal, astigmatism correcting IOL | Rayner | RayOne EMV Toric +15.0SE+2.25D Cyl | RAO210T (+15.0SE+2.25D Cyl) | Standalone | DE0505958 | Indicated for patients with astigmatism of 2.5 dioptre cylinder (DC) and above in at least 1 eye; where correction of astigmatism is considered clinically necessary
Ophthalmic | Intraocular lens replacement | Intraocular lens (IOL) | Monofocal, astigmatism correcting IOL | Rayner | RayOne EMV Toric +15.0SE+3.0D Cyl | RAO210T (+15.0SE+3.0D Cyl) | Standalone | DE0505958 | Indicated for patients with astigmatism of 2.5 dioptre cylinder (DC) and above in at least 1 eye; where correction of astigmatism is considered clinically necessary
Ophthalmic | Intraocular lens replacement | Intraocular lens (IOL) | Monofocal, astigmatism correcting IOL | Rayner | RayOne EMV Toric +15.0SE+3.75D Cyl | RAO210T (+15.0SE+3.75D Cyl) | Standalone | DE0505958 | Indicated for patients with astigmatism of 2.5 dioptre cylinder (DC) and above in at least 1 eye; where correction of astigmatism is considered clinically necessary
Ophthalmic | Intraocular lens replacement | Intraocular lens (IOL) | Monofocal, astigmatism correcting IOL | Rayner | RayOne EMV Toric +15.0SE+4.5D Cyl | RAO210T (+15.0SE+4.5D Cyl) | Standalone | DE0505958 | Indicated for patients with astigmatism of 2.5 dioptre cylinder (DC) and above in at least 1 eye; where correction of astigmatism is considered clinically necessary
Ophthalmic | Intraocular lens replacement | Intraocular lens (IOL) | Monofocal, astigmatism correcting IOL | Rayner | RayOne EMV Toric +15.5SE+0.75D Cyl | RAO210T (+15.5SE+0.75D Cyl) | Standalone | DE0505958 | Indicated for patients with astigmatism of 2.5 dioptre cylinder (DC) and above in at least 1 eye; where correction of astigmatism is considered clinically necessary
Ophthalmic | Intraocular lens replacement | Intraocular lens (IOL) | Monofocal, astigmatism correcting IOL | Rayner | RayOne EMV Toric +15.5SE+1.5D Cyl | RAO210T (+15.5SE+1.5D Cyl) | Standalone | DE0505958 | Indicated for patients with astigmatism of 2.5 dioptre cylinder (DC) and above in at least 1 eye; where correction of astigmatism is considered clinically necessary
Ophthalmic | Intraocular lens replacement | Intraocular lens (IOL) | Monofocal, astigmatism correcting IOL | Rayner | RayOne EMV Toric +15.5SE+2.25D Cyl | RAO210T (+15.5SE+2.25D Cyl) | Standalone | DE0505958 | Indicated for patients with astigmatism of 2.5 dioptre cylinder (DC) and above in at least 1 eye; where correction of astigmatism is considered clinically necessary
Ophthalmic | Intraocular lens replacement | Intraocular lens (IOL) | Monofocal, astigmatism correcting IOL | Rayner | RayOne EMV Toric +15.5SE+3.0D Cyl | RAO210T (+15.5SE+3.0D Cyl) | Standalone | DE0505958 | Indicated for patients with astigmatism of 2.5 dioptre cylinder (DC) and above in at least 1 eye; where correction of astigmatism is considered clinically necessary
Ophthalmic | Intraocular lens replacement | Intraocular lens (IOL) | Monofocal, astigmatism correcting IOL | Rayner | RayOne EMV Toric +15.5SE+3.75D Cyl | RAO210T (+15.5SE+3.75D Cyl) | Standalone | DE0505958 | Indicated for patients with astigmatism of 2.5 dioptre cylinder (DC) and above in at least 1 eye; where correction of astigmatism is considered clinically necessary
Ophthalmic | Intraocular lens replacement | Intraocular lens (IOL) | Monofocal, astigmatism correcting IOL | Rayner | RayOne EMV Toric +15.5SE+4.5D Cyl | RAO210T (+15.5SE+4.5D Cyl) | Standalone | DE0505958 | Indicated for patients with astigmatism of 2.5 dioptre cylinder (DC) and above in at least 1 eye; where correction of astigmatism is considered clinically necessary
Ophthalmic | Intraocular lens replacement | Intraocular lens (IOL) | Monofocal, astigmatism correcting IOL | Rayner | RayOne EMV Toric +16.0SE+0.75D Cyl | RAO210T (+16.0SE+0.75D Cyl) | Standalone | DE0505958 | Indicated for patients with astigmatism of 2.5 dioptre cylinder (DC) and above in at least 1 eye; where correction of astigmatism is considered clinically necessary
Ophthalmic | Intraocular lens replacement | Intraocular lens (IOL) | Monofocal, astigmatism correcting IOL | Rayner | RayOne EMV Toric +16.0SE+1.5D Cyl | RAO210T (+16.0SE+1.5D Cyl) | Standalone | DE0505958 | Indicated for patients with astigmatism of 2.5 dioptre cylinder (DC) and above in at least 1 eye; where correction of astigmatism is considered clinically necessary
Ophthalmic | Intraocular lens replacement | Intraocular lens (IOL) | Monofocal, astigmatism correcting IOL | Rayner | RayOne EMV Toric +16.0SE+2.25D Cyl | RAO210T (+16.0SE+2.25D Cyl) | Standalone | DE0505958 | Indicated for patients with astigmatism of 2.5 dioptre cylinder (DC) and above in at least 1 eye; where correction of astigmatism is considered clinically necessary
Ophthalmic | Intraocular lens replacement | Intraocular lens (IOL) | Monofocal, astigmatism correcting IOL | Rayner | RayOne EMV Toric +16.0SE+3.0D Cyl | RAO210T (+16.0SE+3.0D Cyl) | Standalone | DE0505958 | Indicated for patients with astigmatism of 2.5 dioptre cylinder (DC) and above in at least 1 eye; where correction of astigmatism is considered clinically necessary
Ophthalmic | Intraocular lens replacement | Intraocular lens (IOL) | Monofocal, astigmatism correcting IOL | Rayner | RayOne EMV Toric +16.0SE+3.75D Cyl | RAO210T (+16.0SE+3.75D Cyl) | Standalone | DE0505958 | Indicated for patients with astigmatism of 2.5 dioptre cylinder (DC) and above in at least 1 eye; where correction of astigmatism is considered clinically necessary
Ophthalmic | Intraocular lens replacement | Intraocular lens (IOL) | Monofocal, astigmatism correcting IOL | Rayner | RayOne EMV Toric +16.0SE+4.5D Cyl | RAO210T (+16.0SE+4.5D Cyl) | Standalone | DE0505958 | Indicated for patients with astigmatism of 2.5 dioptre cylinder (DC) and above in at least 1 eye; where correction of astigmatism is considered clinically necessary
Ophthalmic | Intraocular lens replacement | Intraocular lens (IOL) | Monofocal, astigmatism correcting IOL | Rayner | RayOne EMV Toric +16.5SE+0.75D Cyl | RAO210T (+16.5SE+0.75D Cyl) | Standalone | DE0505958 | Indicated for patients with astigmatism of 2.5 dioptre cylinder (DC) and above in at least 1 eye; where correction of astigmatism is considered clinically necessary
Ophthalmic | Intraocular lens replacement | Intraocular lens (IOL) | Monofocal, astigmatism correcting IOL | Rayner | RayOne EMV Toric +16.5SE+1.5D Cyl | RAO210T (+16.5SE+1.5D Cyl) | Standalone | DE0505958 | Indicated for patients with astigmatism of 2.5 dioptre cylinder (DC) and above in at least 1 eye; where correction of astigmatism is considered clinically necessary
Ophthalmic | Intraocular lens replacement | Intraocular lens (IOL) | Monofocal, astigmatism correcting IOL | Rayner | RayOne EMV Toric +16.5SE+2.25D Cyl | RAO210T (+16.5SE+2.25D Cyl) | Standalone | DE0505958 | Indicated for patients with astigmatism of 2.5 dioptre cylinder (DC) and above in at least 1 eye; where correction of astigmatism is considered clinically necessary
Ophthalmic | Intraocular lens replacement | Intraocular lens (IOL) | Monofocal, astigmatism correcting IOL | Rayner | RayOne EMV Toric +16.5SE+3.0D Cyl | RAO210T (+16.5SE+3.0D Cyl) | Standalone | DE0505958 | Indicated for patients with astigmatism of 2.5 dioptre cylinder (DC) and above in at least 1 eye; where correction of astigmatism is considered clinically necessary
Ophthalmic | Intraocular lens replacement | Intraocular lens (IOL) | Monofocal, astigmatism correcting IOL | Rayner | RayOne EMV Toric +16.5SE+3.75D Cyl | RAO210T (+16.5SE+3.75D Cyl) | Standalone | DE0505958 | Indicated for patients with astigmatism of 2.5 dioptre cylinder (DC) and above in at least 1 eye; where correction of astigmatism is considered clinically necessary
Ophthalmic | Intraocular lens replacement | Intraocular lens (IOL) | Monofocal, astigmatism correcting IOL | Rayner | RayOne EMV Toric +16.5SE+4.5D Cyl | RAO210T (+16.5SE+4.5D Cyl) | Standalone | DE0505958 | Indicated for patients with astigmatism of 2.5 dioptre cylinder (DC) and above in at least 1 eye; where correction of astigmatism is considered clinically necessary
Ophthalmic | Intraocular lens replacement | Intraocular lens (IOL) | Monofocal, astigmatism correcting IOL | Rayner | RayOne EMV Toric +17.0SE+0.75D Cyl | RAO210T (+17.0SE+0.75D Cyl) | Standalone | DE0505958 | Indicated for patients with astigmatism of 2.5 dioptre cylinder (DC) and above in at least 1 eye; where correction of astigmatism is considered clinically necessary
Ophthalmic | Intraocular lens replacement | Intraocular lens (IOL) | Monofocal, astigmatism correcting IOL | Rayner | RayOne EMV Toric +17.0SE+1.5D Cyl | RAO210T (+17.0SE+1.5D Cyl) | Standalone | DE0505958 | Indicated for patients with astigmatism of 2.5 dioptre cylinder (DC) and above in at least 1 eye; where correction of astigmatism is considered clinically necessary
Ophthalmic | Intraocular lens replacement | Intraocular lens (IOL) | Monofocal, astigmatism correcting IOL | Rayner | RayOne EMV Toric +17.0SE+2.25D Cyl | RAO210T (+17.0SE+2.25D Cyl) | Standalone | DE0505958 | Indicated for patients with astigmatism of 2.5 dioptre cylinder (DC) and above in at least 1 eye; where correction of astigmatism is considered clinically necessary
Ophthalmic | Intraocular lens replacement | Intraocular lens (IOL) | Monofocal, astigmatism correcting IOL | Rayner | RayOne EMV Toric +17.0SE+3.0D Cyl | RAO210T (+17.0SE+3.0D Cyl) | Standalone | DE0505958 | Indicated for patients with astigmatism of 2.5 dioptre cylinder (DC) and above in at least 1 eye; where correction of astigmatism is considered clinically necessary
Ophthalmic | Intraocular lens replacement | Intraocular lens (IOL) | Monofocal, astigmatism correcting IOL | Rayner | RayOne EMV Toric +17.0SE+3.75D Cyl | RAO210T (+17.0SE+3.75D Cyl) | Standalone | DE0505958 | Indicated for patients with astigmatism of 2.5 dioptre cylinder (DC) and above in at least 1 eye; where correction of astigmatism is considered clinically necessary
Ophthalmic | Intraocular lens replacement | Intraocular lens (IOL) | Monofocal, astigmatism correcting IOL | Rayner | RayOne EMV Toric +17.0SE+4.5D Cyl | RAO210T (+17.0SE+4.5D Cyl) | Standalone | DE0505958 | Indicated for patients with astigmatism of 2.5 dioptre cylinder (DC) and above in at least 1 eye; where correction of astigmatism is considered clinically necessary
Ophthalmic | Intraocular lens replacement | Intraocular lens (IOL) | Monofocal, astigmatism correcting IOL | Rayner | RayOne EMV Toric +17.5SE+0.75D Cyl | RAO210T (+17.5SE+0.75D Cyl) | Standalone | DE0505958 | Indicated for patients with astigmatism of 2.5 dioptre cylinder (DC) and above in at least 1 eye; where correction of astigmatism is considered clinically necessary
Ophthalmic | Intraocular lens replacement | Intraocular lens (IOL) | Monofocal, astigmatism correcting IOL | Rayner | RayOne EMV Toric +17.5SE+1.5D Cyl | RAO210T (+17.5SE+1.5D Cyl) | Standalone | DE0505958 | Indicated for patients with astigmatism of 2.5 dioptre cylinder (DC) and above in at least 1 eye; where correction of astigmatism is considered clinically necessary
Ophthalmic | Intraocular lens replacement | Intraocular lens (IOL) | Monofocal, astigmatism correcting IOL | Rayner | RayOne EMV Toric +17.5SE+2.25D Cyl | RAO210T (+17.5SE+2.25D Cyl) | Standalone | DE0505958 | Indicated for patients with astigmatism of 2.5 dioptre cylinder (DC) and above in at least 1 eye; where correction of astigmatism is considered clinically necessary
Ophthalmic | Intraocular lens replacement | Intraocular lens (IOL) | Monofocal, astigmatism correcting IOL | Rayner | RayOne EMV Toric +17.5SE+3.0D Cyl | RAO210T (+17.5SE+3.0D Cyl) | Standalone | DE0505958 | Indicated for patients with astigmatism of 2.5 dioptre cylinder (DC) and above in at least 1 eye; where correction of astigmatism is considered clinically necessary
Ophthalmic | Intraocular lens replacement | Intraocular lens (IOL) | Monofocal, astigmatism correcting IOL | Rayner | RayOne EMV Toric +17.5SE+3.75D Cyl | RAO210T (+17.5SE+3.75D Cyl) | Standalone | DE0505958 | Indicated for patients with astigmatism of 2.5 dioptre cylinder (DC) and above in at least 1 eye; where correction of astigmatism is considered clinically necessary
Ophthalmic | Intraocular lens replacement | Intraocular lens (IOL) | Monofocal, astigmatism correcting IOL | Rayner | RayOne EMV Toric +17.5SE+4.5D Cyl | RAO210T (+17.5SE+4.5D Cyl) | Standalone | DE0505958 | Indicated for patients with astigmatism of 2.5 dioptre cylinder (DC) and above in at least 1 eye; where correction of astigmatism is considered clinically necessary
Ophthalmic | Intraocular lens replacement | Intraocular lens (IOL) | Monofocal, astigmatism correcting IOL | Rayner | RayOne EMV Toric +18.0SE+0.75D Cyl | RAO210T (+18.0SE+0.75D Cyl) | Standalone | DE0505958 | Indicated for patients with astigmatism of 2.5 dioptre cylinder (DC) and above in at least 1 eye; where correction of astigmatism is considered clinically necessary
Ophthalmic | Intraocular lens replacement | Intraocular lens (IOL) | Monofocal, astigmatism correcting IOL | Rayner | RayOne EMV Toric +18.0SE+1.5D Cyl | RAO210T (+18.0SE+1.5D Cyl) | Standalone | DE0505958 | Indicated for patients with astigmatism of 2.5 dioptre cylinder (DC) and above in at least 1 eye; where correction of astigmatism is considered clinically necessary
Ophthalmic | Intraocular lens replacement | Intraocular lens (IOL) | Monofocal, astigmatism correcting IOL | Rayner | RayOne EMV Toric +18.0SE+2.25D Cyl | RAO210T (+18.0SE+2.25D Cyl) | Standalone | DE0505958 | Indicated for patients with astigmatism of 2.5 dioptre cylinder (DC) and above in at least 1 eye; where correction of astigmatism is considered clinically necessary
Ophthalmic | Intraocular lens replacement | Intraocular lens (IOL) | Monofocal, astigmatism correcting IOL | Rayner | RayOne EMV Toric +18.0SE+3.0D Cyl | RAO210T (+18.0SE+3.0D Cyl) | Standalone | DE0505958 | Indicated for patients with astigmatism of 2.5 dioptre cylinder (DC) and above in at least 1 eye; where correction of astigmatism is considered clinically necessary
Ophthalmic | Intraocular lens replacement | Intraocular lens (IOL) | Monofocal, astigmatism correcting IOL | Rayner | RayOne EMV Toric +18.0SE+3.75D Cyl | RAO210T (+18.0SE+3.75D Cyl) | Standalone | DE0505958 | Indicated for patients with astigmatism of 2.5 dioptre cylinder (DC) and above in at least 1 eye; where correction of astigmatism is considered clinically necessary
Ophthalmic | Intraocular lens replacement | Intraocular lens (IOL) | Monofocal, astigmatism correcting IOL | Rayner | RayOne EMV Toric +18.0SE+4.5D Cyl | RAO210T (+18.0SE+4.5D Cyl) | Standalone | DE0505958 | Indicated for patients with astigmatism of 2.5 dioptre cylinder (DC) and above in at least 1 eye; where correction of astigmatism is considered clinically necessary
Ophthalmic | Intraocular lens replacement | Intraocular lens (IOL) | Monofocal, astigmatism correcting IOL | Rayner | RayOne EMV Toric +18.5SE+0.75D Cyl | RAO210T (+18.5SE+0.75D Cyl) | Standalone | DE0505958 | Indicated for patients with astigmatism of 2.5 dioptre cylinder (DC) and above in at least 1 eye; where correction of astigmatism is considered clinically necessary
Ophthalmic | Intraocular lens replacement | Intraocular lens (IOL) | Monofocal, astigmatism correcting IOL | Rayner | RayOne EMV Toric +18.5SE+1.5D Cyl | RAO210T (+18.5SE+1.5D Cyl) | Standalone | DE0505958 | Indicated for patients with astigmatism of 2.5 dioptre cylinder (DC) and above in at least 1 eye; where correction of astigmatism is considered clinically necessary
Ophthalmic | Intraocular lens replacement | Intraocular lens (IOL) | Monofocal, astigmatism correcting IOL | Rayner | RayOne EMV Toric +18.5SE+2.25D Cyl | RAO210T (+18.5SE+2.25D Cyl) | Standalone | DE0505958 | Indicated for patients with astigmatism of 2.5 dioptre cylinder (DC) and above in at least 1 eye; where correction of astigmatism is considered clinically necessary
Ophthalmic | Intraocular lens replacement | Intraocular lens (IOL) | Monofocal, astigmatism correcting IOL | Rayner | RayOne EMV Toric +18.5SE+3.0D Cyl | RAO210T (+18.5SE+3.0D Cyl) | Standalone | DE0505958 | Indicated for patients with astigmatism of 2.5 dioptre cylinder (DC) and above in at least 1 eye; where correction of astigmatism is considered clinically necessary
Ophthalmic | Intraocular lens replacement | Intraocular lens (IOL) | Monofocal, astigmatism correcting IOL | Rayner | RayOne EMV Toric +18.5SE+3.75D Cyl | RAO210T (+18.5SE+3.75D Cyl) | Standalone | DE0505958 | Indicated for patients with astigmatism of 2.5 dioptre cylinder (DC) and above in at least 1 eye; where correction of astigmatism is considered clinically necessary
Ophthalmic | Intraocular lens replacement | Intraocular lens (IOL) | Monofocal, astigmatism correcting IOL | Rayner | RayOne EMV Toric +18.5SE+4.5D Cyl | RAO210T (+18.5SE+4.5D Cyl) | Standalone | DE0505958 | Indicated for patients with astigmatism of 2.5 dioptre cylinder (DC) and above in at least 1 eye; where correction of astigmatism is considered clinically necessary
Ophthalmic | Intraocular lens replacement | Intraocular lens (IOL) | Monofocal, astigmatism correcting IOL | Rayner | RayOne EMV Toric +19.0SE+0.75D Cyl | RAO210T (+19.0SE+0.75D Cyl) | Standalone | DE0505958 | Indicated for patients with astigmatism of 2.5 dioptre cylinder (DC) and above in at least 1 eye; where correction of astigmatism is considered clinically necessary
Ophthalmic | Intraocular lens replacement | Intraocular lens (IOL) | Monofocal, astigmatism correcting IOL | Rayner | RayOne EMV Toric +19.0SE+1.5D Cyl | RAO210T (+19.0SE+1.5D Cyl) | Standalone | DE0505958 | Indicated for patients with astigmatism of 2.5 dioptre cylinder (DC) and above in at least 1 eye; where correction of astigmatism is considered clinically necessary
Ophthalmic | Intraocular lens replacement | Intraocular lens (IOL) | Monofocal, astigmatism correcting IOL | Rayner | RayOne EMV Toric +19.0SE+2.25D Cyl | RAO210T (+19.0SE+2.25D Cyl) | Standalone | DE0505958 | Indicated for patients with astigmatism of 2.5 dioptre cylinder (DC) and above in at least 1 eye; where correction of astigmatism is considered clinically necessary
Ophthalmic | Intraocular lens replacement | Intraocular lens (IOL) | Monofocal, astigmatism correcting IOL | Rayner | RayOne EMV Toric +19.0SE+3.0D Cyl | RAO210T (+19.0SE+3.0D Cyl) | Standalone | DE0505958 | Indicated for patients with astigmatism of 2.5 dioptre cylinder (DC) and above in at least 1 eye; where correction of astigmatism is considered clinically necessary
Ophthalmic | Intraocular lens replacement | Intraocular lens (IOL) | Monofocal, astigmatism correcting IOL | Rayner | RayOne EMV Toric +19.0SE+3.75D Cyl | RAO210T (+19.0SE+3.75D Cyl) | Standalone | DE0505958 | Indicated for patients with astigmatism of 2.5 dioptre cylinder (DC) and above in at least 1 eye; where correction of astigmatism is considered clinically necessary
Ophthalmic | Intraocular lens replacement | Intraocular lens (IOL) | Monofocal, astigmatism correcting IOL | Rayner | RayOne EMV Toric +19.0SE+4.5D Cyl | RAO210T (+19.0SE+4.5D Cyl) | Standalone | DE0505958 | Indicated for patients with astigmatism of 2.5 dioptre cylinder (DC) and above in at least 1 eye; where correction of astigmatism is considered clinically necessary
Ophthalmic | Intraocular lens replacement | Intraocular lens (IOL) | Monofocal, astigmatism correcting IOL | Rayner | RayOne EMV Toric +19.5SE+0.75D Cyl | RAO210T (+19.5SE+0.75D Cyl) | Standalone | DE0505958 | Indicated for patients with astigmatism of 2.5 dioptre cylinder (DC) and above in at least 1 eye; where correction of astigmatism is considered clinically necessary
Ophthalmic | Intraocular lens replacement | Intraocular lens (IOL) | Monofocal, astigmatism correcting IOL | Rayner | RayOne EMV Toric +19.5SE+1.5D Cyl | RAO210T (+19.5SE+1.5D Cyl) | Standalone | DE0505958 | Indicated for patients with astigmatism of 2.5 dioptre cylinder (DC) and above in at least 1 eye; where correction of astigmatism is considered clinically necessary
Ophthalmic | Intraocular lens replacement | Intraocular lens (IOL) | Monofocal, astigmatism correcting IOL | Rayner | RayOne EMV Toric +19.5SE+2.25D Cyl | RAO210T (+19.5SE+2.25D Cyl) | Standalone | DE0505958 | Indicated for patients with astigmatism of 2.5 dioptre cylinder (DC) and above in at least 1 eye; where correction of astigmatism is considered clinically necessary
Ophthalmic | Intraocular lens replacement | Intraocular lens (IOL) | Monofocal, astigmatism correcting IOL | Rayner | RayOne EMV Toric +19.5SE+3.0D Cyl | RAO210T (+19.5SE+3.0D Cyl) | Standalone | DE0505958 | Indicated for patients with astigmatism of 2.5 dioptre cylinder (DC) and above in at least 1 eye; where correction of astigmatism is considered clinically necessary
Ophthalmic | Intraocular lens replacement | Intraocular lens (IOL) | Monofocal, astigmatism correcting IOL | Rayner | RayOne EMV Toric +19.5SE+3.75D Cyl | RAO210T (+19.5SE+3.75D Cyl) | Standalone | DE0505958 | Indicated for patients with astigmatism of 2.5 dioptre cylinder (DC) and above in at least 1 eye; where correction of astigmatism is considered clinically necessary
Ophthalmic | Intraocular lens replacement | Intraocular lens (IOL) | Monofocal, astigmatism correcting IOL | Rayner | RayOne EMV Toric +19.5SE+4.5D Cyl | RAO210T (+19.5SE+4.5D Cyl) | Standalone | DE0505958 | Indicated for patients with astigmatism of 2.5 dioptre cylinder (DC) and above in at least 1 eye; where correction of astigmatism is considered clinically necessary
Ophthalmic | Intraocular lens replacement | Intraocular lens (IOL) | Monofocal, astigmatism correcting IOL | Rayner | RayOne EMV Toric +20.0SE+0.75D Cyl | RAO210T (+20.0SE+0.75D Cyl) | Standalone | DE0505958 | Indicated for patients with astigmatism of 2.5 dioptre cylinder (DC) and above in at least 1 eye; where correction of astigmatism is considered clinically necessary
Ophthalmic | Intraocular lens replacement | Intraocular lens (IOL) | Monofocal, astigmatism correcting IOL | Rayner | RayOne EMV Toric +20.0SE+1.5D Cyl | RAO210T (+20.0SE+1.5D Cyl) | Standalone | DE0505958 | Indicated for patients with astigmatism of 2.5 dioptre cylinder (DC) and above in at least 1 eye; where correction of astigmatism is considered clinically necessary
Ophthalmic | Intraocular lens replacement | Intraocular lens (IOL) | Monofocal, astigmatism correcting IOL | Rayner | RayOne EMV Toric +20.0SE+2.25D Cyl | RAO210T (+20.0SE+2.25D Cyl) | Standalone | DE0505958 | Indicated for patients with astigmatism of 2.5 dioptre cylinder (DC) and above in at least 1 eye; where correction of astigmatism is considered clinically necessary
Ophthalmic | Intraocular lens replacement | Intraocular lens (IOL) | Monofocal, astigmatism correcting IOL | Rayner | RayOne EMV Toric +20.0SE+3.0D Cyl | RAO210T (+20.0SE+3.0D Cyl) | Standalone | DE0505958 | Indicated for patients with astigmatism of 2.5 dioptre cylinder (DC) and above in at least 1 eye; where correction of astigmatism is considered clinically necessary
Ophthalmic | Intraocular lens replacement | Intraocular lens (IOL) | Monofocal, astigmatism correcting IOL | Rayner | RayOne EMV Toric +20.0SE+3.75D Cyl | RAO210T (+20.0SE+3.75D Cyl) | Standalone | DE0505958 | Indicated for patients with astigmatism of 2.5 dioptre cylinder (DC) and above in at least 1 eye; where correction of astigmatism is considered clinically necessary
Ophthalmic | Intraocular lens replacement | Intraocular lens (IOL) | Monofocal, astigmatism correcting IOL | Rayner | RayOne EMV Toric +20.0SE+4.5D Cyl | RAO210T (+20.0SE+4.5D Cyl) | Standalone | DE0505958 | Indicated for patients with astigmatism of 2.5 dioptre cylinder (DC) and above in at least 1 eye; where correction of astigmatism is considered clinically necessary
Ophthalmic | Intraocular lens replacement | Intraocular lens (IOL) | Monofocal, astigmatism correcting IOL | Rayner | RayOne EMV Toric +20.5SE+0.75D Cyl | RAO210T (+20.5SE+0.75D Cyl) | Standalone | DE0505958 | Indicated for patients with astigmatism of 2.5 dioptre cylinder (DC) and above in at least 1 eye; where correction of astigmatism is considered clinically necessary
Ophthalmic | Intraocular lens replacement | Intraocular lens (IOL) | Monofocal, astigmatism correcting IOL | Rayner | RayOne EMV Toric +20.5SE+1.5D Cyl | RAO210T (+20.5SE+1.5D Cyl) | Standalone | DE0505958 | Indicated for patients with astigmatism of 2.5 dioptre cylinder (DC) and above in at least 1 eye; where correction of astigmatism is considered clinically necessary
Ophthalmic | Intraocular lens replacement | Intraocular lens (IOL) | Monofocal, astigmatism correcting IOL | Rayner | RayOne EMV Toric +20.5SE+2.25D Cyl | RAO210T (+20.5SE+2.25D Cyl) | Standalone | DE0505958 | Indicated for patients with astigmatism of 2.5 dioptre cylinder (DC) and above in at least 1 eye; where correction of astigmatism is considered clinically necessary
Ophthalmic | Intraocular lens replacement | Intraocular lens (IOL) | Monofocal, astigmatism correcting IOL | Rayner | RayOne EMV Toric +20.5SE+3.0D Cyl | RAO210T (+20.5SE+3.0D Cyl) | Standalone | DE0505958 | Indicated for patients with astigmatism of 2.5 dioptre cylinder (DC) and above in at least 1 eye; where correction of astigmatism is considered clinically necessary
Ophthalmic | Intraocular lens replacement | Intraocular lens (IOL) | Monofocal, astigmatism correcting IOL | Rayner | RayOne EMV Toric +20.5SE+3.75D Cyl | RAO210T (+20.5SE+3.75D Cyl) | Standalone | DE0505958 | Indicated for patients with astigmatism of 2.5 dioptre cylinder (DC) and above in at least 1 eye; where correction of astigmatism is considered clinically necessary
Ophthalmic | Intraocular lens replacement | Intraocular lens (IOL) | Monofocal, astigmatism correcting IOL | Rayner | RayOne EMV Toric +20.5SE+4.5D Cyl | RAO210T (+20.5SE+4.5D Cyl) | Standalone | DE0505958 | Indicated for patients with astigmatism of 2.5 dioptre cylinder (DC) and above in at least 1 eye; where correction of astigmatism is considered clinically necessary
Ophthalmic | Intraocular lens replacement | Intraocular lens (IOL) | Monofocal, astigmatism correcting IOL | Rayner | RayOne EMV Toric +21.0SE+0.75D Cyl | RAO210T (+21.0SE+0.75D Cyl) | Standalone | DE0505958 | Indicated for patients with astigmatism of 2.5 dioptre cylinder (DC) and above in at least 1 eye; where correction of astigmatism is considered clinically necessary
Ophthalmic | Intraocular lens replacement | Intraocular lens (IOL) | Monofocal, astigmatism correcting IOL | Rayner | RayOne EMV Toric +21.0SE+1.5D Cyl | RAO210T (+21.0SE+1.5D Cyl) | Standalone | DE0505958 | Indicated for patients with astigmatism of 2.5 dioptre cylinder (DC) and above in at least 1 eye; where correction of astigmatism is considered clinically necessary
Ophthalmic | Intraocular lens replacement | Intraocular lens (IOL) | Monofocal, astigmatism correcting IOL | Rayner | RayOne EMV Toric +21.0SE+2.25D Cyl | RAO210T (+21.0SE+2.25D Cyl) | Standalone | DE0505958 | Indicated for patients with astigmatism of 2.5 dioptre cylinder (DC) and above in at least 1 eye; where correction of astigmatism is considered clinically necessary
Ophthalmic | Intraocular lens replacement | Intraocular lens (IOL) | Monofocal, astigmatism correcting IOL | Rayner | RayOne EMV Toric +21.0SE+3.0D Cyl | RAO210T (+21.0SE+3.0D Cyl) | Standalone | DE0505958 | Indicated for patients with astigmatism of 2.5 dioptre cylinder (DC) and above in at least 1 eye; where correction of astigmatism is considered clinically necessary
Ophthalmic | Intraocular lens replacement | Intraocular lens (IOL) | Monofocal, astigmatism correcting IOL | Rayner | RayOne EMV Toric +21.0SE+3.75D Cyl | RAO210T (+21.0SE+3.75D Cyl) | Standalone | DE0505958 | Indicated for patients with astigmatism of 2.5 dioptre cylinder (DC) and above in at least 1 eye; where correction of astigmatism is considered clinically necessary
Ophthalmic | Intraocular lens replacement | Intraocular lens (IOL) | Monofocal, astigmatism correcting IOL | Rayner | RayOne EMV Toric +21.0SE+4.5D Cyl | RAO210T (+21.0SE+4.5D Cyl) | Standalone | DE0505958 | Indicated for patients with astigmatism of 2.5 dioptre cylinder (DC) and above in at least 1 eye; where correction of astigmatism is considered clinically necessary
Ophthalmic | Intraocular lens replacement | Intraocular lens (IOL) | Monofocal, astigmatism correcting IOL | Rayner | RayOne EMV Toric +21.5SE+0.75D Cyl | RAO210T (+21.5SE+0.75D Cyl) | Standalone | DE0505958 | Indicated for patients with astigmatism of 2.5 dioptre cylinder (DC) and above in at least 1 eye; where correction of astigmatism is considered clinically necessary
Ophthalmic | Intraocular lens replacement | Intraocular lens (IOL) | Monofocal, astigmatism correcting IOL | Rayner | RayOne EMV Toric +21.5SE+1.5D Cyl | RAO210T (+21.5SE+1.5D Cyl) | Standalone | DE0505958 | Indicated for patients with astigmatism of 2.5 dioptre cylinder (DC) and above in at least 1 eye; where correction of astigmatism is considered clinically necessary
Ophthalmic | Intraocular lens replacement | Intraocular lens (IOL) | Monofocal, astigmatism correcting IOL | Rayner | RayOne EMV Toric +21.5SE+2.25D Cyl | RAO210T (+21.5SE+2.25D Cyl) | Standalone | DE0505958 | Indicated for patients with astigmatism of 2.5 dioptre cylinder (DC) and above in at least 1 eye; where correction of astigmatism is considered clinically necessary
Ophthalmic | Intraocular lens replacement | Intraocular lens (IOL) | Monofocal, astigmatism correcting IOL | Rayner | RayOne EMV Toric +21.5SE+3.0D Cyl | RAO210T (+21.5SE+3.0D Cyl) | Standalone | DE0505958 | Indicated for patients with astigmatism of 2.5 dioptre cylinder (DC) and above in at least 1 eye; where correction of astigmatism is considered clinically necessary
Ophthalmic | Intraocular lens replacement | Intraocular lens (IOL) | Monofocal, astigmatism correcting IOL | Rayner | RayOne EMV Toric +21.5SE+3.75D Cyl | RAO210T (+21.5SE+3.75D Cyl) | Standalone | DE0505958 | Indicated for patients with astigmatism of 2.5 dioptre cylinder (DC) and above in at least 1 eye; where correction of astigmatism is considered clinically necessary
Ophthalmic | Intraocular lens replacement | Intraocular lens (IOL) | Monofocal, astigmatism correcting IOL | Rayner | RayOne EMV Toric +21.5SE+4.5D Cyl | RAO210T (+21.5SE+4.5D Cyl) | Standalone | DE0505958 | Indicated for patients with astigmatism of 2.5 dioptre cylinder (DC) and above in at least 1 eye; where correction of astigmatism is considered clinically necessary
Ophthalmic | Intraocular lens replacement | Intraocular lens (IOL) | Monofocal, astigmatism correcting IOL | Rayner | RayOne EMV Toric +22.0SE+0.75D Cyl | RAO210T (+22.0SE+0.75D Cyl) | Standalone | DE0505958 | Indicated for patients with astigmatism of 2.5 dioptre cylinder (DC) and above in at least 1 eye; where correction of astigmatism is considered clinically necessary
Ophthalmic | Intraocular lens replacement | Intraocular lens (IOL) | Monofocal, astigmatism correcting IOL | Rayner | RayOne EMV Toric +22.0SE+1.5D Cyl | RAO210T (+22.0SE+1.5D Cyl) | Standalone | DE0505958 | Indicated for patients with astigmatism of 2.5 dioptre cylinder (DC) and above in at least 1 eye; where correction of astigmatism is considered clinically necessary
Ophthalmic | Intraocular lens replacement | Intraocular lens (IOL) | Monofocal, astigmatism correcting IOL | Rayner | RayOne EMV Toric +22.0SE+2.25D Cyl | RAO210T (+22.0SE+2.25D Cyl) | Standalone | DE0505958 | Indicated for patients with astigmatism of 2.5 dioptre cylinder (DC) and above in at least 1 eye; where correction of astigmatism is considered clinically necessary
Ophthalmic | Intraocular lens replacement | Intraocular lens (IOL) | Monofocal, astigmatism correcting IOL | Rayner | RayOne EMV Toric +22.0SE+3.0D Cyl | RAO210T (+22.0SE+3.0D Cyl) | Standalone | DE0505958 | Indicated for patients with astigmatism of 2.5 dioptre cylinder (DC) and above in at least 1 eye; where correction of astigmatism is considered clinically necessary
Ophthalmic | Intraocular lens replacement | Intraocular lens (IOL) | Monofocal, astigmatism correcting IOL | Rayner | RayOne EMV Toric +22.0SE+3.75D Cyl | RAO210T (+22.0SE+3.75D Cyl) | Standalone | DE0505958 | Indicated for patients with astigmatism of 2.5 dioptre cylinder (DC) and above in at least 1 eye; where correction of astigmatism is considered clinically necessary
Ophthalmic | Intraocular lens replacement | Intraocular lens (IOL) | Monofocal, astigmatism correcting IOL | Rayner | RayOne EMV Toric +22.0SE+4.5D Cyl | RAO210T (+22.0SE+4.5D Cyl) | Standalone | DE0505958 | Indicated for patients with astigmatism of 2.5 dioptre cylinder (DC) and above in at least 1 eye; where correction of astigmatism is considered clinically necessary
Ophthalmic | Intraocular lens replacement | Intraocular lens (IOL) | Monofocal, astigmatism correcting IOL | Rayner | RayOne EMV Toric +22.5SE+0.75D Cyl | RAO210T (+22.5SE+0.75D Cyl) | Standalone | DE0505958 | Indicated for patients with astigmatism of 2.5 dioptre cylinder (DC) and above in at least 1 eye; where correction of astigmatism is considered clinically necessary
Ophthalmic | Intraocular lens replacement | Intraocular lens (IOL) | Monofocal, astigmatism correcting IOL | Rayner | RayOne EMV Toric +22.5SE+1.5D Cyl | RAO210T (+22.5SE+1.5D Cyl) | Standalone | DE0505958 | Indicated for patients with astigmatism of 2.5 dioptre cylinder (DC) and above in at least 1 eye; where correction of astigmatism is considered clinically necessary
Ophthalmic | Intraocular lens replacement | Intraocular lens (IOL) | Monofocal, astigmatism correcting IOL | Rayner | RayOne EMV Toric +22.5SE+2.25D Cyl | RAO210T (+22.5SE+2.25D Cyl) | Standalone | DE0505958 | Indicated for patients with astigmatism of 2.5 dioptre cylinder (DC) and above in at least 1 eye; where correction of astigmatism is considered clinically necessary
Ophthalmic | Intraocular lens replacement | Intraocular lens (IOL) | Monofocal, astigmatism correcting IOL | Rayner | RayOne EMV Toric +22.5SE+3.0D Cyl | RAO210T (+22.5SE+3.0D Cyl) | Standalone | DE0505958 | Indicated for patients with astigmatism of 2.5 dioptre cylinder (DC) and above in at least 1 eye; where correction of astigmatism is considered clinically necessary
Ophthalmic | Intraocular lens replacement | Intraocular lens (IOL) | Monofocal, astigmatism correcting IOL | Rayner | RayOne EMV Toric +22.5SE+3.75D Cyl | RAO210T (+22.5SE+3.75D Cyl) | Standalone | DE0505958 | Indicated for patients with astigmatism of 2.5 dioptre cylinder (DC) and above in at least 1 eye; where correction of astigmatism is considered clinically necessary
Ophthalmic | Intraocular lens replacement | Intraocular lens (IOL) | Monofocal, astigmatism correcting IOL | Rayner | RayOne EMV Toric +22.5SE+4.5D Cyl | RAO210T (+22.5SE+4.5D Cyl) | Standalone | DE0505958 | Indicated for patients with astigmatism of 2.5 dioptre cylinder (DC) and above in at least 1 eye; where correction of astigmatism is considered clinically necessary
Ophthalmic | Intraocular lens replacement | Intraocular lens (IOL) | Monofocal, astigmatism correcting IOL | Rayner | RayOne EMV Toric +23.0SE+0.75D Cyl | RAO210T (+23.0SE+0.75D Cyl) | Standalone | DE0505958 | Indicated for patients with astigmatism of 2.5 dioptre cylinder (DC) and above in at least 1 eye; where correction of astigmatism is considered clinically necessary
Ophthalmic | Intraocular lens replacement | Intraocular lens (IOL) | Monofocal, astigmatism correcting IOL | Rayner | RayOne EMV Toric +23.0SE+1.5D Cyl | RAO210T (+23.0SE+1.5D Cyl) | Standalone | DE0505958 | Indicated for patients with astigmatism of 2.5 dioptre cylinder (DC) and above in at least 1 eye; where correction of astigmatism is considered clinically necessary
Ophthalmic | Intraocular lens replacement | Intraocular lens (IOL) | Monofocal, astigmatism correcting IOL | Rayner | RayOne EMV Toric +23.0SE+2.25D Cyl | RAO210T (+23.0SE+2.25D Cyl) | Standalone | DE0505958 | Indicated for patients with astigmatism of 2.5 dioptre cylinder (DC) and above in at least 1 eye; where correction of astigmatism is considered clinically necessary
Ophthalmic | Intraocular lens replacement | Intraocular lens (IOL) | Monofocal, astigmatism correcting IOL | Rayner | RayOne EMV Toric +23.0SE+3.0D Cyl | RAO210T (+23.0SE+3.0D Cyl) | Standalone | DE0505958 | Indicated for patients with astigmatism of 2.5 dioptre cylinder (DC) and above in at least 1 eye; where correction of astigmatism is considered clinically necessary
Ophthalmic | Intraocular lens replacement | Intraocular lens (IOL) | Monofocal, astigmatism correcting IOL | Rayner | RayOne EMV Toric +23.0SE+3.75D Cyl | RAO210T (+23.0SE+3.75D Cyl) | Standalone | DE0505958 | Indicated for patients with astigmatism of 2.5 dioptre cylinder (DC) and above in at least 1 eye; where correction of astigmatism is considered clinically necessary
Ophthalmic | Intraocular lens replacement | Intraocular lens (IOL) | Monofocal, astigmatism correcting IOL | Rayner | RayOne EMV Toric +23.0SE+4.5D Cyl | RAO210T (+23.0SE+4.5D Cyl) | Standalone | DE0505958 | Indicated for patients with astigmatism of 2.5 dioptre cylinder (DC) and above in at least 1 eye; where correction of astigmatism is considered clinically necessary
Ophthalmic | Intraocular lens replacement | Intraocular lens (IOL) | Monofocal, astigmatism correcting IOL | Rayner | RayOne EMV Toric +23.5SE+0.75D Cyl | RAO210T (+23.5SE+0.75D Cyl) | Standalone | DE0505958 | Indicated for patients with astigmatism of 2.5 dioptre cylinder (DC) and above in at least 1 eye; where correction of astigmatism is considered clinically necessary
Ophthalmic | Intraocular lens replacement | Intraocular lens (IOL) | Monofocal, astigmatism correcting IOL | Rayner | RayOne EMV Toric +23.5SE+1.5D Cyl | RAO210T (+23.5SE+1.5D Cyl) | Standalone | DE0505958 | Indicated for patients with astigmatism of 2.5 dioptre cylinder (DC) and above in at least 1 eye; where correction of astigmatism is considered clinically necessary
Ophthalmic | Intraocular lens replacement | Intraocular lens (IOL) | Monofocal, astigmatism correcting IOL | Rayner | RayOne EMV Toric +23.5SE+2.25D Cyl | RAO210T (+23.5SE+2.25D Cyl) | Standalone | DE0505958 | Indicated for patients with astigmatism of 2.5 dioptre cylinder (DC) and above in at least 1 eye; where correction of astigmatism is considered clinically necessary
Ophthalmic | Intraocular lens replacement | Intraocular lens (IOL) | Monofocal, astigmatism correcting IOL | Rayner | RayOne EMV Toric +23.5SE+3.0D Cyl | RAO210T (+23.5SE+3.0D Cyl) | Standalone | DE0505958 | Indicated for patients with astigmatism of 2.5 dioptre cylinder (DC) and above in at least 1 eye; where correction of astigmatism is considered clinically necessary
Ophthalmic | Intraocular lens replacement | Intraocular lens (IOL) | Monofocal, astigmatism correcting IOL | Rayner | RayOne EMV Toric +23.5SE+3.75D Cyl | RAO210T (+23.5SE+3.75D Cyl) | Standalone | DE0505958 | Indicated for patients with astigmatism of 2.5 dioptre cylinder (DC) and above in at least 1 eye; where correction of astigmatism is considered clinically necessary
Ophthalmic | Intraocular lens replacement | Intraocular lens (IOL) | Monofocal, astigmatism correcting IOL | Rayner | RayOne EMV Toric +23.5SE+4.5D Cyl | RAO210T (+23.5SE+4.5D Cyl) | Standalone | DE0505958 | Indicated for patients with astigmatism of 2.5 dioptre cylinder (DC) and above in at least 1 eye; where correction of astigmatism is considered clinically necessary
Ophthalmic | Intraocular lens replacement | Intraocular lens (IOL) | Monofocal, astigmatism correcting IOL | Rayner | RayOne EMV Toric +24.0SE+0.75D Cyl | RAO210T (+24.0SE+0.75D Cyl) | Standalone | DE0505958 | Indicated for patients with astigmatism of 2.5 dioptre cylinder (DC) and above in at least 1 eye; where correction of astigmatism is considered clinically necessary
Ophthalmic | Intraocular lens replacement | Intraocular lens (IOL) | Monofocal, astigmatism correcting IOL | Rayner | RayOne EMV Toric +24.0SE+1.5D Cyl | RAO210T (+24.0SE+1.5D Cyl) | Standalone | DE0505958 | Indicated for patients with astigmatism of 2.5 dioptre cylinder (DC) and above in at least 1 eye; where correction of astigmatism is considered clinically necessary
Ophthalmic | Intraocular lens replacement | Intraocular lens (IOL) | Monofocal, astigmatism correcting IOL | Rayner | RayOne EMV Toric +24.0SE+2.25D Cyl | RAO210T (+24.0SE+2.25D Cyl) | Standalone | DE0505958 | Indicated for patients with astigmatism of 2.5 dioptre cylinder (DC) and above in at least 1 eye; where correction of astigmatism is considered clinically necessary
Ophthalmic | Intraocular lens replacement | Intraocular lens (IOL) | Monofocal, astigmatism correcting IOL | Rayner | RayOne EMV Toric +24.0SE+3.0D Cyl | RAO210T (+24.0SE+3.0D Cyl) | Standalone | DE0505958 | Indicated for patients with astigmatism of 2.5 dioptre cylinder (DC) and above in at least 1 eye; where correction of astigmatism is considered clinically necessary
Ophthalmic | Intraocular lens replacement | Intraocular lens (IOL) | Monofocal, astigmatism correcting IOL | Rayner | RayOne EMV Toric +24.0SE+3.75D Cyl | RAO210T (+24.0SE+3.75D Cyl) | Standalone | DE0505958 | Indicated for patients with astigmatism of 2.5 dioptre cylinder (DC) and above in at least 1 eye; where correction of astigmatism is considered clinically necessary
Ophthalmic | Intraocular lens replacement | Intraocular lens (IOL) | Monofocal, astigmatism correcting IOL | Rayner | RayOne EMV Toric +24.0SE+4.5D Cyl | RAO210T (+24.0SE+4.5D Cyl) | Standalone | DE0505958 | Indicated for patients with astigmatism of 2.5 dioptre cylinder (DC) and above in at least 1 eye; where correction of astigmatism is considered clinically necessary
Ophthalmic | Intraocular lens replacement | Intraocular lens (IOL) | Monofocal, astigmatism correcting IOL | Rayner | RayOne EMV Toric +24.5SE+0.75D Cyl | RAO210T (+24.5SE+0.75D Cyl) | Standalone | DE0505958 | Indicated for patients with astigmatism of 2.5 dioptre cylinder (DC) and above in at least 1 eye; where correction of astigmatism is considered clinically necessary
Ophthalmic | Intraocular lens replacement | Intraocular lens (IOL) | Monofocal, astigmatism correcting IOL | Rayner | RayOne EMV Toric +24.5SE+1.5D Cyl | RAO210T (+24.5SE+1.5D Cyl) | Standalone | DE0505958 | Indicated for patients with astigmatism of 2.5 dioptre cylinder (DC) and above in at least 1 eye; where correction of astigmatism is considered clinically necessary
Ophthalmic | Intraocular lens replacement | Intraocular lens (IOL) | Monofocal, astigmatism correcting IOL | Rayner | RayOne EMV Toric +24.5SE+2.25D Cyl | RAO210T (+24.5SE+2.25D Cyl) | Standalone | DE0505958 | Indicated for patients with astigmatism of 2.5 dioptre cylinder (DC) and above in at least 1 eye; where correction of astigmatism is considered clinically necessary
Ophthalmic | Intraocular lens replacement | Intraocular lens (IOL) | Monofocal, astigmatism correcting IOL | Rayner | RayOne EMV Toric +24.5SE+3.0D Cyl | RAO210T (+24.5SE+3.0D Cyl) | Standalone | DE0505958 | Indicated for patients with astigmatism of 2.5 dioptre cylinder (DC) and above in at least 1 eye; where correction of astigmatism is considered clinically necessary
Ophthalmic | Intraocular lens replacement | Intraocular lens (IOL) | Monofocal, astigmatism correcting IOL | Rayner | RayOne EMV Toric +24.5SE+3.75D Cyl | RAO210T (+24.5SE+3.75D Cyl) | Standalone | DE0505958 | Indicated for patients with astigmatism of 2.5 dioptre cylinder (DC) and above in at least 1 eye; where correction of astigmatism is considered clinically necessary
Ophthalmic | Intraocular lens replacement | Intraocular lens (IOL) | Monofocal, astigmatism correcting IOL | Rayner | RayOne EMV Toric +24.5SE+4.5D Cyl | RAO210T (+24.5SE+4.5D Cyl) | Standalone | DE0505958 | Indicated for patients with astigmatism of 2.5 dioptre cylinder (DC) and above in at least 1 eye; where correction of astigmatism is considered clinically necessary
Ophthalmic | Intraocular lens replacement | Intraocular lens (IOL) | Monofocal, astigmatism correcting IOL | Rayner | RayOne EMV Toric +25.0SE+0.75D Cyl | RAO210T (+25.0SE+0.75D Cyl) | Standalone | DE0505958 | Indicated for patients with astigmatism of 2.5 dioptre cylinder (DC) and above in at least 1 eye; where correction of astigmatism is considered clinically necessary
Ophthalmic | Intraocular lens replacement | Intraocular lens (IOL) | Monofocal, astigmatism correcting IOL | Rayner | RayOne EMV Toric +25.0SE+1.5D Cyl | RAO210T (+25.0SE+1.5D Cyl) | Standalone | DE0505958 | Indicated for patients with astigmatism of 2.5 dioptre cylinder (DC) and above in at least 1 eye; where correction of astigmatism is considered clinically necessary
Ophthalmic | Intraocular lens replacement | Intraocular lens (IOL) | Monofocal, astigmatism correcting IOL | Rayner | RayOne EMV Toric +25.0SE+2.25D Cyl | RAO210T (+25.0SE+2.25D Cyl) | Standalone | DE0505958 | Indicated for patients with astigmatism of 2.5 dioptre cylinder (DC) and above in at least 1 eye; where correction of astigmatism is considered clinically necessary
Ophthalmic | Intraocular lens replacement | Intraocular lens (IOL) | Monofocal, astigmatism correcting IOL | Rayner | RayOne EMV Toric +25.0SE+3.0D Cyl | RAO210T (+25.0SE+3.0D Cyl) | Standalone | DE0505958 | Indicated for patients with astigmatism of 2.5 dioptre cylinder (DC) and above in at least 1 eye; where correction of astigmatism is considered clinically necessary
Ophthalmic | Intraocular lens replacement | Intraocular lens (IOL) | Monofocal, astigmatism correcting IOL | Rayner | RayOne EMV Toric +25.0SE+3.75D Cyl | RAO210T (+25.0SE+3.75D Cyl) | Standalone | DE0505958 | Indicated for patients with astigmatism of 2.5 dioptre cylinder (DC) and above in at least 1 eye; where correction of astigmatism is considered clinically necessary
Ophthalmic | Intraocular lens replacement | Intraocular lens (IOL) | Monofocal, astigmatism correcting IOL | Rayner | RayOne EMV Toric +25.0SE+4.5D Cyl | RAO210T (+25.0SE+4.5D Cyl) | Standalone | DE0505958 | Indicated for patients with astigmatism of 2.5 dioptre cylinder (DC) and above in at least 1 eye; where correction of astigmatism is considered clinically necessary
Ophthalmic | Capsular support | Capsular support device | Capsular tension ring | Morcher | Capsular Tension Ring | 13 | Standalone | DE0508174 | As per HSA registered indication(s)
Ophthalmic | Capsular support | Capsular support device | Capsular tension ring | Morcher | Capsular Tension Ring | 13A | Standalone | DE0508174 | As per HSA registered indication(s)
Ophthalmic | Capsular support | Capsular support device | Capsular tension ring | Morcher | Capsular Tension Ring | 13B | Standalone | DE0508174 | As per HSA registered indication(s)
Ophthalmic | Capsular support | Capsular support device | Capsular tension ring | Morcher | Capsular Tension Ring | 14 | Standalone | DE0508174 | As per HSA registered indication(s)
Ophthalmic | Capsular support | Capsular support device | Capsular tension ring | Morcher | Capsular Tension Ring | 14A | Standalone | DE0508174 | As per HSA registered indication(s)
Ophthalmic | Capsular support | Capsular support device | Capsular tension ring | Morcher | Capsular Tension Ring | 14C | Standalone | DE0508174 | As per HSA registered indication(s)
Ophthalmic | Capsular support | Capsular support device | Capsular tension ring | Morcher | EYEJET CTR; Capsular Tension Ring | 13 RIGHT | Standalone | DE0508173 | As per HSA registered indication(s)
Ophthalmic | Capsular support | Capsular support device | Capsular tension ring | Morcher | EYEJET CTR; Capsular Tension Ring | 13A RIGHT | Standalone | DE0508173 | As per HSA registered indication(s)
Ophthalmic | Capsular support | Capsular support device | Capsular tension ring | Morcher | EYEJET CTR; Capsular Tension Ring | 13B RIGHT | Standalone | DE0508173 | As per HSA registered indication(s)
Ophthalmic | Capsular support | Capsular support device | Capsular tension ring | Morcher | EYEJET CTR; Capsular Tension Ring | 14 RIGHT | Standalone | DE0508173 | As per HSA registered indication(s)
Ophthalmic | Capsular support | Capsular support device | Capsular tension ring | Morcher | EYEJET CTR; Capsular Tension Ring | 14 LEFT | Standalone | DE0508173 | As per HSA registered indication(s)
Ophthalmic | Capsular support | Capsular support device | Capsular tension ring | Morcher | EYEJET CTR; Capsular Tension Ring | 14A RIGHT | Standalone | DE0508173 | As per HSA registered indication(s)
Ophthalmic | Capsular support | Capsular support device | Capsular tension ring | Morcher | EYEJET CTR; Capsular Tension Ring | 14A LEFT | Standalone | DE0508173 | As per HSA registered indication(s)
Ophthalmic | Capsular support | Capsular support device | Capsular tension ring | Morcher | EYEJET CTR; Capsular Tension Ring | 14C RIGHT | Standalone | DE0508173 | As per HSA registered indication(s)
Ophthalmic | Capsular support | Capsular support device | Capsular tension ring | Morcher | EYEJET CTR; Capsular Tension Ring | 14C LEFT | Standalone | DE0508173 | As per HSA registered indication(s)
Cardiac | Structural heart | Transcatheter heart valve implantation system | Transcatheter aortic valve implantation (TAVI) | Medtronic | Medtronic Corevalve Evolut PRO+ TAVI System | BNEVOLUT-PROPLUS | Package | DE0507496 | 1. Patient selection should be carried out by a multidisciplinary heart team, which must at minimum include an interventional cardiologist and a cardiac surgeon. The team should determine the surgical mortality risk for each patient based on: a. An estimated mortality risk of 8% or greater within 30 days of surgery according to the Society of Thoracic Surgeons Predicted Risk of Mortality (STS-PROM) risk assessment; OR b. Other patient characteristics where these conditions are clinically equivalent to inoperable risk (STS-PROM score of 8% or greater). These examples could include but are not limited to: i. Frailty ii. Cognitive function iii. Porcelain aorta iv. Advanced cancer diagnosis but not debilitating v. Prior radiation therapy vi. Prior open-heart surgery (e.g. coronary artery bypass graft [CABG]) Where appropriate, objective tools should be used to assess these characteristics. 2. TAVI should be conducted by a multidisciplinary heart team that has met the applicable TAVI training and accreditation standards set by the institution. 3. The TAVI procedure should be performed via transfemoral delivery, unless it is contraindicated or not feasible, in catheterisation labs or hybrid operating theatres equipped with early in-hospital access to cardiac and vascular surgical support for the emergency treatment of complications and subsequent patient care. 4. Properly record details of final surgical risk assessments of all patients who receive TAVI including STS-PROM score, type of TAVI device and clinical outcomes. This is consistent with the standard arrangements in place for clinical governance and audit. 5. TAVI should not be subsidised if the patient has received a prior SAVR or TAVI implant.
Ophthalmic | Intraocular lens replacement | Intraocular lens (IOL) | Monofocal, astigmatism correcting IOL | Kowa Company Ltd | AVANSEE PRELOAD1P TORIC CLEAR | CP-T2 (+6.0D) | Standalone | DE0505885 | Indicated for patients with astigmatism of 2.5 dioptre cylinder (DC) and above in at least 1 eye; where correction of astigmatism is considered clinically necessary
Ophthalmic | Intraocular lens replacement | Intraocular lens (IOL) | Monofocal, astigmatism correcting IOL | Kowa Company Ltd | AVANSEE PRELOAD1P TORIC CLEAR | CP-T2 (+6.5D) | Standalone | DE0505885 | Indicated for patients with astigmatism of 2.5 dioptre cylinder (DC) and above in at least 1 eye; where correction of astigmatism is considered clinically necessary
Ophthalmic | Intraocular lens replacement | Intraocular lens (IOL) | Monofocal, astigmatism correcting IOL | Kowa Company Ltd | AVANSEE PRELOAD1P TORIC CLEAR | CP-T2 (+7.0D) | Standalone | DE0505885 | Indicated for patients with astigmatism of 2.5 dioptre cylinder (DC) and above in at least 1 eye; where correction of astigmatism is considered clinically necessary
Ophthalmic | Intraocular lens replacement | Intraocular lens (IOL) | Monofocal, astigmatism correcting IOL | Kowa Company Ltd | AVANSEE PRELOAD1P TORIC CLEAR | CP-T2 (+7.5D) | Standalone | DE0505885 | Indicated for patients with astigmatism of 2.5 dioptre cylinder (DC) and above in at least 1 eye; where correction of astigmatism is considered clinically necessary
Ophthalmic | Intraocular lens replacement | Intraocular lens (IOL) | Monofocal, astigmatism correcting IOL | Kowa Company Ltd | AVANSEE PRELOAD1P TORIC CLEAR | CP-T2 (+8.0D) | Standalone | DE0505885 | Indicated for patients with astigmatism of 2.5 dioptre cylinder (DC) and above in at least 1 eye; where correction of astigmatism is considered clinically necessary
Ophthalmic | Intraocular lens replacement | Intraocular lens (IOL) | Monofocal, astigmatism correcting IOL | Kowa Company Ltd | AVANSEE PRELOAD1P TORIC CLEAR | CP-T2 (+8.5D) | Standalone | DE0505885 | Indicated for patients with astigmatism of 2.5 dioptre cylinder (DC) and above in at least 1 eye; where correction of astigmatism is considered clinically necessary
Ophthalmic | Intraocular lens replacement | Intraocular lens (IOL) | Monofocal, astigmatism correcting IOL | Kowa Company Ltd | AVANSEE PRELOAD1P TORIC CLEAR | CP-T2 (+9.0D) | Standalone | DE0505885 | Indicated for patients with astigmatism of 2.5 dioptre cylinder (DC) and above in at least 1 eye; where correction of astigmatism is considered clinically necessary
Ophthalmic | Intraocular lens replacement | Intraocular lens (IOL) | Monofocal, astigmatism correcting IOL | Kowa Company Ltd | AVANSEE PRELOAD1P TORIC CLEAR | CP-T2 (+9.5D) | Standalone | DE0505885 | Indicated for patients with astigmatism of 2.5 dioptre cylinder (DC) and above in at least 1 eye; where correction of astigmatism is considered clinically necessary
Ophthalmic | Intraocular lens replacement | Intraocular lens (IOL) | Monofocal, astigmatism correcting IOL | Kowa Company Ltd | AVANSEE PRELOAD1P TORIC CLEAR | CP-T2 (+10.0D) | Standalone | DE0505885 | Indicated for patients with astigmatism of 2.5 dioptre cylinder (DC) and above in at least 1 eye; where correction of astigmatism is considered clinically necessary
Ophthalmic | Intraocular lens replacement | Intraocular lens (IOL) | Monofocal, astigmatism correcting IOL | Kowa Company Ltd | AVANSEE PRELOAD1P TORIC CLEAR | CP-T2 (+10.5D) | Standalone | DE0505885 | Indicated for patients with astigmatism of 2.5 dioptre cylinder (DC) and above in at least 1 eye; where correction of astigmatism is considered clinically necessary
Ophthalmic | Intraocular lens replacement | Intraocular lens (IOL) | Monofocal, astigmatism correcting IOL | Kowa Company Ltd | AVANSEE PRELOAD1P TORIC CLEAR | CP-T2 (+11.0D) | Standalone | DE0505885 | Indicated for patients with astigmatism of 2.5 dioptre cylinder (DC) and above in at least 1 eye; where correction of astigmatism is considered clinically necessary
Ophthalmic | Intraocular lens replacement | Intraocular lens (IOL) | Monofocal, astigmatism correcting IOL | Kowa Company Ltd | AVANSEE PRELOAD1P TORIC CLEAR | CP-T2 (+11.5D) | Standalone | DE0505885 | Indicated for patients with astigmatism of 2.5 dioptre cylinder (DC) and above in at least 1 eye; where correction of astigmatism is considered clinically necessary
Ophthalmic | Intraocular lens replacement | Intraocular lens (IOL) | Monofocal, astigmatism correcting IOL | Kowa Company Ltd | AVANSEE PRELOAD1P TORIC CLEAR | CP-T2 (+12.0D) | Standalone | DE0505885 | Indicated for patients with astigmatism of 2.5 dioptre cylinder (DC) and above in at least 1 eye; where correction of astigmatism is considered clinically necessary
Ophthalmic | Intraocular lens replacement | Intraocular lens (IOL) | Monofocal, astigmatism correcting IOL | Kowa Company Ltd | AVANSEE PRELOAD1P TORIC CLEAR | CP-T2 (+12.5D) | Standalone | DE0505885 | Indicated for patients with astigmatism of 2.5 dioptre cylinder (DC) and above in at least 1 eye; where correction of astigmatism is considered clinically necessary
Ophthalmic | Intraocular lens replacement | Intraocular lens (IOL) | Monofocal, astigmatism correcting IOL | Kowa Company Ltd | AVANSEE PRELOAD1P TORIC CLEAR | CP-T2 (+13.0D) | Standalone | DE0505885 | Indicated for patients with astigmatism of 2.5 dioptre cylinder (DC) and above in at least 1 eye; where correction of astigmatism is considered clinically necessary
Ophthalmic | Intraocular lens replacement | Intraocular lens (IOL) | Monofocal, astigmatism correcting IOL | Kowa Company Ltd | AVANSEE PRELOAD1P TORIC CLEAR | CP-T2 (+13.5D) | Standalone | DE0505885 | Indicated for patients with astigmatism of 2.5 dioptre cylinder (DC) and above in at least 1 eye; where correction of astigmatism is considered clinically necessary
Ophthalmic | Intraocular lens replacement | Intraocular lens (IOL) | Monofocal, astigmatism correcting IOL | Kowa Company Ltd | AVANSEE PRELOAD1P TORIC CLEAR | CP-T2 (+14.0D) | Standalone | DE0505885 | Indicated for patients with astigmatism of 2.5 dioptre cylinder (DC) and above in at least 1 eye; where correction of astigmatism is considered clinically necessary
Ophthalmic | Intraocular lens replacement | Intraocular lens (IOL) | Monofocal, astigmatism correcting IOL | Kowa Company Ltd | AVANSEE PRELOAD1P TORIC CLEAR | CP-T2 (+14.5D) | Standalone | DE0505885 | Indicated for patients with astigmatism of 2.5 dioptre cylinder (DC) and above in at least 1 eye; where correction of astigmatism is considered clinically necessary
Ophthalmic | Intraocular lens replacement | Intraocular lens (IOL) | Monofocal, astigmatism correcting IOL | Kowa Company Ltd | AVANSEE PRELOAD1P TORIC CLEAR | CP-T2 (+15.0D) | Standalone | DE0505885 | Indicated for patients with astigmatism of 2.5 dioptre cylinder (DC) and above in at least 1 eye; where correction of astigmatism is considered clinically necessary
Ophthalmic | Intraocular lens replacement | Intraocular lens (IOL) | Monofocal, astigmatism correcting IOL | Kowa Company Ltd | AVANSEE PRELOAD1P TORIC CLEAR | CP-T2 (+15.5D) | Standalone | DE0505885 | Indicated for patients with astigmatism of 2.5 dioptre cylinder (DC) and above in at least 1 eye; where correction of astigmatism is considered clinically necessary
Ophthalmic | Intraocular lens replacement | Intraocular lens (IOL) | Monofocal, astigmatism correcting IOL | Kowa Company Ltd | AVANSEE PRELOAD1P TORIC CLEAR | CP-T2 (+16.0D) | Standalone | DE0505885 | Indicated for patients with astigmatism of 2.5 dioptre cylinder (DC) and above in at least 1 eye; where correction of astigmatism is considered clinically necessary
Ophthalmic | Intraocular lens replacement | Intraocular lens (IOL) | Monofocal, astigmatism correcting IOL | Kowa Company Ltd | AVANSEE PRELOAD1P TORIC CLEAR | CP-T2 (+16.5D) | Standalone | DE0505885 | Indicated for patients with astigmatism of 2.5 dioptre cylinder (DC) and above in at least 1 eye; where correction of astigmatism is considered clinically necessary
Ophthalmic | Intraocular lens replacement | Intraocular lens (IOL) | Monofocal, astigmatism correcting IOL | Kowa Company Ltd | AVANSEE PRELOAD1P TORIC CLEAR | CP-T2 (+17.0D) | Standalone | DE0505885 | Indicated for patients with astigmatism of 2.5 dioptre cylinder (DC) and above in at least 1 eye; where correction of astigmatism is considered clinically necessary
Ophthalmic | Intraocular lens replacement | Intraocular lens (IOL) | Monofocal, astigmatism correcting IOL | Kowa Company Ltd | AVANSEE PRELOAD1P TORIC CLEAR | CP-T2 (+17.5D) | Standalone | DE0505885 | Indicated for patients with astigmatism of 2.5 dioptre cylinder (DC) and above in at least 1 eye; where correction of astigmatism is considered clinically necessary
Ophthalmic | Intraocular lens replacement | Intraocular lens (IOL) | Monofocal, astigmatism correcting IOL | Kowa Company Ltd | AVANSEE PRELOAD1P TORIC CLEAR | CP-T2 (+18.0D) | Standalone | DE0505885 | Indicated for patients with astigmatism of 2.5 dioptre cylinder (DC) and above in at least 1 eye; where correction of astigmatism is considered clinically necessary
Ophthalmic | Intraocular lens replacement | Intraocular lens (IOL) | Monofocal, astigmatism correcting IOL | Kowa Company Ltd | AVANSEE PRELOAD1P TORIC CLEAR | CP-T2 (+18.5D) | Standalone | DE0505885 | Indicated for patients with astigmatism of 2.5 dioptre cylinder (DC) and above in at least 1 eye; where correction of astigmatism is considered clinically necessary
Ophthalmic | Intraocular lens replacement | Intraocular lens (IOL) | Monofocal, astigmatism correcting IOL | Kowa Company Ltd | AVANSEE PRELOAD1P TORIC CLEAR | CP-T2 (+19.0D) | Standalone | DE0505885 | Indicated for patients with astigmatism of 2.5 dioptre cylinder (DC) and above in at least 1 eye; where correction of astigmatism is considered clinically necessary
Ophthalmic | Intraocular lens replacement | Intraocular lens (IOL) | Monofocal, astigmatism correcting IOL | Kowa Company Ltd | AVANSEE PRELOAD1P TORIC CLEAR | CP-T2 (+19.5D) | Standalone | DE0505885 | Indicated for patients with astigmatism of 2.5 dioptre cylinder (DC) and above in at least 1 eye; where correction of astigmatism is considered clinically necessary
Ophthalmic | Intraocular lens replacement | Intraocular lens (IOL) | Monofocal, astigmatism correcting IOL | Kowa Company Ltd | AVANSEE PRELOAD1P TORIC CLEAR | CP-T2 (+20.0D) | Standalone | DE0505885 | Indicated for patients with astigmatism of 2.5 dioptre cylinder (DC) and above in at least 1 eye; where correction of astigmatism is considered clinically necessary
Ophthalmic | Intraocular lens replacement | Intraocular lens (IOL) | Monofocal, astigmatism correcting IOL | Kowa Company Ltd | AVANSEE PRELOAD1P TORIC CLEAR | CP-T2 (+20.5D) | Standalone | DE0505885 | Indicated for patients with astigmatism of 2.5 dioptre cylinder (DC) and above in at least 1 eye; where correction of astigmatism is considered clinically necessary
Ophthalmic | Intraocular lens replacement | Intraocular lens (IOL) | Monofocal, astigmatism correcting IOL | Kowa Company Ltd | AVANSEE PRELOAD1P TORIC CLEAR | CP-T2 (+21.0D) | Standalone | DE0505885 | Indicated for patients with astigmatism of 2.5 dioptre cylinder (DC) and above in at least 1 eye; where correction of astigmatism is considered clinically necessary
Ophthalmic | Intraocular lens replacement | Intraocular lens (IOL) | Monofocal, astigmatism correcting IOL | Kowa Company Ltd | AVANSEE PRELOAD1P TORIC CLEAR | CP-T2 (+21.5D) | Standalone | DE0505885 | Indicated for patients with astigmatism of 2.5 dioptre cylinder (DC) and above in at least 1 eye; where correction of astigmatism is considered clinically necessary
Ophthalmic | Intraocular lens replacement | Intraocular lens (IOL) | Monofocal, astigmatism correcting IOL | Kowa Company Ltd | AVANSEE PRELOAD1P TORIC CLEAR | CP-T2 (+22.0D) | Standalone | DE0505885 | Indicated for patients with astigmatism of 2.5 dioptre cylinder (DC) and above in at least 1 eye; where correction of astigmatism is considered clinically necessary
Ophthalmic | Intraocular lens replacement | Intraocular lens (IOL) | Monofocal, astigmatism correcting IOL | Kowa Company Ltd | AVANSEE PRELOAD1P TORIC CLEAR | CP-T2 (+22.5D) | Standalone | DE0505885 | Indicated for patients with astigmatism of 2.5 dioptre cylinder (DC) and above in at least 1 eye; where correction of astigmatism is considered clinically necessary
Ophthalmic | Intraocular lens replacement | Intraocular lens (IOL) | Monofocal, astigmatism correcting IOL | Kowa Company Ltd | AVANSEE PRELOAD1P TORIC CLEAR | CP-T2 (+23.0D) | Standalone | DE0505885 | Indicated for patients with astigmatism of 2.5 dioptre cylinder (DC) and above in at least 1 eye; where correction of astigmatism is considered clinically necessary
Ophthalmic | Intraocular lens replacement | Intraocular lens (IOL) | Monofocal, astigmatism correcting IOL | Kowa Company Ltd | AVANSEE PRELOAD1P TORIC CLEAR | CP-T2 (+23.5D) | Standalone | DE0505885 | Indicated for patients with astigmatism of 2.5 dioptre cylinder (DC) and above in at least 1 eye; where correction of astigmatism is considered clinically necessary
Ophthalmic | Intraocular lens replacement | Intraocular lens (IOL) | Monofocal, astigmatism correcting IOL | Kowa Company Ltd | AVANSEE PRELOAD1P TORIC CLEAR | CP-T2 (+24.0D) | Standalone | DE0505885 | Indicated for patients with astigmatism of 2.5 dioptre cylinder (DC) and above in at least 1 eye; where correction of astigmatism is considered clinically necessary
Ophthalmic | Intraocular lens replacement | Intraocular lens (IOL) | Monofocal, astigmatism correcting IOL | Kowa Company Ltd | AVANSEE PRELOAD1P TORIC CLEAR | CP-T2 (+24.5D) | Standalone | DE0505885 | Indicated for patients with astigmatism of 2.5 dioptre cylinder (DC) and above in at least 1 eye; where correction of astigmatism is considered clinically necessary
Ophthalmic | Intraocular lens replacement | Intraocular lens (IOL) | Monofocal, astigmatism correcting IOL | Kowa Company Ltd | AVANSEE PRELOAD1P TORIC CLEAR | CP-T2 (+25.0D) | Standalone | DE0505885 | Indicated for patients with astigmatism of 2.5 dioptre cylinder (DC) and above in at least 1 eye; where correction of astigmatism is considered clinically necessary
Ophthalmic | Intraocular lens replacement | Intraocular lens (IOL) | Monofocal, astigmatism correcting IOL | Kowa Company Ltd | AVANSEE PRELOAD1P TORIC CLEAR | CP-T2 (+25.5D) | Standalone | DE0505885 | Indicated for patients with astigmatism of 2.5 dioptre cylinder (DC) and above in at least 1 eye; where correction of astigmatism is considered clinically necessary
Ophthalmic | Intraocular lens replacement | Intraocular lens (IOL) | Monofocal, astigmatism correcting IOL | Kowa Company Ltd | AVANSEE PRELOAD1P TORIC CLEAR | CP-T2 (+26.0D) | Standalone | DE0505885 | Indicated for patients with astigmatism of 2.5 dioptre cylinder (DC) and above in at least 1 eye; where correction of astigmatism is considered clinically necessary
Ophthalmic | Intraocular lens replacement | Intraocular lens (IOL) | Monofocal, astigmatism correcting IOL | Kowa Company Ltd | AVANSEE PRELOAD1P TORIC CLEAR | CP-T3 (+6.0D) | Standalone | DE0505885 | Indicated for patients with astigmatism of 2.5 dioptre cylinder (DC) and above in at least 1 eye; where correction of astigmatism is considered clinically necessary
Ophthalmic | Intraocular lens replacement | Intraocular lens (IOL) | Monofocal, astigmatism correcting IOL | Kowa Company Ltd | AVANSEE PRELOAD1P TORIC CLEAR | CP-T3 (+6.5D) | Standalone | DE0505885 | Indicated for patients with astigmatism of 2.5 dioptre cylinder (DC) and above in at least 1 eye; where correction of astigmatism is considered clinically necessary
Ophthalmic | Intraocular lens replacement | Intraocular lens (IOL) | Monofocal, astigmatism correcting IOL | Kowa Company Ltd | AVANSEE PRELOAD1P TORIC CLEAR | CP-T3 (+7.0D) | Standalone | DE0505885 | Indicated for patients with astigmatism of 2.5 dioptre cylinder (DC) and above in at least 1 eye; where correction of astigmatism is considered clinically necessary
Ophthalmic | Intraocular lens replacement | Intraocular lens (IOL) | Monofocal, astigmatism correcting IOL | Kowa Company Ltd | AVANSEE PRELOAD1P TORIC CLEAR | CP-T3 (+7.5D) | Standalone | DE0505885 | Indicated for patients with astigmatism of 2.5 dioptre cylinder (DC) and above in at least 1 eye; where correction of astigmatism is considered clinically necessary
Ophthalmic | Intraocular lens replacement | Intraocular lens (IOL) | Monofocal, astigmatism correcting IOL | Kowa Company Ltd | AVANSEE PRELOAD1P TORIC CLEAR | CP-T3 (+8.0D) | Standalone | DE0505885 | Indicated for patients with astigmatism of 2.5 dioptre cylinder (DC) and above in at least 1 eye; where correction of astigmatism is considered clinically necessary
Ophthalmic | Intraocular lens replacement | Intraocular lens (IOL) | Monofocal, astigmatism correcting IOL | Kowa Company Ltd | AVANSEE PRELOAD1P TORIC CLEAR | CP-T3 (+8.5D) | Standalone | DE0505885 | Indicated for patients with astigmatism of 2.5 dioptre cylinder (DC) and above in at least 1 eye; where correction of astigmatism is considered clinically necessary
Ophthalmic | Intraocular lens replacement | Intraocular lens (IOL) | Monofocal, astigmatism correcting IOL | Kowa Company Ltd | AVANSEE PRELOAD1P TORIC CLEAR | CP-T3 (+9.0D) | Standalone | DE0505885 | Indicated for patients with astigmatism of 2.5 dioptre cylinder (DC) and above in at least 1 eye; where correction of astigmatism is considered clinically necessary
Ophthalmic | Intraocular lens replacement | Intraocular lens (IOL) | Monofocal, astigmatism correcting IOL | Kowa Company Ltd | AVANSEE PRELOAD1P TORIC CLEAR | CP-T3 (+9.5D) | Standalone | DE0505885 | Indicated for patients with astigmatism of 2.5 dioptre cylinder (DC) and above in at least 1 eye; where correction of astigmatism is considered clinically necessary
Ophthalmic | Intraocular lens replacement | Intraocular lens (IOL) | Monofocal, astigmatism correcting IOL | Kowa Company Ltd | AVANSEE PRELOAD1P TORIC CLEAR | CP-T3 (+10.0D) | Standalone | DE0505885 | Indicated for patients with astigmatism of 2.5 dioptre cylinder (DC) and above in at least 1 eye; where correction of astigmatism is considered clinically necessary
Ophthalmic | Intraocular lens replacement | Intraocular lens (IOL) | Monofocal, astigmatism correcting IOL | Kowa Company Ltd | AVANSEE PRELOAD1P TORIC CLEAR | CP-T3 (+10.5D) | Standalone | DE0505885 | Indicated for patients with astigmatism of 2.5 dioptre cylinder (DC) and above in at least 1 eye; where correction of astigmatism is considered clinically necessary
Ophthalmic | Intraocular lens replacement | Intraocular lens (IOL) | Monofocal, astigmatism correcting IOL | Kowa Company Ltd | AVANSEE PRELOAD1P TORIC CLEAR | CP-T3 (+11.0D) | Standalone | DE0505885 | Indicated for patients with astigmatism of 2.5 dioptre cylinder (DC) and above in at least 1 eye; where correction of astigmatism is considered clinically necessary
Ophthalmic | Intraocular lens replacement | Intraocular lens (IOL) | Monofocal, astigmatism correcting IOL | Kowa Company Ltd | AVANSEE PRELOAD1P TORIC CLEAR | CP-T3 (+11.5D) | Standalone | DE0505885 | Indicated for patients with astigmatism of 2.5 dioptre cylinder (DC) and above in at least 1 eye; where correction of astigmatism is considered clinically necessary
Ophthalmic | Intraocular lens replacement | Intraocular lens (IOL) | Monofocal, astigmatism correcting IOL | Kowa Company Ltd | AVANSEE PRELOAD1P TORIC CLEAR | CP-T3 (+12.0D) | Standalone | DE0505885 | Indicated for patients with astigmatism of 2.5 dioptre cylinder (DC) and above in at least 1 eye; where correction of astigmatism is considered clinically necessary
Ophthalmic | Intraocular lens replacement | Intraocular lens (IOL) | Monofocal, astigmatism correcting IOL | Kowa Company Ltd | AVANSEE PRELOAD1P TORIC CLEAR | CP-T3 (+12.5D) | Standalone | DE0505885 | Indicated for patients with astigmatism of 2.5 dioptre cylinder (DC) and above in at least 1 eye; where correction of astigmatism is considered clinically necessary
Ophthalmic | Intraocular lens replacement | Intraocular lens (IOL) | Monofocal, astigmatism correcting IOL | Kowa Company Ltd | AVANSEE PRELOAD1P TORIC CLEAR | CP-T3 (+13.0D) | Standalone | DE0505885 | Indicated for patients with astigmatism of 2.5 dioptre cylinder (DC) and above in at least 1 eye; where correction of astigmatism is considered clinically necessary
Ophthalmic | Intraocular lens replacement | Intraocular lens (IOL) | Monofocal, astigmatism correcting IOL | Kowa Company Ltd | AVANSEE PRELOAD1P TORIC CLEAR | CP-T3 (+13.5D) | Standalone | DE0505885 | Indicated for patients with astigmatism of 2.5 dioptre cylinder (DC) and above in at least 1 eye; where correction of astigmatism is considered clinically necessary
Ophthalmic | Intraocular lens replacement | Intraocular lens (IOL) | Monofocal, astigmatism correcting IOL | Kowa Company Ltd | AVANSEE PRELOAD1P TORIC CLEAR | CP-T3 (+14.0D) | Standalone | DE0505885 | Indicated for patients with astigmatism of 2.5 dioptre cylinder (DC) and above in at least 1 eye; where correction of astigmatism is considered clinically necessary
Ophthalmic | Intraocular lens replacement | Intraocular lens (IOL) | Monofocal, astigmatism correcting IOL | Kowa Company Ltd | AVANSEE PRELOAD1P TORIC CLEAR | CP-T3 (+14.5D) | Standalone | DE0505885 | Indicated for patients with astigmatism of 2.5 dioptre cylinder (DC) and above in at least 1 eye; where correction of astigmatism is considered clinically necessary
Ophthalmic | Intraocular lens replacement | Intraocular lens (IOL) | Monofocal, astigmatism correcting IOL | Kowa Company Ltd | AVANSEE PRELOAD1P TORIC CLEAR | CP-T3 (+15.0D) | Standalone | DE0505885 | Indicated for patients with astigmatism of 2.5 dioptre cylinder (DC) and above in at least 1 eye; where correction of astigmatism is considered clinically necessary
Ophthalmic | Intraocular lens replacement | Intraocular lens (IOL) | Monofocal, astigmatism correcting IOL | Kowa Company Ltd | AVANSEE PRELOAD1P TORIC CLEAR | CP-T3 (+15.5D) | Standalone | DE0505885 | Indicated for patients with astigmatism of 2.5 dioptre cylinder (DC) and above in at least 1 eye; where correction of astigmatism is considered clinically necessary
Ophthalmic | Intraocular lens replacement | Intraocular lens (IOL) | Monofocal, astigmatism correcting IOL | Kowa Company Ltd | AVANSEE PRELOAD1P TORIC CLEAR | CP-T3 (+16.0D) | Standalone | DE0505885 | Indicated for patients with astigmatism of 2.5 dioptre cylinder (DC) and above in at least 1 eye; where correction of astigmatism is considered clinically necessary
Ophthalmic | Intraocular lens replacement | Intraocular lens (IOL) | Monofocal, astigmatism correcting IOL | Kowa Company Ltd | AVANSEE PRELOAD1P TORIC CLEAR | CP-T3 (+16.5D) | Standalone | DE0505885 | Indicated for patients with astigmatism of 2.5 dioptre cylinder (DC) and above in at least 1 eye; where correction of astigmatism is considered clinically necessary
Ophthalmic | Intraocular lens replacement | Intraocular lens (IOL) | Monofocal, astigmatism correcting IOL | Kowa Company Ltd | AVANSEE PRELOAD1P TORIC CLEAR | CP-T3 (+17.0D) | Standalone | DE0505885 | Indicated for patients with astigmatism of 2.5 dioptre cylinder (DC) and above in at least 1 eye; where correction of astigmatism is considered clinically necessary
Ophthalmic | Intraocular lens replacement | Intraocular lens (IOL) | Monofocal, astigmatism correcting IOL | Kowa Company Ltd | AVANSEE PRELOAD1P TORIC CLEAR | CP-T3 (+17.5D) | Standalone | DE0505885 | Indicated for patients with astigmatism of 2.5 dioptre cylinder (DC) and above in at least 1 eye; where correction of astigmatism is considered clinically necessary
Ophthalmic | Intraocular lens replacement | Intraocular lens (IOL) | Monofocal, astigmatism correcting IOL | Kowa Company Ltd | AVANSEE PRELOAD1P TORIC CLEAR | CP-T3 (+18.0D) | Standalone | DE0505885 | Indicated for patients with astigmatism of 2.5 dioptre cylinder (DC) and above in at least 1 eye; where correction of astigmatism is considered clinically necessary
Ophthalmic | Intraocular lens replacement | Intraocular lens (IOL) | Monofocal, astigmatism correcting IOL | Kowa Company Ltd | AVANSEE PRELOAD1P TORIC CLEAR | CP-T3 (+18.5D) | Standalone | DE0505885 | Indicated for patients with astigmatism of 2.5 dioptre cylinder (DC) and above in at least 1 eye; where correction of astigmatism is considered clinically necessary
Ophthalmic | Intraocular lens replacement | Intraocular lens (IOL) | Monofocal, astigmatism correcting IOL | Kowa Company Ltd | AVANSEE PRELOAD1P TORIC CLEAR | CP-T3 (+19.0D) | Standalone | DE0505885 | Indicated for patients with astigmatism of 2.5 dioptre cylinder (DC) and above in at least 1 eye; where correction of astigmatism is considered clinically necessary
Ophthalmic | Intraocular lens replacement | Intraocular lens (IOL) | Monofocal, astigmatism correcting IOL | Kowa Company Ltd | AVANSEE PRELOAD1P TORIC CLEAR | CP-T3 (+19.5D) | Standalone | DE0505885 | Indicated for patients with astigmatism of 2.5 dioptre cylinder (DC) and above in at least 1 eye; where correction of astigmatism is considered clinically necessary
Ophthalmic | Intraocular lens replacement | Intraocular lens (IOL) | Monofocal, astigmatism correcting IOL | Kowa Company Ltd | AVANSEE PRELOAD1P TORIC CLEAR | CP-T3 (+20.0D) | Standalone | DE0505885 | Indicated for patients with astigmatism of 2.5 dioptre cylinder (DC) and above in at least 1 eye; where correction of astigmatism is considered clinically necessary
Ophthalmic | Intraocular lens replacement | Intraocular lens (IOL) | Monofocal, astigmatism correcting IOL | Kowa Company Ltd | AVANSEE PRELOAD1P TORIC CLEAR | CP-T3 (+20.5D) | Standalone | DE0505885 | Indicated for patients with astigmatism of 2.5 dioptre cylinder (DC) and above in at least 1 eye; where correction of astigmatism is considered clinically necessary
Ophthalmic | Intraocular lens replacement | Intraocular lens (IOL) | Monofocal, astigmatism correcting IOL | Kowa Company Ltd | AVANSEE PRELOAD1P TORIC CLEAR | CP-T3 (+21.0D) | Standalone | DE0505885 | Indicated for patients with astigmatism of 2.5 dioptre cylinder (DC) and above in at least 1 eye; where correction of astigmatism is considered clinically necessary
Ophthalmic | Intraocular lens replacement | Intraocular lens (IOL) | Monofocal, astigmatism correcting IOL | Kowa Company Ltd | AVANSEE PRELOAD1P TORIC CLEAR | CP-T3 (+21.5D) | Standalone | DE0505885 | Indicated for patients with astigmatism of 2.5 dioptre cylinder (DC) and above in at least 1 eye; where correction of astigmatism is considered clinically necessary
Ophthalmic | Intraocular lens replacement | Intraocular lens (IOL) | Monofocal, astigmatism correcting IOL | Kowa Company Ltd | AVANSEE PRELOAD1P TORIC CLEAR | CP-T3 (+22.0D) | Standalone | DE0505885 | Indicated for patients with astigmatism of 2.5 dioptre cylinder (DC) and above in at least 1 eye; where correction of astigmatism is considered clinically necessary
Ophthalmic | Intraocular lens replacement | Intraocular lens (IOL) | Monofocal, astigmatism correcting IOL | Kowa Company Ltd | AVANSEE PRELOAD1P TORIC CLEAR | CP-T3 (+22.5D) | Standalone | DE0505885 | Indicated for patients with astigmatism of 2.5 dioptre cylinder (DC) and above in at least 1 eye; where correction of astigmatism is considered clinically necessary
Ophthalmic | Intraocular lens replacement | Intraocular lens (IOL) | Monofocal, astigmatism correcting IOL | Kowa Company Ltd | AVANSEE PRELOAD1P TORIC CLEAR | CP-T3 (+23.0D) | Standalone | DE0505885 | Indicated for patients with astigmatism of 2.5 dioptre cylinder (DC) and above in at least 1 eye; where correction of astigmatism is considered clinically necessary
Ophthalmic | Intraocular lens replacement | Intraocular lens (IOL) | Monofocal, astigmatism correcting IOL | Kowa Company Ltd | AVANSEE PRELOAD1P TORIC CLEAR | CP-T3 (+23.5D) | Standalone | DE0505885 | Indicated for patients with astigmatism of 2.5 dioptre cylinder (DC) and above in at least 1 eye; where correction of astigmatism is considered clinically necessary
Ophthalmic | Intraocular lens replacement | Intraocular lens (IOL) | Monofocal, astigmatism correcting IOL | Kowa Company Ltd | AVANSEE PRELOAD1P TORIC CLEAR | CP-T3 (+24.0D) | Standalone | DE0505885 | Indicated for patients with astigmatism of 2.5 dioptre cylinder (DC) and above in at least 1 eye; where correction of astigmatism is considered clinically necessary
Ophthalmic | Intraocular lens replacement | Intraocular lens (IOL) | Monofocal, astigmatism correcting IOL | Kowa Company Ltd | AVANSEE PRELOAD1P TORIC CLEAR | CP-T3 (+24.5D) | Standalone | DE0505885 | Indicated for patients with astigmatism of 2.5 dioptre cylinder (DC) and above in at least 1 eye; where correction of astigmatism is considered clinically necessary
Ophthalmic | Intraocular lens replacement | Intraocular lens (IOL) | Monofocal, astigmatism correcting IOL | Kowa Company Ltd | AVANSEE PRELOAD1P TORIC CLEAR | CP-T3 (+25.0D) | Standalone | DE0505885 | Indicated for patients with astigmatism of 2.5 dioptre cylinder (DC) and above in at least 1 eye; where correction of astigmatism is considered clinically necessary
Ophthalmic | Intraocular lens replacement | Intraocular lens (IOL) | Monofocal, astigmatism correcting IOL | Kowa Company Ltd | AVANSEE PRELOAD1P TORIC CLEAR | CP-T3 (+25.5D) | Standalone | DE0505885 | Indicated for patients with astigmatism of 2.5 dioptre cylinder (DC) and above in at least 1 eye; where correction of astigmatism is considered clinically necessary
Ophthalmic | Intraocular lens replacement | Intraocular lens (IOL) | Monofocal, astigmatism correcting IOL | Kowa Company Ltd | AVANSEE PRELOAD1P TORIC CLEAR | CP-T3 (+26.0D) | Standalone | DE0505885 | Indicated for patients with astigmatism of 2.5 dioptre cylinder (DC) and above in at least 1 eye; where correction of astigmatism is considered clinically necessary
Ophthalmic | Intraocular lens replacement | Intraocular lens (IOL) | Monofocal, astigmatism correcting IOL | Kowa Company Ltd | AVANSEE PRELOAD1P TORIC CLEAR | CP-T4 (+6.0D) | Standalone | DE0505885 | Indicated for patients with astigmatism of 2.5 dioptre cylinder (DC) and above in at least 1 eye; where correction of astigmatism is considered clinically necessary
Ophthalmic | Intraocular lens replacement | Intraocular lens (IOL) | Monofocal, astigmatism correcting IOL | Kowa Company Ltd | AVANSEE PRELOAD1P TORIC CLEAR | CP-T4 (+6.5D) | Standalone | DE0505885 | Indicated for patients with astigmatism of 2.5 dioptre cylinder (DC) and above in at least 1 eye; where correction of astigmatism is considered clinically necessary
Ophthalmic | Intraocular lens replacement | Intraocular lens (IOL) | Monofocal, astigmatism correcting IOL | Kowa Company Ltd | AVANSEE PRELOAD1P TORIC CLEAR | CP-T4 (+7.0D) | Standalone | DE0505885 | Indicated for patients with astigmatism of 2.5 dioptre cylinder (DC) and above in at least 1 eye; where correction of astigmatism is considered clinically necessary
Ophthalmic | Intraocular lens replacement | Intraocular lens (IOL) | Monofocal, astigmatism correcting IOL | Kowa Company Ltd | AVANSEE PRELOAD1P TORIC CLEAR | CP-T4 (+7.5D) | Standalone | DE0505885 | Indicated for patients with astigmatism of 2.5 dioptre cylinder (DC) and above in at least 1 eye; where correction of astigmatism is considered clinically necessary
Ophthalmic | Intraocular lens replacement | Intraocular lens (IOL) | Monofocal, astigmatism correcting IOL | Kowa Company Ltd | AVANSEE PRELOAD1P TORIC CLEAR | CP-T4 (+8.0D) | Standalone | DE0505885 | Indicated for patients with astigmatism of 2.5 dioptre cylinder (DC) and above in at least 1 eye; where correction of astigmatism is considered clinically necessary
Ophthalmic | Intraocular lens replacement | Intraocular lens (IOL) | Monofocal, astigmatism correcting IOL | Kowa Company Ltd | AVANSEE PRELOAD1P TORIC CLEAR | CP-T4 (+8.5D) | Standalone | DE0505885 | Indicated for patients with astigmatism of 2.5 dioptre cylinder (DC) and above in at least 1 eye; where correction of astigmatism is considered clinically necessary
Ophthalmic | Intraocular lens replacement | Intraocular lens (IOL) | Monofocal, astigmatism correcting IOL | Kowa Company Ltd | AVANSEE PRELOAD1P TORIC CLEAR | CP-T4 (+9.0D) | Standalone | DE0505885 | Indicated for patients with astigmatism of 2.5 dioptre cylinder (DC) and above in at least 1 eye; where correction of astigmatism is considered clinically necessary
Ophthalmic | Intraocular lens replacement | Intraocular lens (IOL) | Monofocal, astigmatism correcting IOL | Kowa Company Ltd | AVANSEE PRELOAD1P TORIC CLEAR | CP-T4 (+9.5D) | Standalone | DE0505885 | Indicated for patients with astigmatism of 2.5 dioptre cylinder (DC) and above in at least 1 eye; where correction of astigmatism is considered clinically necessary
Ophthalmic | Intraocular lens replacement | Intraocular lens (IOL) | Monofocal, astigmatism correcting IOL | Kowa Company Ltd | AVANSEE PRELOAD1P TORIC CLEAR | CP-T4 (+10.0D) | Standalone | DE0505885 | Indicated for patients with astigmatism of 2.5 dioptre cylinder (DC) and above in at least 1 eye; where correction of astigmatism is considered clinically necessary
Ophthalmic | Intraocular lens replacement | Intraocular lens (IOL) | Monofocal, astigmatism correcting IOL | Kowa Company Ltd | AVANSEE PRELOAD1P TORIC CLEAR | CP-T4 (+10.5D) | Standalone | DE0505885 | Indicated for patients with astigmatism of 2.5 dioptre cylinder (DC) and above in at least 1 eye; where correction of astigmatism is considered clinically necessary
Ophthalmic | Intraocular lens replacement | Intraocular lens (IOL) | Monofocal, astigmatism correcting IOL | Kowa Company Ltd | AVANSEE PRELOAD1P TORIC CLEAR | CP-T4 (+11.0D) | Standalone | DE0505885 | Indicated for patients with astigmatism of 2.5 dioptre cylinder (DC) and above in at least 1 eye; where correction of astigmatism is considered clinically necessary
Ophthalmic | Intraocular lens replacement | Intraocular lens (IOL) | Monofocal, astigmatism correcting IOL | Kowa Company Ltd | AVANSEE PRELOAD1P TORIC CLEAR | CP-T4 (+11.5D) | Standalone | DE0505885 | Indicated for patients with astigmatism of 2.5 dioptre cylinder (DC) and above in at least 1 eye; where correction of astigmatism is considered clinically necessary
Ophthalmic | Intraocular lens replacement | Intraocular lens (IOL) | Monofocal, astigmatism correcting IOL | Kowa Company Ltd | AVANSEE PRELOAD1P TORIC CLEAR | CP-T4 (+12.0D) | Standalone | DE0505885 | Indicated for patients with astigmatism of 2.5 dioptre cylinder (DC) and above in at least 1 eye; where correction of astigmatism is considered clinically necessary
Ophthalmic | Intraocular lens replacement | Intraocular lens (IOL) | Monofocal, astigmatism correcting IOL | Kowa Company Ltd | AVANSEE PRELOAD1P TORIC CLEAR | CP-T4 (+12.5D) | Standalone | DE0505885 | Indicated for patients with astigmatism of 2.5 dioptre cylinder (DC) and above in at least 1 eye; where correction of astigmatism is considered clinically necessary
Ophthalmic | Intraocular lens replacement | Intraocular lens (IOL) | Monofocal, astigmatism correcting IOL | Kowa Company Ltd | AVANSEE PRELOAD1P TORIC CLEAR | CP-T4 (+13.0D) | Standalone | DE0505885 | Indicated for patients with astigmatism of 2.5 dioptre cylinder (DC) and above in at least 1 eye; where correction of astigmatism is considered clinically necessary
Ophthalmic | Intraocular lens replacement | Intraocular lens (IOL) | Monofocal, astigmatism correcting IOL | Kowa Company Ltd | AVANSEE PRELOAD1P TORIC CLEAR | CP-T4 (+13.5D) | Standalone | DE0505885 | Indicated for patients with astigmatism of 2.5 dioptre cylinder (DC) and above in at least 1 eye; where correction of astigmatism is considered clinically necessary
Ophthalmic | Intraocular lens replacement | Intraocular lens (IOL) | Monofocal, astigmatism correcting IOL | Kowa Company Ltd | AVANSEE PRELOAD1P TORIC CLEAR | CP-T4 (+14.0D) | Standalone | DE0505885 | Indicated for patients with astigmatism of 2.5 dioptre cylinder (DC) and above in at least 1 eye; where correction of astigmatism is considered clinically necessary
Ophthalmic | Intraocular lens replacement | Intraocular lens (IOL) | Monofocal, astigmatism correcting IOL | Kowa Company Ltd | AVANSEE PRELOAD1P TORIC CLEAR | CP-T4 (+14.5D) | Standalone | DE0505885 | Indicated for patients with astigmatism of 2.5 dioptre cylinder (DC) and above in at least 1 eye; where correction of astigmatism is considered clinically necessary
Ophthalmic | Intraocular lens replacement | Intraocular lens (IOL) | Monofocal, astigmatism correcting IOL | Kowa Company Ltd | AVANSEE PRELOAD1P TORIC CLEAR | CP-T4 (+15.0D) | Standalone | DE0505885 | Indicated for patients with astigmatism of 2.5 dioptre cylinder (DC) and above in at least 1 eye; where correction of astigmatism is considered clinically necessary
Ophthalmic | Intraocular lens replacement | Intraocular lens (IOL) | Monofocal, astigmatism correcting IOL | Kowa Company Ltd | AVANSEE PRELOAD1P TORIC CLEAR | CP-T4 (+15.5D) | Standalone | DE0505885 | Indicated for patients with astigmatism of 2.5 dioptre cylinder (DC) and above in at least 1 eye; where correction of astigmatism is considered clinically necessary
Ophthalmic | Intraocular lens replacement | Intraocular lens (IOL) | Monofocal, astigmatism correcting IOL | Kowa Company Ltd | AVANSEE PRELOAD1P TORIC CLEAR | CP-T4 (+16.0D) | Standalone | DE0505885 | Indicated for patients with astigmatism of 2.5 dioptre cylinder (DC) and above in at least 1 eye; where correction of astigmatism is considered clinically necessary
Ophthalmic | Intraocular lens replacement | Intraocular lens (IOL) | Monofocal, astigmatism correcting IOL | Kowa Company Ltd | AVANSEE PRELOAD1P TORIC CLEAR | CP-T4 (+16.5D) | Standalone | DE0505885 | Indicated for patients with astigmatism of 2.5 dioptre cylinder (DC) and above in at least 1 eye; where correction of astigmatism is considered clinically necessary
Ophthalmic | Intraocular lens replacement | Intraocular lens (IOL) | Monofocal, astigmatism correcting IOL | Kowa Company Ltd | AVANSEE PRELOAD1P TORIC CLEAR | CP-T4 (+17.0D) | Standalone | DE0505885 | Indicated for patients with astigmatism of 2.5 dioptre cylinder (DC) and above in at least 1 eye; where correction of astigmatism is considered clinically necessary
Ophthalmic | Intraocular lens replacement | Intraocular lens (IOL) | Monofocal, astigmatism correcting IOL | Kowa Company Ltd | AVANSEE PRELOAD1P TORIC CLEAR | CP-T4 (+17.5D) | Standalone | DE0505885 | Indicated for patients with astigmatism of 2.5 dioptre cylinder (DC) and above in at least 1 eye; where correction of astigmatism is considered clinically necessary
Ophthalmic | Intraocular lens replacement | Intraocular lens (IOL) | Monofocal, astigmatism correcting IOL | Kowa Company Ltd | AVANSEE PRELOAD1P TORIC CLEAR | CP-T4 (+18.0D) | Standalone | DE0505885 | Indicated for patients with astigmatism of 2.5 dioptre cylinder (DC) and above in at least 1 eye; where correction of astigmatism is considered clinically necessary
Ophthalmic | Intraocular lens replacement | Intraocular lens (IOL) | Monofocal, astigmatism correcting IOL | Kowa Company Ltd | AVANSEE PRELOAD1P TORIC CLEAR | CP-T4 (+18.5D) | Standalone | DE0505885 | Indicated for patients with astigmatism of 2.5 dioptre cylinder (DC) and above in at least 1 eye; where correction of astigmatism is considered clinically necessary
Ophthalmic | Intraocular lens replacement | Intraocular lens (IOL) | Monofocal, astigmatism correcting IOL | Kowa Company Ltd | AVANSEE PRELOAD1P TORIC CLEAR | CP-T4 (+19.0D) | Standalone | DE0505885 | Indicated for patients with astigmatism of 2.5 dioptre cylinder (DC) and above in at least 1 eye; where correction of astigmatism is considered clinically necessary
Ophthalmic | Intraocular lens replacement | Intraocular lens (IOL) | Monofocal, astigmatism correcting IOL | Kowa Company Ltd | AVANSEE PRELOAD1P TORIC CLEAR | CP-T4 (+19.5D) | Standalone | DE0505885 | Indicated for patients with astigmatism of 2.5 dioptre cylinder (DC) and above in at least 1 eye; where correction of astigmatism is considered clinically necessary
Ophthalmic | Intraocular lens replacement | Intraocular lens (IOL) | Monofocal, astigmatism correcting IOL | Kowa Company Ltd | AVANSEE PRELOAD1P TORIC CLEAR | CP-T4 (+20.0D) | Standalone | DE0505885 | Indicated for patients with astigmatism of 2.5 dioptre cylinder (DC) and above in at least 1 eye; where correction of astigmatism is considered clinically necessary
Ophthalmic | Intraocular lens replacement | Intraocular lens (IOL) | Monofocal, astigmatism correcting IOL | Kowa Company Ltd | AVANSEE PRELOAD1P TORIC CLEAR | CP-T4 (+20.5D) | Standalone | DE0505885 | Indicated for patients with astigmatism of 2.5 dioptre cylinder (DC) and above in at least 1 eye; where correction of astigmatism is considered clinically necessary
Ophthalmic | Intraocular lens replacement | Intraocular lens (IOL) | Monofocal, astigmatism correcting IOL | Kowa Company Ltd | AVANSEE PRELOAD1P TORIC CLEAR | CP-T4 (+21.0D) | Standalone | DE0505885 | Indicated for patients with astigmatism of 2.5 dioptre cylinder (DC) and above in at least 1 eye; where correction of astigmatism is considered clinically necessary
Ophthalmic | Intraocular lens replacement | Intraocular lens (IOL) | Monofocal, astigmatism correcting IOL | Kowa Company Ltd | AVANSEE PRELOAD1P TORIC CLEAR | CP-T4 (+21.5D) | Standalone | DE0505885 | Indicated for patients with astigmatism of 2.5 dioptre cylinder (DC) and above in at least 1 eye; where correction of astigmatism is considered clinically necessary
Ophthalmic | Intraocular lens replacement | Intraocular lens (IOL) | Monofocal, astigmatism correcting IOL | Kowa Company Ltd | AVANSEE PRELOAD1P TORIC CLEAR | CP-T4 (+22.0D) | Standalone | DE0505885 | Indicated for patients with astigmatism of 2.5 dioptre cylinder (DC) and above in at least 1 eye; where correction of astigmatism is considered clinically necessary
Ophthalmic | Intraocular lens replacement | Intraocular lens (IOL) | Monofocal, astigmatism correcting IOL | Kowa Company Ltd | AVANSEE PRELOAD1P TORIC CLEAR | CP-T4 (+22.5D) | Standalone | DE0505885 | Indicated for patients with astigmatism of 2.5 dioptre cylinder (DC) and above in at least 1 eye; where correction of astigmatism is considered clinically necessary
Ophthalmic | Intraocular lens replacement | Intraocular lens (IOL) | Monofocal, astigmatism correcting IOL | Kowa Company Ltd | AVANSEE PRELOAD1P TORIC CLEAR | CP-T4 (+23.0D) | Standalone | DE0505885 | Indicated for patients with astigmatism of 2.5 dioptre cylinder (DC) and above in at least 1 eye; where correction of astigmatism is considered clinically necessary
Ophthalmic | Intraocular lens replacement | Intraocular lens (IOL) | Monofocal, astigmatism correcting IOL | Kowa Company Ltd | AVANSEE PRELOAD1P TORIC CLEAR | CP-T4 (+23.5D) | Standalone | DE0505885 | Indicated for patients with astigmatism of 2.5 dioptre cylinder (DC) and above in at least 1 eye; where correction of astigmatism is considered clinically necessary
Ophthalmic | Intraocular lens replacement | Intraocular lens (IOL) | Monofocal, astigmatism correcting IOL | Kowa Company Ltd | AVANSEE PRELOAD1P TORIC CLEAR | CP-T4 (+24.0D) | Standalone | DE0505885 | Indicated for patients with astigmatism of 2.5 dioptre cylinder (DC) and above in at least 1 eye; where correction of astigmatism is considered clinically necessary
Ophthalmic | Intraocular lens replacement | Intraocular lens (IOL) | Monofocal, astigmatism correcting IOL | Kowa Company Ltd | AVANSEE PRELOAD1P TORIC CLEAR | CP-T4 (+24.5D) | Standalone | DE0505885 | Indicated for patients with astigmatism of 2.5 dioptre cylinder (DC) and above in at least 1 eye; where correction of astigmatism is considered clinically necessary
Ophthalmic | Intraocular lens replacement | Intraocular lens (IOL) | Monofocal, astigmatism correcting IOL | Kowa Company Ltd | AVANSEE PRELOAD1P TORIC CLEAR | CP-T4 (+25.0D) | Standalone | DE0505885 | Indicated for patients with astigmatism of 2.5 dioptre cylinder (DC) and above in at least 1 eye; where correction of astigmatism is considered clinically necessary
Ophthalmic | Intraocular lens replacement | Intraocular lens (IOL) | Monofocal, astigmatism correcting IOL | Kowa Company Ltd | AVANSEE PRELOAD1P TORIC CLEAR | CP-T4 (+25.5D) | Standalone | DE0505885 | Indicated for patients with astigmatism of 2.5 dioptre cylinder (DC) and above in at least 1 eye; where correction of astigmatism is considered clinically necessary
Ophthalmic | Intraocular lens replacement | Intraocular lens (IOL) | Monofocal, astigmatism correcting IOL | Kowa Company Ltd | AVANSEE PRELOAD1P TORIC CLEAR | CP-T4 (+26.0D) | Standalone | DE0505885 | Indicated for patients with astigmatism of 2.5 dioptre cylinder (DC) and above in at least 1 eye; where correction of astigmatism is considered clinically necessary
Ophthalmic | Intraocular lens replacement | Intraocular lens (IOL) | Monofocal, astigmatism correcting IOL | Kowa Company Ltd | AVANSEE PRELOAD1P TORIC CLEAR | CP-T5 (+6.0D) | Standalone | DE0505885 | Indicated for patients with astigmatism of 2.5 dioptre cylinder (DC) and above in at least 1 eye; where correction of astigmatism is considered clinically necessary
Ophthalmic | Intraocular lens replacement | Intraocular lens (IOL) | Monofocal, astigmatism correcting IOL | Kowa Company Ltd | AVANSEE PRELOAD1P TORIC CLEAR | CP-T5 (+6.5D) | Standalone | DE0505885 | Indicated for patients with astigmatism of 2.5 dioptre cylinder (DC) and above in at least 1 eye; where correction of astigmatism is considered clinically necessary
Ophthalmic | Intraocular lens replacement | Intraocular lens (IOL) | Monofocal, astigmatism correcting IOL | Kowa Company Ltd | AVANSEE PRELOAD1P TORIC CLEAR | CP-T5 (+7.0D) | Standalone | DE0505885 | Indicated for patients with astigmatism of 2.5 dioptre cylinder (DC) and above in at least 1 eye; where correction of astigmatism is considered clinically necessary
Ophthalmic | Intraocular lens replacement | Intraocular lens (IOL) | Monofocal, astigmatism correcting IOL | Kowa Company Ltd | AVANSEE PRELOAD1P TORIC CLEAR | CP-T5 (+7.5D) | Standalone | DE0505885 | Indicated for patients with astigmatism of 2.5 dioptre cylinder (DC) and above in at least 1 eye; where correction of astigmatism is considered clinically necessary
Ophthalmic | Intraocular lens replacement | Intraocular lens (IOL) | Monofocal, astigmatism correcting IOL | Kowa Company Ltd | AVANSEE PRELOAD1P TORIC CLEAR | CP-T5 (+8.0D) | Standalone | DE0505885 | Indicated for patients with astigmatism of 2.5 dioptre cylinder (DC) and above in at least 1 eye; where correction of astigmatism is considered clinically necessary
Ophthalmic | Intraocular lens replacement | Intraocular lens (IOL) | Monofocal, astigmatism correcting IOL | Kowa Company Ltd | AVANSEE PRELOAD1P TORIC CLEAR | CP-T5 (+8.5D) | Standalone | DE0505885 | Indicated for patients with astigmatism of 2.5 dioptre cylinder (DC) and above in at least 1 eye; where correction of astigmatism is considered clinically necessary
Ophthalmic | Intraocular lens replacement | Intraocular lens (IOL) | Monofocal, astigmatism correcting IOL | Kowa Company Ltd | AVANSEE PRELOAD1P TORIC CLEAR | CP-T5 (+9.0D) | Standalone | DE0505885 | Indicated for patients with astigmatism of 2.5 dioptre cylinder (DC) and above in at least 1 eye; where correction of astigmatism is considered clinically necessary
Ophthalmic | Intraocular lens replacement | Intraocular lens (IOL) | Monofocal, astigmatism correcting IOL | Kowa Company Ltd | AVANSEE PRELOAD1P TORIC CLEAR | CP-T5 (+9.5D) | Standalone | DE0505885 | Indicated for patients with astigmatism of 2.5 dioptre cylinder (DC) and above in at least 1 eye; where correction of astigmatism is considered clinically necessary
Ophthalmic | Intraocular lens replacement | Intraocular lens (IOL) | Monofocal, astigmatism correcting IOL | Kowa Company Ltd | AVANSEE PRELOAD1P TORIC CLEAR | CP-T5 (+10.0D) | Standalone | DE0505885 | Indicated for patients with astigmatism of 2.5 dioptre cylinder (DC) and above in at least 1 eye; where correction of astigmatism is considered clinically necessary
Ophthalmic | Intraocular lens replacement | Intraocular lens (IOL) | Monofocal, astigmatism correcting IOL | Kowa Company Ltd | AVANSEE PRELOAD1P TORIC CLEAR | CP-T5 (+10.5D) | Standalone | DE0505885 | Indicated for patients with astigmatism of 2.5 dioptre cylinder (DC) and above in at least 1 eye; where correction of astigmatism is considered clinically necessary
Ophthalmic | Intraocular lens replacement | Intraocular lens (IOL) | Monofocal, astigmatism correcting IOL | Kowa Company Ltd | AVANSEE PRELOAD1P TORIC CLEAR | CP-T5 (+11.0D) | Standalone | DE0505885 | Indicated for patients with astigmatism of 2.5 dioptre cylinder (DC) and above in at least 1 eye; where correction of astigmatism is considered clinically necessary
Ophthalmic | Intraocular lens replacement | Intraocular lens (IOL) | Monofocal, astigmatism correcting IOL | Kowa Company Ltd | AVANSEE PRELOAD1P TORIC CLEAR | CP-T5 (+11.5D) | Standalone | DE0505885 | Indicated for patients with astigmatism of 2.5 dioptre cylinder (DC) and above in at least 1 eye; where correction of astigmatism is considered clinically necessary
Ophthalmic | Intraocular lens replacement | Intraocular lens (IOL) | Monofocal, astigmatism correcting IOL | Kowa Company Ltd | AVANSEE PRELOAD1P TORIC CLEAR | CP-T5 (+12.0D) | Standalone | DE0505885 | Indicated for patients with astigmatism of 2.5 dioptre cylinder (DC) and above in at least 1 eye; where correction of astigmatism is considered clinically necessary
Ophthalmic | Intraocular lens replacement | Intraocular lens (IOL) | Monofocal, astigmatism correcting IOL | Kowa Company Ltd | AVANSEE PRELOAD1P TORIC CLEAR | CP-T5 (+12.5D) | Standalone | DE0505885 | Indicated for patients with astigmatism of 2.5 dioptre cylinder (DC) and above in at least 1 eye; where correction of astigmatism is considered clinically necessary
Ophthalmic | Intraocular lens replacement | Intraocular lens (IOL) | Monofocal, astigmatism correcting IOL | Kowa Company Ltd | AVANSEE PRELOAD1P TORIC CLEAR | CP-T5 (+13.0D) | Standalone | DE0505885 | Indicated for patients with astigmatism of 2.5 dioptre cylinder (DC) and above in at least 1 eye; where correction of astigmatism is considered clinically necessary
Ophthalmic | Intraocular lens replacement | Intraocular lens (IOL) | Monofocal, astigmatism correcting IOL | Kowa Company Ltd | AVANSEE PRELOAD1P TORIC CLEAR | CP-T5 (+13.5D) | Standalone | DE0505885 | Indicated for patients with astigmatism of 2.5 dioptre cylinder (DC) and above in at least 1 eye; where correction of astigmatism is considered clinically necessary
Ophthalmic | Intraocular lens replacement | Intraocular lens (IOL) | Monofocal, astigmatism correcting IOL | Kowa Company Ltd | AVANSEE PRELOAD1P TORIC CLEAR | CP-T5 (+14.0D) | Standalone | DE0505885 | Indicated for patients with astigmatism of 2.5 dioptre cylinder (DC) and above in at least 1 eye; where correction of astigmatism is considered clinically necessary
Ophthalmic | Intraocular lens replacement | Intraocular lens (IOL) | Monofocal, astigmatism correcting IOL | Kowa Company Ltd | AVANSEE PRELOAD1P TORIC CLEAR | CP-T5 (+14.5D) | Standalone | DE0505885 | Indicated for patients with astigmatism of 2.5 dioptre cylinder (DC) and above in at least 1 eye; where correction of astigmatism is considered clinically necessary
Ophthalmic | Intraocular lens replacement | Intraocular lens (IOL) | Monofocal, astigmatism correcting IOL | Kowa Company Ltd | AVANSEE PRELOAD1P TORIC CLEAR | CP-T5 (+15.0D) | Standalone | DE0505885 | Indicated for patients with astigmatism of 2.5 dioptre cylinder (DC) and above in at least 1 eye; where correction of astigmatism is considered clinically necessary
Ophthalmic | Intraocular lens replacement | Intraocular lens (IOL) | Monofocal, astigmatism correcting IOL | Kowa Company Ltd | AVANSEE PRELOAD1P TORIC CLEAR | CP-T5 (+15.5D) | Standalone | DE0505885 | Indicated for patients with astigmatism of 2.5 dioptre cylinder (DC) and above in at least 1 eye; where correction of astigmatism is considered clinically necessary
Ophthalmic | Intraocular lens replacement | Intraocular lens (IOL) | Monofocal, astigmatism correcting IOL | Kowa Company Ltd | AVANSEE PRELOAD1P TORIC CLEAR | CP-T5 (+16.0D) | Standalone | DE0505885 | Indicated for patients with astigmatism of 2.5 dioptre cylinder (DC) and above in at least 1 eye; where correction of astigmatism is considered clinically necessary
Ophthalmic | Intraocular lens replacement | Intraocular lens (IOL) | Monofocal, astigmatism correcting IOL | Kowa Company Ltd | AVANSEE PRELOAD1P TORIC CLEAR | CP-T5 (+16.5D) | Standalone | DE0505885 | Indicated for patients with astigmatism of 2.5 dioptre cylinder (DC) and above in at least 1 eye; where correction of astigmatism is considered clinically necessary
Ophthalmic | Intraocular lens replacement | Intraocular lens (IOL) | Monofocal, astigmatism correcting IOL | Kowa Company Ltd | AVANSEE PRELOAD1P TORIC CLEAR | CP-T5 (+17.0D) | Standalone | DE0505885 | Indicated for patients with astigmatism of 2.5 dioptre cylinder (DC) and above in at least 1 eye; where correction of astigmatism is considered clinically necessary
Ophthalmic | Intraocular lens replacement | Intraocular lens (IOL) | Monofocal, astigmatism correcting IOL | Kowa Company Ltd | AVANSEE PRELOAD1P TORIC CLEAR | CP-T5 (+17.5D) | Standalone | DE0505885 | Indicated for patients with astigmatism of 2.5 dioptre cylinder (DC) and above in at least 1 eye; where correction of astigmatism is considered clinically necessary
Ophthalmic | Intraocular lens replacement | Intraocular lens (IOL) | Monofocal, astigmatism correcting IOL | Kowa Company Ltd | AVANSEE PRELOAD1P TORIC CLEAR | CP-T5 (+18.0D) | Standalone | DE0505885 | Indicated for patients with astigmatism of 2.5 dioptre cylinder (DC) and above in at least 1 eye; where correction of astigmatism is considered clinically necessary
Ophthalmic | Intraocular lens replacement | Intraocular lens (IOL) | Monofocal, astigmatism correcting IOL | Kowa Company Ltd | AVANSEE PRELOAD1P TORIC CLEAR | CP-T5 (+18.5D) | Standalone | DE0505885 | Indicated for patients with astigmatism of 2.5 dioptre cylinder (DC) and above in at least 1 eye; where correction of astigmatism is considered clinically necessary
Ophthalmic | Intraocular lens replacement | Intraocular lens (IOL) | Monofocal, astigmatism correcting IOL | Kowa Company Ltd | AVANSEE PRELOAD1P TORIC CLEAR | CP-T5 (+19.0D) | Standalone | DE0505885 | Indicated for patients with astigmatism of 2.5 dioptre cylinder (DC) and above in at least 1 eye; where correction of astigmatism is considered clinically necessary
Ophthalmic | Intraocular lens replacement | Intraocular lens (IOL) | Monofocal, astigmatism correcting IOL | Kowa Company Ltd | AVANSEE PRELOAD1P TORIC CLEAR | CP-T5 (+19.5D) | Standalone | DE0505885 | Indicated for patients with astigmatism of 2.5 dioptre cylinder (DC) and above in at least 1 eye; where correction of astigmatism is considered clinically necessary
Ophthalmic | Intraocular lens replacement | Intraocular lens (IOL) | Monofocal, astigmatism correcting IOL | Kowa Company Ltd | AVANSEE PRELOAD1P TORIC CLEAR | CP-T5 (+20.0D) | Standalone | DE0505885 | Indicated for patients with astigmatism of 2.5 dioptre cylinder (DC) and above in at least 1 eye; where correction of astigmatism is considered clinically necessary
Ophthalmic | Intraocular lens replacement | Intraocular lens (IOL) | Monofocal, astigmatism correcting IOL | Kowa Company Ltd | AVANSEE PRELOAD1P TORIC CLEAR | CP-T5 (+20.5D) | Standalone | DE0505885 | Indicated for patients with astigmatism of 2.5 dioptre cylinder (DC) and above in at least 1 eye; where correction of astigmatism is considered clinically necessary
Ophthalmic | Intraocular lens replacement | Intraocular lens (IOL) | Monofocal, astigmatism correcting IOL | Kowa Company Ltd | AVANSEE PRELOAD1P TORIC CLEAR | CP-T5 (+21.0D) | Standalone | DE0505885 | Indicated for patients with astigmatism of 2.5 dioptre cylinder (DC) and above in at least 1 eye; where correction of astigmatism is considered clinically necessary
Ophthalmic | Intraocular lens replacement | Intraocular lens (IOL) | Monofocal, astigmatism correcting IOL | Kowa Company Ltd | AVANSEE PRELOAD1P TORIC CLEAR | CP-T5 (+21.5D) | Standalone | DE0505885 | Indicated for patients with astigmatism of 2.5 dioptre cylinder (DC) and above in at least 1 eye; where correction of astigmatism is considered clinically necessary
Ophthalmic | Intraocular lens replacement | Intraocular lens (IOL) | Monofocal, astigmatism correcting IOL | Kowa Company Ltd | AVANSEE PRELOAD1P TORIC CLEAR | CP-T5 (+22.0D) | Standalone | DE0505885 | Indicated for patients with astigmatism of 2.5 dioptre cylinder (DC) and above in at least 1 eye; where correction of astigmatism is considered clinically necessary
Ophthalmic | Intraocular lens replacement | Intraocular lens (IOL) | Monofocal, astigmatism correcting IOL | Kowa Company Ltd | AVANSEE PRELOAD1P TORIC CLEAR | CP-T5 (+22.5D) | Standalone | DE0505885 | Indicated for patients with astigmatism of 2.5 dioptre cylinder (DC) and above in at least 1 eye; where correction of astigmatism is considered clinically necessary
Ophthalmic | Intraocular lens replacement | Intraocular lens (IOL) | Monofocal, astigmatism correcting IOL | Kowa Company Ltd | AVANSEE PRELOAD1P TORIC CLEAR | CP-T5 (+23.0D) | Standalone | DE0505885 | Indicated for patients with astigmatism of 2.5 dioptre cylinder (DC) and above in at least 1 eye; where correction of astigmatism is considered clinically necessary
Ophthalmic | Intraocular lens replacement | Intraocular lens (IOL) | Monofocal, astigmatism correcting IOL | Kowa Company Ltd | AVANSEE PRELOAD1P TORIC CLEAR | CP-T5 (+23.5D) | Standalone | DE0505885 | Indicated for patients with astigmatism of 2.5 dioptre cylinder (DC) and above in at least 1 eye; where correction of astigmatism is considered clinically necessary
Ophthalmic | Intraocular lens replacement | Intraocular lens (IOL) | Monofocal, astigmatism correcting IOL | Kowa Company Ltd | AVANSEE PRELOAD1P TORIC CLEAR | CP-T5 (+24.0D) | Standalone | DE0505885 | Indicated for patients with astigmatism of 2.5 dioptre cylinder (DC) and above in at least 1 eye; where correction of astigmatism is considered clinically necessary
Ophthalmic | Intraocular lens replacement | Intraocular lens (IOL) | Monofocal, astigmatism correcting IOL | Kowa Company Ltd | AVANSEE PRELOAD1P TORIC CLEAR | CP-T5 (+24.5D) | Standalone | DE0505885 | Indicated for patients with astigmatism of 2.5 dioptre cylinder (DC) and above in at least 1 eye; where correction of astigmatism is considered clinically necessary
Ophthalmic | Intraocular lens replacement | Intraocular lens (IOL) | Monofocal, astigmatism correcting IOL | Kowa Company Ltd | AVANSEE PRELOAD1P TORIC CLEAR | CP-T5 (+25.0D) | Standalone | DE0505885 | Indicated for patients with astigmatism of 2.5 dioptre cylinder (DC) and above in at least 1 eye; where correction of astigmatism is considered clinically necessary
Ophthalmic | Intraocular lens replacement | Intraocular lens (IOL) | Monofocal, astigmatism correcting IOL | Kowa Company Ltd | AVANSEE PRELOAD1P TORIC CLEAR | CP-T5 (+25.5D) | Standalone | DE0505885 | Indicated for patients with astigmatism of 2.5 dioptre cylinder (DC) and above in at least 1 eye; where correction of astigmatism is considered clinically necessary
Ophthalmic | Intraocular lens replacement | Intraocular lens (IOL) | Monofocal, astigmatism correcting IOL | Kowa Company Ltd | AVANSEE PRELOAD1P TORIC CLEAR | CP-T5 (+26.0D) | Standalone | DE0505885 | Indicated for patients with astigmatism of 2.5 dioptre cylinder (DC) and above in at least 1 eye; where correction of astigmatism is considered clinically necessary
Ophthalmic | Intraocular lens replacement | Intraocular lens (IOL) | Monofocal, astigmatism correcting IOL | Kowa Company Ltd | AVANSEE PRELOAD1P TORIC CLEAR | CP-T6 (+6.0D) | Standalone | DE0505885 | Indicated for patients with astigmatism of 2.5 dioptre cylinder (DC) and above in at least 1 eye; where correction of astigmatism is considered clinically necessary
Ophthalmic | Intraocular lens replacement | Intraocular lens (IOL) | Monofocal, astigmatism correcting IOL | Kowa Company Ltd | AVANSEE PRELOAD1P TORIC CLEAR | CP-T6 (+6.5D) | Standalone | DE0505885 | Indicated for patients with astigmatism of 2.5 dioptre cylinder (DC) and above in at least 1 eye; where correction of astigmatism is considered clinically necessary
Ophthalmic | Intraocular lens replacement | Intraocular lens (IOL) | Monofocal, astigmatism correcting IOL | Kowa Company Ltd | AVANSEE PRELOAD1P TORIC CLEAR | CP-T6 (+7.0D) | Standalone | DE0505885 | Indicated for patients with astigmatism of 2.5 dioptre cylinder (DC) and above in at least 1 eye; where correction of astigmatism is considered clinically necessary
Ophthalmic | Intraocular lens replacement | Intraocular lens (IOL) | Monofocal, astigmatism correcting IOL | Kowa Company Ltd | AVANSEE PRELOAD1P TORIC CLEAR | CP-T6 (+7.5D) | Standalone | DE0505885 | Indicated for patients with astigmatism of 2.5 dioptre cylinder (DC) and above in at least 1 eye; where correction of astigmatism is considered clinically necessary
Ophthalmic | Intraocular lens replacement | Intraocular lens (IOL) | Monofocal, astigmatism correcting IOL | Kowa Company Ltd | AVANSEE PRELOAD1P TORIC CLEAR | CP-T6 (+8.0D) | Standalone | DE0505885 | Indicated for patients with astigmatism of 2.5 dioptre cylinder (DC) and above in at least 1 eye; where correction of astigmatism is considered clinically necessary
Ophthalmic | Intraocular lens replacement | Intraocular lens (IOL) | Monofocal, astigmatism correcting IOL | Kowa Company Ltd | AVANSEE PRELOAD1P TORIC CLEAR | CP-T6 (+8.5D) | Standalone | DE0505885 | Indicated for patients with astigmatism of 2.5 dioptre cylinder (DC) and above in at least 1 eye; where correction of astigmatism is considered clinically necessary
Ophthalmic | Intraocular lens replacement | Intraocular lens (IOL) | Monofocal, astigmatism correcting IOL | Kowa Company Ltd | AVANSEE PRELOAD1P TORIC CLEAR | CP-T6 (+9.0D) | Standalone | DE0505885 | Indicated for patients with astigmatism of 2.5 dioptre cylinder (DC) and above in at least 1 eye; where correction of astigmatism is considered clinically necessary
Ophthalmic | Intraocular lens replacement | Intraocular lens (IOL) | Monofocal, astigmatism correcting IOL | Kowa Company Ltd | AVANSEE PRELOAD1P TORIC CLEAR | CP-T6 (+9.5D) | Standalone | DE0505885 | Indicated for patients with astigmatism of 2.5 dioptre cylinder (DC) and above in at least 1 eye; where correction of astigmatism is considered clinically necessary
Ophthalmic | Intraocular lens replacement | Intraocular lens (IOL) | Monofocal, astigmatism correcting IOL | Kowa Company Ltd | AVANSEE PRELOAD1P TORIC CLEAR | CP-T6 (+10.0D) | Standalone | DE0505885 | Indicated for patients with astigmatism of 2.5 dioptre cylinder (DC) and above in at least 1 eye; where correction of astigmatism is considered clinically necessary
Ophthalmic | Intraocular lens replacement | Intraocular lens (IOL) | Monofocal, astigmatism correcting IOL | Kowa Company Ltd | AVANSEE PRELOAD1P TORIC CLEAR | CP-T6 (+10.5D) | Standalone | DE0505885 | Indicated for patients with astigmatism of 2.5 dioptre cylinder (DC) and above in at least 1 eye; where correction of astigmatism is considered clinically necessary
Ophthalmic | Intraocular lens replacement | Intraocular lens (IOL) | Monofocal, astigmatism correcting IOL | Kowa Company Ltd | AVANSEE PRELOAD1P TORIC CLEAR | CP-T6 (+11.0D) | Standalone | DE0505885 | Indicated for patients with astigmatism of 2.5 dioptre cylinder (DC) and above in at least 1 eye; where correction of astigmatism is considered clinically necessary
Ophthalmic | Intraocular lens replacement | Intraocular lens (IOL) | Monofocal, astigmatism correcting IOL | Kowa Company Ltd | AVANSEE PRELOAD1P TORIC CLEAR | CP-T6 (+11.5D) | Standalone | DE0505885 | Indicated for patients with astigmatism of 2.5 dioptre cylinder (DC) and above in at least 1 eye; where correction of astigmatism is considered clinically necessary
Ophthalmic | Intraocular lens replacement | Intraocular lens (IOL) | Monofocal, astigmatism correcting IOL | Kowa Company Ltd | AVANSEE PRELOAD1P TORIC CLEAR | CP-T6 (+12.0D) | Standalone | DE0505885 | Indicated for patients with astigmatism of 2.5 dioptre cylinder (DC) and above in at least 1 eye; where correction of astigmatism is considered clinically necessary
Ophthalmic | Intraocular lens replacement | Intraocular lens (IOL) | Monofocal, astigmatism correcting IOL | Kowa Company Ltd | AVANSEE PRELOAD1P TORIC CLEAR | CP-T6 (+12.5D) | Standalone | DE0505885 | Indicated for patients with astigmatism of 2.5 dioptre cylinder (DC) and above in at least 1 eye; where correction of astigmatism is considered clinically necessary
Ophthalmic | Intraocular lens replacement | Intraocular lens (IOL) | Monofocal, astigmatism correcting IOL | Kowa Company Ltd | AVANSEE PRELOAD1P TORIC CLEAR | CP-T6 (+13.0D) | Standalone | DE0505885 | Indicated for patients with astigmatism of 2.5 dioptre cylinder (DC) and above in at least 1 eye; where correction of astigmatism is considered clinically necessary
Ophthalmic | Intraocular lens replacement | Intraocular lens (IOL) | Monofocal, astigmatism correcting IOL | Kowa Company Ltd | AVANSEE PRELOAD1P TORIC CLEAR | CP-T6 (+13.5D) | Standalone | DE0505885 | Indicated for patients with astigmatism of 2.5 dioptre cylinder (DC) and above in at least 1 eye; where correction of astigmatism is considered clinically necessary
Ophthalmic | Intraocular lens replacement | Intraocular lens (IOL) | Monofocal, astigmatism correcting IOL | Kowa Company Ltd | AVANSEE PRELOAD1P TORIC CLEAR | CP-T6 (+14.0D) | Standalone | DE0505885 | Indicated for patients with astigmatism of 2.5 dioptre cylinder (DC) and above in at least 1 eye; where correction of astigmatism is considered clinically necessary
Ophthalmic | Intraocular lens replacement | Intraocular lens (IOL) | Monofocal, astigmatism correcting IOL | Kowa Company Ltd | AVANSEE PRELOAD1P TORIC CLEAR | CP-T6 (+14.5D) | Standalone | DE0505885 | Indicated for patients with astigmatism of 2.5 dioptre cylinder (DC) and above in at least 1 eye; where correction of astigmatism is considered clinically necessary
Ophthalmic | Intraocular lens replacement | Intraocular lens (IOL) | Monofocal, astigmatism correcting IOL | Kowa Company Ltd | AVANSEE PRELOAD1P TORIC CLEAR | CP-T6 (+15.0D) | Standalone | DE0505885 | Indicated for patients with astigmatism of 2.5 dioptre cylinder (DC) and above in at least 1 eye; where correction of astigmatism is considered clinically necessary
Ophthalmic | Intraocular lens replacement | Intraocular lens (IOL) | Monofocal, astigmatism correcting IOL | Kowa Company Ltd | AVANSEE PRELOAD1P TORIC CLEAR | CP-T6 (+15.5D) | Standalone | DE0505885 | Indicated for patients with astigmatism of 2.5 dioptre cylinder (DC) and above in at least 1 eye; where correction of astigmatism is considered clinically necessary
Ophthalmic | Intraocular lens replacement | Intraocular lens (IOL) | Monofocal, astigmatism correcting IOL | Kowa Company Ltd | AVANSEE PRELOAD1P TORIC CLEAR | CP-T6 (+16.0D) | Standalone | DE0505885 | Indicated for patients with astigmatism of 2.5 dioptre cylinder (DC) and above in at least 1 eye; where correction of astigmatism is considered clinically necessary
Ophthalmic | Intraocular lens replacement | Intraocular lens (IOL) | Monofocal, astigmatism correcting IOL | Kowa Company Ltd | AVANSEE PRELOAD1P TORIC CLEAR | CP-T6 (+16.5D) | Standalone | DE0505885 | Indicated for patients with astigmatism of 2.5 dioptre cylinder (DC) and above in at least 1 eye; where correction of astigmatism is considered clinically necessary
Ophthalmic | Intraocular lens replacement | Intraocular lens (IOL) | Monofocal, astigmatism correcting IOL | Kowa Company Ltd | AVANSEE PRELOAD1P TORIC CLEAR | CP-T6 (+17.0D) | Standalone | DE0505885 | Indicated for patients with astigmatism of 2.5 dioptre cylinder (DC) and above in at least 1 eye; where correction of astigmatism is considered clinically necessary
Ophthalmic | Intraocular lens replacement | Intraocular lens (IOL) | Monofocal, astigmatism correcting IOL | Kowa Company Ltd | AVANSEE PRELOAD1P TORIC CLEAR | CP-T6 (+17.5D) | Standalone | DE0505885 | Indicated for patients with astigmatism of 2.5 dioptre cylinder (DC) and above in at least 1 eye; where correction of astigmatism is considered clinically necessary
Ophthalmic | Intraocular lens replacement | Intraocular lens (IOL) | Monofocal, astigmatism correcting IOL | Kowa Company Ltd | AVANSEE PRELOAD1P TORIC CLEAR | CP-T6 (+18.0D) | Standalone | DE0505885 | Indicated for patients with astigmatism of 2.5 dioptre cylinder (DC) and above in at least 1 eye; where correction of astigmatism is considered clinically necessary
Ophthalmic | Intraocular lens replacement | Intraocular lens (IOL) | Monofocal, astigmatism correcting IOL | Kowa Company Ltd | AVANSEE PRELOAD1P TORIC CLEAR | CP-T6 (+18.5D) | Standalone | DE0505885 | Indicated for patients with astigmatism of 2.5 dioptre cylinder (DC) and above in at least 1 eye; where correction of astigmatism is considered clinically necessary
Ophthalmic | Intraocular lens replacement | Intraocular lens (IOL) | Monofocal, astigmatism correcting IOL | Kowa Company Ltd | AVANSEE PRELOAD1P TORIC CLEAR | CP-T6 (+19.0D) | Standalone | DE0505885 | Indicated for patients with astigmatism of 2.5 dioptre cylinder (DC) and above in at least 1 eye; where correction of astigmatism is considered clinically necessary
Ophthalmic | Intraocular lens replacement | Intraocular lens (IOL) | Monofocal, astigmatism correcting IOL | Kowa Company Ltd | AVANSEE PRELOAD1P TORIC CLEAR | CP-T6 (+19.5D) | Standalone | DE0505885 | Indicated for patients with astigmatism of 2.5 dioptre cylinder (DC) and above in at least 1 eye; where correction of astigmatism is considered clinically necessary
Ophthalmic | Intraocular lens replacement | Intraocular lens (IOL) | Monofocal, astigmatism correcting IOL | Kowa Company Ltd | AVANSEE PRELOAD1P TORIC CLEAR | CP-T6 (+20.0D) | Standalone | DE0505885 | Indicated for patients with astigmatism of 2.5 dioptre cylinder (DC) and above in at least 1 eye; where correction of astigmatism is considered clinically necessary
Ophthalmic | Intraocular lens replacement | Intraocular lens (IOL) | Monofocal, astigmatism correcting IOL | Kowa Company Ltd | AVANSEE PRELOAD1P TORIC CLEAR | CP-T6 (+20.5D) | Standalone | DE0505885 | Indicated for patients with astigmatism of 2.5 dioptre cylinder (DC) and above in at least 1 eye; where correction of astigmatism is considered clinically necessary
Ophthalmic | Intraocular lens replacement | Intraocular lens (IOL) | Monofocal, astigmatism correcting IOL | Kowa Company Ltd | AVANSEE PRELOAD1P TORIC CLEAR | CP-T6 (+21.0D) | Standalone | DE0505885 | Indicated for patients with astigmatism of 2.5 dioptre cylinder (DC) and above in at least 1 eye; where correction of astigmatism is considered clinically necessary
Ophthalmic | Intraocular lens replacement | Intraocular lens (IOL) | Monofocal, astigmatism correcting IOL | Kowa Company Ltd | AVANSEE PRELOAD1P TORIC CLEAR | CP-T6 (+21.5D) | Standalone | DE0505885 | Indicated for patients with astigmatism of 2.5 dioptre cylinder (DC) and above in at least 1 eye; where correction of astigmatism is considered clinically necessary
Ophthalmic | Intraocular lens replacement | Intraocular lens (IOL) | Monofocal, astigmatism correcting IOL | Kowa Company Ltd | AVANSEE PRELOAD1P TORIC CLEAR | CP-T6 (+22.0D) | Standalone | DE0505885 | Indicated for patients with astigmatism of 2.5 dioptre cylinder (DC) and above in at least 1 eye; where correction of astigmatism is considered clinically necessary
Ophthalmic | Intraocular lens replacement | Intraocular lens (IOL) | Monofocal, astigmatism correcting IOL | Kowa Company Ltd | AVANSEE PRELOAD1P TORIC CLEAR | CP-T6 (+22.5D) | Standalone | DE0505885 | Indicated for patients with astigmatism of 2.5 dioptre cylinder (DC) and above in at least 1 eye; where correction of astigmatism is considered clinically necessary
Ophthalmic | Intraocular lens replacement | Intraocular lens (IOL) | Monofocal, astigmatism correcting IOL | Kowa Company Ltd | AVANSEE PRELOAD1P TORIC CLEAR | CP-T6 (+23.0D) | Standalone | DE0505885 | Indicated for patients with astigmatism of 2.5 dioptre cylinder (DC) and above in at least 1 eye; where correction of astigmatism is considered clinically necessary
Ophthalmic | Intraocular lens replacement | Intraocular lens (IOL) | Monofocal, astigmatism correcting IOL | Kowa Company Ltd | AVANSEE PRELOAD1P TORIC CLEAR | CP-T6 (+23.5D) | Standalone | DE0505885 | Indicated for patients with astigmatism of 2.5 dioptre cylinder (DC) and above in at least 1 eye; where correction of astigmatism is considered clinically necessary
Ophthalmic | Intraocular lens replacement | Intraocular lens (IOL) | Monofocal, astigmatism correcting IOL | Kowa Company Ltd | AVANSEE PRELOAD1P TORIC CLEAR | CP-T6 (+24.0D) | Standalone | DE0505885 | Indicated for patients with astigmatism of 2.5 dioptre cylinder (DC) and above in at least 1 eye; where correction of astigmatism is considered clinically necessary
Ophthalmic | Intraocular lens replacement | Intraocular lens (IOL) | Monofocal, astigmatism correcting IOL | Kowa Company Ltd | AVANSEE PRELOAD1P TORIC CLEAR | CP-T6 (+24.5D) | Standalone | DE0505885 | Indicated for patients with astigmatism of 2.5 dioptre cylinder (DC) and above in at least 1 eye; where correction of astigmatism is considered clinically necessary
Ophthalmic | Intraocular lens replacement | Intraocular lens (IOL) | Monofocal, astigmatism correcting IOL | Kowa Company Ltd | AVANSEE PRELOAD1P TORIC CLEAR | CP-T6 (+25.0D) | Standalone | DE0505885 | Indicated for patients with astigmatism of 2.5 dioptre cylinder (DC) and above in at least 1 eye; where correction of astigmatism is considered clinically necessary
Ophthalmic | Intraocular lens replacement | Intraocular lens (IOL) | Monofocal, astigmatism correcting IOL | Kowa Company Ltd | AVANSEE PRELOAD1P TORIC CLEAR | CP-T6 (+25.5D) | Standalone | DE0505885 | Indicated for patients with astigmatism of 2.5 dioptre cylinder (DC) and above in at least 1 eye; where correction of astigmatism is considered clinically necessary
Ophthalmic | Intraocular lens replacement | Intraocular lens (IOL) | Monofocal, astigmatism correcting IOL | Kowa Company Ltd | AVANSEE PRELOAD1P TORIC CLEAR | CP-T6 (+26.0D) | Standalone | DE0505885 | Indicated for patients with astigmatism of 2.5 dioptre cylinder (DC) and above in at least 1 eye; where correction of astigmatism is considered clinically necessary
Ophthalmic | Intraocular lens replacement | Intraocular lens (IOL) | Monofocal, astigmatism correcting IOL | Kowa Company Ltd | AVANSEE PRELOAD1P TORIC CLEAR | CP-T7 (+6.0D) | Standalone | DE0505885 | Indicated for patients with astigmatism of 2.5 dioptre cylinder (DC) and above in at least 1 eye; where correction of astigmatism is considered clinically necessary
Ophthalmic | Intraocular lens replacement | Intraocular lens (IOL) | Monofocal, astigmatism correcting IOL | Kowa Company Ltd | AVANSEE PRELOAD1P TORIC CLEAR | CP-T7 (+6.5D) | Standalone | DE0505885 | Indicated for patients with astigmatism of 2.5 dioptre cylinder (DC) and above in at least 1 eye; where correction of astigmatism is considered clinically necessary
Ophthalmic | Intraocular lens replacement | Intraocular lens (IOL) | Monofocal, astigmatism correcting IOL | Kowa Company Ltd | AVANSEE PRELOAD1P TORIC CLEAR | CP-T7 (+7.0D) | Standalone | DE0505885 | Indicated for patients with astigmatism of 2.5 dioptre cylinder (DC) and above in at least 1 eye; where correction of astigmatism is considered clinically necessary
Ophthalmic | Intraocular lens replacement | Intraocular lens (IOL) | Monofocal, astigmatism correcting IOL | Kowa Company Ltd | AVANSEE PRELOAD1P TORIC CLEAR | CP-T7 (+7.5D) | Standalone | DE0505885 | Indicated for patients with astigmatism of 2.5 dioptre cylinder (DC) and above in at least 1 eye; where correction of astigmatism is considered clinically necessary
Ophthalmic | Intraocular lens replacement | Intraocular lens (IOL) | Monofocal, astigmatism correcting IOL | Kowa Company Ltd | AVANSEE PRELOAD1P TORIC CLEAR | CP-T7 (+8.0D) | Standalone | DE0505885 | Indicated for patients with astigmatism of 2.5 dioptre cylinder (DC) and above in at least 1 eye; where correction of astigmatism is considered clinically necessary
Ophthalmic | Intraocular lens replacement | Intraocular lens (IOL) | Monofocal, astigmatism correcting IOL | Kowa Company Ltd | AVANSEE PRELOAD1P TORIC CLEAR | CP-T7 (+8.5D) | Standalone | DE0505885 | Indicated for patients with astigmatism of 2.5 dioptre cylinder (DC) and above in at least 1 eye; where correction of astigmatism is considered clinically necessary
Ophthalmic | Intraocular lens replacement | Intraocular lens (IOL) | Monofocal, astigmatism correcting IOL | Kowa Company Ltd | AVANSEE PRELOAD1P TORIC CLEAR | CP-T7 (+9.0D) | Standalone | DE0505885 | Indicated for patients with astigmatism of 2.5 dioptre cylinder (DC) and above in at least 1 eye; where correction of astigmatism is considered clinically necessary
Ophthalmic | Intraocular lens replacement | Intraocular lens (IOL) | Monofocal, astigmatism correcting IOL | Kowa Company Ltd | AVANSEE PRELOAD1P TORIC CLEAR | CP-T7 (+9.5D) | Standalone | DE0505885 | Indicated for patients with astigmatism of 2.5 dioptre cylinder (DC) and above in at least 1 eye; where correction of astigmatism is considered clinically necessary
Ophthalmic | Intraocular lens replacement | Intraocular lens (IOL) | Monofocal, astigmatism correcting IOL | Kowa Company Ltd | AVANSEE PRELOAD1P TORIC CLEAR | CP-T7 (+10.0D) | Standalone | DE0505885 | Indicated for patients with astigmatism of 2.5 dioptre cylinder (DC) and above in at least 1 eye; where correction of astigmatism is considered clinically necessary
Ophthalmic | Intraocular lens replacement | Intraocular lens (IOL) | Monofocal, astigmatism correcting IOL | Kowa Company Ltd | AVANSEE PRELOAD1P TORIC CLEAR | CP-T7 (+10.5D) | Standalone | DE0505885 | Indicated for patients with astigmatism of 2.5 dioptre cylinder (DC) and above in at least 1 eye; where correction of astigmatism is considered clinically necessary
Ophthalmic | Intraocular lens replacement | Intraocular lens (IOL) | Monofocal, astigmatism correcting IOL | Kowa Company Ltd | AVANSEE PRELOAD1P TORIC CLEAR | CP-T7 (+11.0D) | Standalone | DE0505885 | Indicated for patients with astigmatism of 2.5 dioptre cylinder (DC) and above in at least 1 eye; where correction of astigmatism is considered clinically necessary
Ophthalmic | Intraocular lens replacement | Intraocular lens (IOL) | Monofocal, astigmatism correcting IOL | Kowa Company Ltd | AVANSEE PRELOAD1P TORIC CLEAR | CP-T7 (+11.5D) | Standalone | DE0505885 | Indicated for patients with astigmatism of 2.5 dioptre cylinder (DC) and above in at least 1 eye; where correction of astigmatism is considered clinically necessary
Ophthalmic | Intraocular lens replacement | Intraocular lens (IOL) | Monofocal, astigmatism correcting IOL | Kowa Company Ltd | AVANSEE PRELOAD1P TORIC CLEAR | CP-T7 (+12.0D) | Standalone | DE0505885 | Indicated for patients with astigmatism of 2.5 dioptre cylinder (DC) and above in at least 1 eye; where correction of astigmatism is considered clinically necessary
Ophthalmic | Intraocular lens replacement | Intraocular lens (IOL) | Monofocal, astigmatism correcting IOL | Kowa Company Ltd | AVANSEE PRELOAD1P TORIC CLEAR | CP-T7 (+12.5D) | Standalone | DE0505885 | Indicated for patients with astigmatism of 2.5 dioptre cylinder (DC) and above in at least 1 eye; where correction of astigmatism is considered clinically necessary
Ophthalmic | Intraocular lens replacement | Intraocular lens (IOL) | Monofocal, astigmatism correcting IOL | Kowa Company Ltd | AVANSEE PRELOAD1P TORIC CLEAR | CP-T7 (+13.0D) | Standalone | DE0505885 | Indicated for patients with astigmatism of 2.5 dioptre cylinder (DC) and above in at least 1 eye; where correction of astigmatism is considered clinically necessary
Ophthalmic | Intraocular lens replacement | Intraocular lens (IOL) | Monofocal, astigmatism correcting IOL | Kowa Company Ltd | AVANSEE PRELOAD1P TORIC CLEAR | CP-T7 (+13.5D) | Standalone | DE0505885 | Indicated for patients with astigmatism of 2.5 dioptre cylinder (DC) and above in at least 1 eye; where correction of astigmatism is considered clinically necessary
Ophthalmic | Intraocular lens replacement | Intraocular lens (IOL) | Monofocal, astigmatism correcting IOL | Kowa Company Ltd | AVANSEE PRELOAD1P TORIC CLEAR | CP-T7 (+14.0D) | Standalone | DE0505885 | Indicated for patients with astigmatism of 2.5 dioptre cylinder (DC) and above in at least 1 eye; where correction of astigmatism is considered clinically necessary
Ophthalmic | Intraocular lens replacement | Intraocular lens (IOL) | Monofocal, astigmatism correcting IOL | Kowa Company Ltd | AVANSEE PRELOAD1P TORIC CLEAR | CP-T7 (+14.5D) | Standalone | DE0505885 | Indicated for patients with astigmatism of 2.5 dioptre cylinder (DC) and above in at least 1 eye; where correction of astigmatism is considered clinically necessary
Ophthalmic | Intraocular lens replacement | Intraocular lens (IOL) | Monofocal, astigmatism correcting IOL | Kowa Company Ltd | AVANSEE PRELOAD1P TORIC CLEAR | CP-T7 (+15.0D) | Standalone | DE0505885 | Indicated for patients with astigmatism of 2.5 dioptre cylinder (DC) and above in at least 1 eye; where correction of astigmatism is considered clinically necessary
Ophthalmic | Intraocular lens replacement | Intraocular lens (IOL) | Monofocal, astigmatism correcting IOL | Kowa Company Ltd | AVANSEE PRELOAD1P TORIC CLEAR | CP-T7 (+15.5D) | Standalone | DE0505885 | Indicated for patients with astigmatism of 2.5 dioptre cylinder (DC) and above in at least 1 eye; where correction of astigmatism is considered clinically necessary
Ophthalmic | Intraocular lens replacement | Intraocular lens (IOL) | Monofocal, astigmatism correcting IOL | Kowa Company Ltd | AVANSEE PRELOAD1P TORIC CLEAR | CP-T7 (+16.0D) | Standalone | DE0505885 | Indicated for patients with astigmatism of 2.5 dioptre cylinder (DC) and above in at least 1 eye; where correction of astigmatism is considered clinically necessary
Ophthalmic | Intraocular lens replacement | Intraocular lens (IOL) | Monofocal, astigmatism correcting IOL | Kowa Company Ltd | AVANSEE PRELOAD1P TORIC CLEAR | CP-T7 (+16.5D) | Standalone | DE0505885 | Indicated for patients with astigmatism of 2.5 dioptre cylinder (DC) and above in at least 1 eye; where correction of astigmatism is considered clinically necessary
Ophthalmic | Intraocular lens replacement | Intraocular lens (IOL) | Monofocal, astigmatism correcting IOL | Kowa Company Ltd | AVANSEE PRELOAD1P TORIC CLEAR | CP-T7 (+17.0D) | Standalone | DE0505885 | Indicated for patients with astigmatism of 2.5 dioptre cylinder (DC) and above in at least 1 eye; where correction of astigmatism is considered clinically necessary
Ophthalmic | Intraocular lens replacement | Intraocular lens (IOL) | Monofocal, astigmatism correcting IOL | Kowa Company Ltd | AVANSEE PRELOAD1P TORIC CLEAR | CP-T7 (+17.5D) | Standalone | DE0505885 | Indicated for patients with astigmatism of 2.5 dioptre cylinder (DC) and above in at least 1 eye; where correction of astigmatism is considered clinically necessary
Ophthalmic | Intraocular lens replacement | Intraocular lens (IOL) | Monofocal, astigmatism correcting IOL | Kowa Company Ltd | AVANSEE PRELOAD1P TORIC CLEAR | CP-T7 (+18.0D) | Standalone | DE0505885 | Indicated for patients with astigmatism of 2.5 dioptre cylinder (DC) and above in at least 1 eye; where correction of astigmatism is considered clinically necessary
Ophthalmic | Intraocular lens replacement | Intraocular lens (IOL) | Monofocal, astigmatism correcting IOL | Kowa Company Ltd | AVANSEE PRELOAD1P TORIC CLEAR | CP-T7 (+18.5D) | Standalone | DE0505885 | Indicated for patients with astigmatism of 2.5 dioptre cylinder (DC) and above in at least 1 eye; where correction of astigmatism is considered clinically necessary
Ophthalmic | Intraocular lens replacement | Intraocular lens (IOL) | Monofocal, astigmatism correcting IOL | Kowa Company Ltd | AVANSEE PRELOAD1P TORIC CLEAR | CP-T7 (+19.0D) | Standalone | DE0505885 | Indicated for patients with astigmatism of 2.5 dioptre cylinder (DC) and above in at least 1 eye; where correction of astigmatism is considered clinically necessary
Ophthalmic | Intraocular lens replacement | Intraocular lens (IOL) | Monofocal, astigmatism correcting IOL | Kowa Company Ltd | AVANSEE PRELOAD1P TORIC CLEAR | CP-T7 (+19.5D) | Standalone | DE0505885 | Indicated for patients with astigmatism of 2.5 dioptre cylinder (DC) and above in at least 1 eye; where correction of astigmatism is considered clinically necessary
Ophthalmic | Intraocular lens replacement | Intraocular lens (IOL) | Monofocal, astigmatism correcting IOL | Kowa Company Ltd | AVANSEE PRELOAD1P TORIC CLEAR | CP-T7 (+20.0D) | Standalone | DE0505885 | Indicated for patients with astigmatism of 2.5 dioptre cylinder (DC) and above in at least 1 eye; where correction of astigmatism is considered clinically necessary
Ophthalmic | Intraocular lens replacement | Intraocular lens (IOL) | Monofocal, astigmatism correcting IOL | Kowa Company Ltd | AVANSEE PRELOAD1P TORIC CLEAR | CP-T7 (+20.5D) | Standalone | DE0505885 | Indicated for patients with astigmatism of 2.5 dioptre cylinder (DC) and above in at least 1 eye; where correction of astigmatism is considered clinically necessary
Ophthalmic | Intraocular lens replacement | Intraocular lens (IOL) | Monofocal, astigmatism correcting IOL | Kowa Company Ltd | AVANSEE PRELOAD1P TORIC CLEAR | CP-T7 (+21.0D) | Standalone | DE0505885 | Indicated for patients with astigmatism of 2.5 dioptre cylinder (DC) and above in at least 1 eye; where correction of astigmatism is considered clinically necessary
Ophthalmic | Intraocular lens replacement | Intraocular lens (IOL) | Monofocal, astigmatism correcting IOL | Kowa Company Ltd | AVANSEE PRELOAD1P TORIC CLEAR | CP-T7 (+21.5D) | Standalone | DE0505885 | Indicated for patients with astigmatism of 2.5 dioptre cylinder (DC) and above in at least 1 eye; where correction of astigmatism is considered clinically necessary
Ophthalmic | Intraocular lens replacement | Intraocular lens (IOL) | Monofocal, astigmatism correcting IOL | Kowa Company Ltd | AVANSEE PRELOAD1P TORIC CLEAR | CP-T7 (+22.0D) | Standalone | DE0505885 | Indicated for patients with astigmatism of 2.5 dioptre cylinder (DC) and above in at least 1 eye; where correction of astigmatism is considered clinically necessary
Ophthalmic | Intraocular lens replacement | Intraocular lens (IOL) | Monofocal, astigmatism correcting IOL | Kowa Company Ltd | AVANSEE PRELOAD1P TORIC CLEAR | CP-T7 (+22.5D) | Standalone | DE0505885 | Indicated for patients with astigmatism of 2.5 dioptre cylinder (DC) and above in at least 1 eye; where correction of astigmatism is considered clinically necessary
Ophthalmic | Intraocular lens replacement | Intraocular lens (IOL) | Monofocal, astigmatism correcting IOL | Kowa Company Ltd | AVANSEE PRELOAD1P TORIC CLEAR | CP-T7 (+23.0D) | Standalone | DE0505885 | Indicated for patients with astigmatism of 2.5 dioptre cylinder (DC) and above in at least 1 eye; where correction of astigmatism is considered clinically necessary
Ophthalmic | Intraocular lens replacement | Intraocular lens (IOL) | Monofocal, astigmatism correcting IOL | Kowa Company Ltd | AVANSEE PRELOAD1P TORIC CLEAR | CP-T7 (+23.5D) | Standalone | DE0505885 | Indicated for patients with astigmatism of 2.5 dioptre cylinder (DC) and above in at least 1 eye; where correction of astigmatism is considered clinically necessary
Ophthalmic | Intraocular lens replacement | Intraocular lens (IOL) | Monofocal, astigmatism correcting IOL | Kowa Company Ltd | AVANSEE PRELOAD1P TORIC CLEAR | CP-T7 (+24.0D) | Standalone | DE0505885 | Indicated for patients with astigmatism of 2.5 dioptre cylinder (DC) and above in at least 1 eye; where correction of astigmatism is considered clinically necessary
Ophthalmic | Intraocular lens replacement | Intraocular lens (IOL) | Monofocal, astigmatism correcting IOL | Kowa Company Ltd | AVANSEE PRELOAD1P TORIC CLEAR | CP-T7 (+24.5D) | Standalone | DE0505885 | Indicated for patients with astigmatism of 2.5 dioptre cylinder (DC) and above in at least 1 eye; where correction of astigmatism is considered clinically necessary
Ophthalmic | Intraocular lens replacement | Intraocular lens (IOL) | Monofocal, astigmatism correcting IOL | Kowa Company Ltd | AVANSEE PRELOAD1P TORIC CLEAR | CP-T7 (+25.0D) | Standalone | DE0505885 | Indicated for patients with astigmatism of 2.5 dioptre cylinder (DC) and above in at least 1 eye; where correction of astigmatism is considered clinically necessary
Ophthalmic | Intraocular lens replacement | Intraocular lens (IOL) | Monofocal, astigmatism correcting IOL | Kowa Company Ltd | AVANSEE PRELOAD1P TORIC CLEAR | CP-T7 (+25.5D) | Standalone | DE0505885 | Indicated for patients with astigmatism of 2.5 dioptre cylinder (DC) and above in at least 1 eye; where correction of astigmatism is considered clinically necessary
Ophthalmic | Intraocular lens replacement | Intraocular lens (IOL) | Monofocal, astigmatism correcting IOL | Kowa Company Ltd | AVANSEE PRELOAD1P TORIC CLEAR | CP-T7 (+26.0D) | Standalone | DE0505885 | Indicated for patients with astigmatism of 2.5 dioptre cylinder (DC) and above in at least 1 eye; where correction of astigmatism is considered clinically necessary
Ophthalmic | Intraocular lens replacement | Intraocular lens (IOL) | Monofocal, astigmatism correcting IOL | Kowa Company Ltd | AVANSEE PRELOAD1P TORIC CLEAR | CP-T8 (+6.0D) | Standalone | DE0505885 | Indicated for patients with astigmatism of 2.5 dioptre cylinder (DC) and above in at least 1 eye; where correction of astigmatism is considered clinically necessary
Ophthalmic | Intraocular lens replacement | Intraocular lens (IOL) | Monofocal, astigmatism correcting IOL | Kowa Company Ltd | AVANSEE PRELOAD1P TORIC CLEAR | CP-T8 (+6.5D) | Standalone | DE0505885 | Indicated for patients with astigmatism of 2.5 dioptre cylinder (DC) and above in at least 1 eye; where correction of astigmatism is considered clinically necessary
Ophthalmic | Intraocular lens replacement | Intraocular lens (IOL) | Monofocal, astigmatism correcting IOL | Kowa Company Ltd | AVANSEE PRELOAD1P TORIC CLEAR | CP-T8 (+7.0D) | Standalone | DE0505885 | Indicated for patients with astigmatism of 2.5 dioptre cylinder (DC) and above in at least 1 eye; where correction of astigmatism is considered clinically necessary
Ophthalmic | Intraocular lens replacement | Intraocular lens (IOL) | Monofocal, astigmatism correcting IOL | Kowa Company Ltd | AVANSEE PRELOAD1P TORIC CLEAR | CP-T8 (+7.5D) | Standalone | DE0505885 | Indicated for patients with astigmatism of 2.5 dioptre cylinder (DC) and above in at least 1 eye; where correction of astigmatism is considered clinically necessary
Ophthalmic | Intraocular lens replacement | Intraocular lens (IOL) | Monofocal, astigmatism correcting IOL | Kowa Company Ltd | AVANSEE PRELOAD1P TORIC CLEAR | CP-T8 (+8.0D) | Standalone | DE0505885 | Indicated for patients with astigmatism of 2.5 dioptre cylinder (DC) and above in at least 1 eye; where correction of astigmatism is considered clinically necessary
Ophthalmic | Intraocular lens replacement | Intraocular lens (IOL) | Monofocal, astigmatism correcting IOL | Kowa Company Ltd | AVANSEE PRELOAD1P TORIC CLEAR | CP-T8 (+8.5D) | Standalone | DE0505885 | Indicated for patients with astigmatism of 2.5 dioptre cylinder (DC) and above in at least 1 eye; where correction of astigmatism is considered clinically necessary
Ophthalmic | Intraocular lens replacement | Intraocular lens (IOL) | Monofocal, astigmatism correcting IOL | Kowa Company Ltd | AVANSEE PRELOAD1P TORIC CLEAR | CP-T8 (+9.0D) | Standalone | DE0505885 | Indicated for patients with astigmatism of 2.5 dioptre cylinder (DC) and above in at least 1 eye; where correction of astigmatism is considered clinically necessary
Ophthalmic | Intraocular lens replacement | Intraocular lens (IOL) | Monofocal, astigmatism correcting IOL | Kowa Company Ltd | AVANSEE PRELOAD1P TORIC CLEAR | CP-T8 (+9.5D) | Standalone | DE0505885 | Indicated for patients with astigmatism of 2.5 dioptre cylinder (DC) and above in at least 1 eye; where correction of astigmatism is considered clinically necessary
Ophthalmic | Intraocular lens replacement | Intraocular lens (IOL) | Monofocal, astigmatism correcting IOL | Kowa Company Ltd | AVANSEE PRELOAD1P TORIC CLEAR | CP-T8 (+10.0D) | Standalone | DE0505885 | Indicated for patients with astigmatism of 2.5 dioptre cylinder (DC) and above in at least 1 eye; where correction of astigmatism is considered clinically necessary
Ophthalmic | Intraocular lens replacement | Intraocular lens (IOL) | Monofocal, astigmatism correcting IOL | Kowa Company Ltd | AVANSEE PRELOAD1P TORIC CLEAR | CP-T8 (+10.5D) | Standalone | DE0505885 | Indicated for patients with astigmatism of 2.5 dioptre cylinder (DC) and above in at least 1 eye; where correction of astigmatism is considered clinically necessary
Ophthalmic | Intraocular lens replacement | Intraocular lens (IOL) | Monofocal, astigmatism correcting IOL | Kowa Company Ltd | AVANSEE PRELOAD1P TORIC CLEAR | CP-T8 (+11.0D) | Standalone | DE0505885 | Indicated for patients with astigmatism of 2.5 dioptre cylinder (DC) and above in at least 1 eye; where correction of astigmatism is considered clinically necessary
Ophthalmic | Intraocular lens replacement | Intraocular lens (IOL) | Monofocal, astigmatism correcting IOL | Kowa Company Ltd | AVANSEE PRELOAD1P TORIC CLEAR | CP-T8 (+11.5D) | Standalone | DE0505885 | Indicated for patients with astigmatism of 2.5 dioptre cylinder (DC) and above in at least 1 eye; where correction of astigmatism is considered clinically necessary
Ophthalmic | Intraocular lens replacement | Intraocular lens (IOL) | Monofocal, astigmatism correcting IOL | Kowa Company Ltd | AVANSEE PRELOAD1P TORIC CLEAR | CP-T8 (+12.0D) | Standalone | DE0505885 | Indicated for patients with astigmatism of 2.5 dioptre cylinder (DC) and above in at least 1 eye; where correction of astigmatism is considered clinically necessary
Ophthalmic | Intraocular lens replacement | Intraocular lens (IOL) | Monofocal, astigmatism correcting IOL | Kowa Company Ltd | AVANSEE PRELOAD1P TORIC CLEAR | CP-T8 (+12.5D) | Standalone | DE0505885 | Indicated for patients with astigmatism of 2.5 dioptre cylinder (DC) and above in at least 1 eye; where correction of astigmatism is considered clinically necessary
Ophthalmic | Intraocular lens replacement | Intraocular lens (IOL) | Monofocal, astigmatism correcting IOL | Kowa Company Ltd | AVANSEE PRELOAD1P TORIC CLEAR | CP-T8 (+13.0D) | Standalone | DE0505885 | Indicated for patients with astigmatism of 2.5 dioptre cylinder (DC) and above in at least 1 eye; where correction of astigmatism is considered clinically necessary
Ophthalmic | Intraocular lens replacement | Intraocular lens (IOL) | Monofocal, astigmatism correcting IOL | Kowa Company Ltd | AVANSEE PRELOAD1P TORIC CLEAR | CP-T8 (+13.5D) | Standalone | DE0505885 | Indicated for patients with astigmatism of 2.5 dioptre cylinder (DC) and above in at least 1 eye; where correction of astigmatism is considered clinically necessary
Ophthalmic | Intraocular lens replacement | Intraocular lens (IOL) | Monofocal, astigmatism correcting IOL | Kowa Company Ltd | AVANSEE PRELOAD1P TORIC CLEAR | CP-T8 (+14.0D) | Standalone | DE0505885 | Indicated for patients with astigmatism of 2.5 dioptre cylinder (DC) and above in at least 1 eye; where correction of astigmatism is considered clinically necessary
Ophthalmic | Intraocular lens replacement | Intraocular lens (IOL) | Monofocal, astigmatism correcting IOL | Kowa Company Ltd | AVANSEE PRELOAD1P TORIC CLEAR | CP-T8 (+14.5D) | Standalone | DE0505885 | Indicated for patients with astigmatism of 2.5 dioptre cylinder (DC) and above in at least 1 eye; where correction of astigmatism is considered clinically necessary
Ophthalmic | Intraocular lens replacement | Intraocular lens (IOL) | Monofocal, astigmatism correcting IOL | Kowa Company Ltd | AVANSEE PRELOAD1P TORIC CLEAR | CP-T8 (+15.0D) | Standalone | DE0505885 | Indicated for patients with astigmatism of 2.5 dioptre cylinder (DC) and above in at least 1 eye; where correction of astigmatism is considered clinically necessary
Ophthalmic | Intraocular lens replacement | Intraocular lens (IOL) | Monofocal, astigmatism correcting IOL | Kowa Company Ltd | AVANSEE PRELOAD1P TORIC CLEAR | CP-T8 (+15.5D) | Standalone | DE0505885 | Indicated for patients with astigmatism of 2.5 dioptre cylinder (DC) and above in at least 1 eye; where correction of astigmatism is considered clinically necessary
Ophthalmic | Intraocular lens replacement | Intraocular lens (IOL) | Monofocal, astigmatism correcting IOL | Kowa Company Ltd | AVANSEE PRELOAD1P TORIC CLEAR | CP-T8 (+16.0D) | Standalone | DE0505885 | Indicated for patients with astigmatism of 2.5 dioptre cylinder (DC) and above in at least 1 eye; where correction of astigmatism is considered clinically necessary
Ophthalmic | Intraocular lens replacement | Intraocular lens (IOL) | Monofocal, astigmatism correcting IOL | Kowa Company Ltd | AVANSEE PRELOAD1P TORIC CLEAR | CP-T8 (+16.5D) | Standalone | DE0505885 | Indicated for patients with astigmatism of 2.5 dioptre cylinder (DC) and above in at least 1 eye; where correction of astigmatism is considered clinically necessary
Ophthalmic | Intraocular lens replacement | Intraocular lens (IOL) | Monofocal, astigmatism correcting IOL | Kowa Company Ltd | AVANSEE PRELOAD1P TORIC CLEAR | CP-T8 (+17.0D) | Standalone | DE0505885 | Indicated for patients with astigmatism of 2.5 dioptre cylinder (DC) and above in at least 1 eye; where correction of astigmatism is considered clinically necessary
Ophthalmic | Intraocular lens replacement | Intraocular lens (IOL) | Monofocal, astigmatism correcting IOL | Kowa Company Ltd | AVANSEE PRELOAD1P TORIC CLEAR | CP-T8 (+17.5D) | Standalone | DE0505885 | Indicated for patients with astigmatism of 2.5 dioptre cylinder (DC) and above in at least 1 eye; where correction of astigmatism is considered clinically necessary
Ophthalmic | Intraocular lens replacement | Intraocular lens (IOL) | Monofocal, astigmatism correcting IOL | Kowa Company Ltd | AVANSEE PRELOAD1P TORIC CLEAR | CP-T8 (+18.0D) | Standalone | DE0505885 | Indicated for patients with astigmatism of 2.5 dioptre cylinder (DC) and above in at least 1 eye; where correction of astigmatism is considered clinically necessary
Ophthalmic | Intraocular lens replacement | Intraocular lens (IOL) | Monofocal, astigmatism correcting IOL | Kowa Company Ltd | AVANSEE PRELOAD1P TORIC CLEAR | CP-T8 (+18.5D) | Standalone | DE0505885 | Indicated for patients with astigmatism of 2.5 dioptre cylinder (DC) and above in at least 1 eye; where correction of astigmatism is considered clinically necessary
Ophthalmic | Intraocular lens replacement | Intraocular lens (IOL) | Monofocal, astigmatism correcting IOL | Kowa Company Ltd | AVANSEE PRELOAD1P TORIC CLEAR | CP-T8 (+19.0D) | Standalone | DE0505885 | Indicated for patients with astigmatism of 2.5 dioptre cylinder (DC) and above in at least 1 eye; where correction of astigmatism is considered clinically necessary
Ophthalmic | Intraocular lens replacement | Intraocular lens (IOL) | Monofocal, astigmatism correcting IOL | Kowa Company Ltd | AVANSEE PRELOAD1P TORIC CLEAR | CP-T8 (+19.5D) | Standalone | DE0505885 | Indicated for patients with astigmatism of 2.5 dioptre cylinder (DC) and above in at least 1 eye; where correction of astigmatism is considered clinically necessary
Ophthalmic | Intraocular lens replacement | Intraocular lens (IOL) | Monofocal, astigmatism correcting IOL | Kowa Company Ltd | AVANSEE PRELOAD1P TORIC CLEAR | CP-T8 (+20.0D) | Standalone | DE0505885 | Indicated for patients with astigmatism of 2.5 dioptre cylinder (DC) and above in at least 1 eye; where correction of astigmatism is considered clinically necessary
Ophthalmic | Intraocular lens replacement | Intraocular lens (IOL) | Monofocal, astigmatism correcting IOL | Kowa Company Ltd | AVANSEE PRELOAD1P TORIC CLEAR | CP-T8 (+20.5D) | Standalone | DE0505885 | Indicated for patients with astigmatism of 2.5 dioptre cylinder (DC) and above in at least 1 eye; where correction of astigmatism is considered clinically necessary
Ophthalmic | Intraocular lens replacement | Intraocular lens (IOL) | Monofocal, astigmatism correcting IOL | Kowa Company Ltd | AVANSEE PRELOAD1P TORIC CLEAR | CP-T8 (+21.0D) | Standalone | DE0505885 | Indicated for patients with astigmatism of 2.5 dioptre cylinder (DC) and above in at least 1 eye; where correction of astigmatism is considered clinically necessary
Ophthalmic | Intraocular lens replacement | Intraocular lens (IOL) | Monofocal, astigmatism correcting IOL | Kowa Company Ltd | AVANSEE PRELOAD1P TORIC CLEAR | CP-T8 (+21.5D) | Standalone | DE0505885 | Indicated for patients with astigmatism of 2.5 dioptre cylinder (DC) and above in at least 1 eye; where correction of astigmatism is considered clinically necessary
Ophthalmic | Intraocular lens replacement | Intraocular lens (IOL) | Monofocal, astigmatism correcting IOL | Kowa Company Ltd | AVANSEE PRELOAD1P TORIC CLEAR | CP-T8 (+22.0D) | Standalone | DE0505885 | Indicated for patients with astigmatism of 2.5 dioptre cylinder (DC) and above in at least 1 eye; where correction of astigmatism is considered clinically necessary
Ophthalmic | Intraocular lens replacement | Intraocular lens (IOL) | Monofocal, astigmatism correcting IOL | Kowa Company Ltd | AVANSEE PRELOAD1P TORIC CLEAR | CP-T8 (+22.5D) | Standalone | DE0505885 | Indicated for patients with astigmatism of 2.5 dioptre cylinder (DC) and above in at least 1 eye; where correction of astigmatism is considered clinically necessary
Ophthalmic | Intraocular lens replacement | Intraocular lens (IOL) | Monofocal, astigmatism correcting IOL | Kowa Company Ltd | AVANSEE PRELOAD1P TORIC CLEAR | CP-T8 (+23.0D) | Standalone | DE0505885 | Indicated for patients with astigmatism of 2.5 dioptre cylinder (DC) and above in at least 1 eye; where correction of astigmatism is considered clinically necessary
Ophthalmic | Intraocular lens replacement | Intraocular lens (IOL) | Monofocal, astigmatism correcting IOL | Kowa Company Ltd | AVANSEE PRELOAD1P TORIC CLEAR | CP-T8 (+23.5D) | Standalone | DE0505885 | Indicated for patients with astigmatism of 2.5 dioptre cylinder (DC) and above in at least 1 eye; where correction of astigmatism is considered clinically necessary
Ophthalmic | Intraocular lens replacement | Intraocular lens (IOL) | Monofocal, astigmatism correcting IOL | Kowa Company Ltd | AVANSEE PRELOAD1P TORIC CLEAR | CP-T8 (+24.0D) | Standalone | DE0505885 | Indicated for patients with astigmatism of 2.5 dioptre cylinder (DC) and above in at least 1 eye; where correction of astigmatism is considered clinically necessary
Ophthalmic | Intraocular lens replacement | Intraocular lens (IOL) | Monofocal, astigmatism correcting IOL | Kowa Company Ltd | AVANSEE PRELOAD1P TORIC CLEAR | CP-T8 (+24.5D) | Standalone | DE0505885 | Indicated for patients with astigmatism of 2.5 dioptre cylinder (DC) and above in at least 1 eye; where correction of astigmatism is considered clinically necessary
Ophthalmic | Intraocular lens replacement | Intraocular lens (IOL) | Monofocal, astigmatism correcting IOL | Kowa Company Ltd | AVANSEE PRELOAD1P TORIC CLEAR | CP-T8 (+25.0D) | Standalone | DE0505885 | Indicated for patients with astigmatism of 2.5 dioptre cylinder (DC) and above in at least 1 eye; where correction of astigmatism is considered clinically necessary
Ophthalmic | Intraocular lens replacement | Intraocular lens (IOL) | Monofocal, astigmatism correcting IOL | Kowa Company Ltd | AVANSEE PRELOAD1P TORIC CLEAR | CP-T8 (+25.5D) | Standalone | DE0505885 | Indicated for patients with astigmatism of 2.5 dioptre cylinder (DC) and above in at least 1 eye; where correction of astigmatism is considered clinically necessary
Ophthalmic | Intraocular lens replacement | Intraocular lens (IOL) | Monofocal, astigmatism correcting IOL | Kowa Company Ltd | AVANSEE PRELOAD1P TORIC CLEAR | CP-T8 (+26.0D) | Standalone | DE0505885 | Indicated for patients with astigmatism of 2.5 dioptre cylinder (DC) and above in at least 1 eye; where correction of astigmatism is considered clinically necessary
Ophthalmic | Intraocular lens replacement | Intraocular lens (IOL) | Monofocal, astigmatism correcting IOL | Kowa Company Ltd | AVANSEE PRELOAD1P TORIC CLEAR | CP-T9 (+6.0D) | Standalone | DE0505885 | Indicated for patients with astigmatism of 2.5 dioptre cylinder (DC) and above in at least 1 eye; where correction of astigmatism is considered clinically necessary
Ophthalmic | Intraocular lens replacement | Intraocular lens (IOL) | Monofocal, astigmatism correcting IOL | Kowa Company Ltd | AVANSEE PRELOAD1P TORIC CLEAR | CP-T9 (+6.5D) | Standalone | DE0505885 | Indicated for patients with astigmatism of 2.5 dioptre cylinder (DC) and above in at least 1 eye; where correction of astigmatism is considered clinically necessary
Ophthalmic | Intraocular lens replacement | Intraocular lens (IOL) | Monofocal, astigmatism correcting IOL | Kowa Company Ltd | AVANSEE PRELOAD1P TORIC CLEAR | CP-T9 (+7.0D) | Standalone | DE0505885 | Indicated for patients with astigmatism of 2.5 dioptre cylinder (DC) and above in at least 1 eye; where correction of astigmatism is considered clinically necessary
Ophthalmic | Intraocular lens replacement | Intraocular lens (IOL) | Monofocal, astigmatism correcting IOL | Kowa Company Ltd | AVANSEE PRELOAD1P TORIC CLEAR | CP-T9 (+7.5D) | Standalone | DE0505885 | Indicated for patients with astigmatism of 2.5 dioptre cylinder (DC) and above in at least 1 eye; where correction of astigmatism is considered clinically necessary
Ophthalmic | Intraocular lens replacement | Intraocular lens (IOL) | Monofocal, astigmatism correcting IOL | Kowa Company Ltd | AVANSEE PRELOAD1P TORIC CLEAR | CP-T9 (+8.0D) | Standalone | DE0505885 | Indicated for patients with astigmatism of 2.5 dioptre cylinder (DC) and above in at least 1 eye; where correction of astigmatism is considered clinically necessary
Ophthalmic | Intraocular lens replacement | Intraocular lens (IOL) | Monofocal, astigmatism correcting IOL | Kowa Company Ltd | AVANSEE PRELOAD1P TORIC CLEAR | CP-T9 (+8.5D) | Standalone | DE0505885 | Indicated for patients with astigmatism of 2.5 dioptre cylinder (DC) and above in at least 1 eye; where correction of astigmatism is considered clinically necessary
Ophthalmic | Intraocular lens replacement | Intraocular lens (IOL) | Monofocal, astigmatism correcting IOL | Kowa Company Ltd | AVANSEE PRELOAD1P TORIC CLEAR | CP-T9 (+9.0D) | Standalone | DE0505885 | Indicated for patients with astigmatism of 2.5 dioptre cylinder (DC) and above in at least 1 eye; where correction of astigmatism is considered clinically necessary
Ophthalmic | Intraocular lens replacement | Intraocular lens (IOL) | Monofocal, astigmatism correcting IOL | Kowa Company Ltd | AVANSEE PRELOAD1P TORIC CLEAR | CP-T9 (+9.5D) | Standalone | DE0505885 | Indicated for patients with astigmatism of 2.5 dioptre cylinder (DC) and above in at least 1 eye; where correction of astigmatism is considered clinically necessary
Ophthalmic | Intraocular lens replacement | Intraocular lens (IOL) | Monofocal, astigmatism correcting IOL | Kowa Company Ltd | AVANSEE PRELOAD1P TORIC CLEAR | CP-T9 (+10.0D) | Standalone | DE0505885 | Indicated for patients with astigmatism of 2.5 dioptre cylinder (DC) and above in at least 1 eye; where correction of astigmatism is considered clinically necessary
Ophthalmic | Intraocular lens replacement | Intraocular lens (IOL) | Monofocal, astigmatism correcting IOL | Kowa Company Ltd | AVANSEE PRELOAD1P TORIC CLEAR | CP-T9 (+10.5D) | Standalone | DE0505885 | Indicated for patients with astigmatism of 2.5 dioptre cylinder (DC) and above in at least 1 eye; where correction of astigmatism is considered clinically necessary
Ophthalmic | Intraocular lens replacement | Intraocular lens (IOL) | Monofocal, astigmatism correcting IOL | Kowa Company Ltd | AVANSEE PRELOAD1P TORIC CLEAR | CP-T9 (+11.0D) | Standalone | DE0505885 | Indicated for patients with astigmatism of 2.5 dioptre cylinder (DC) and above in at least 1 eye; where correction of astigmatism is considered clinically necessary
Ophthalmic | Intraocular lens replacement | Intraocular lens (IOL) | Monofocal, astigmatism correcting IOL | Kowa Company Ltd | AVANSEE PRELOAD1P TORIC CLEAR | CP-T9 (+11.5D) | Standalone | DE0505885 | Indicated for patients with astigmatism of 2.5 dioptre cylinder (DC) and above in at least 1 eye; where correction of astigmatism is considered clinically necessary
Ophthalmic | Intraocular lens replacement | Intraocular lens (IOL) | Monofocal, astigmatism correcting IOL | Kowa Company Ltd | AVANSEE PRELOAD1P TORIC CLEAR | CP-T9 (+12.0D) | Standalone | DE0505885 | Indicated for patients with astigmatism of 2.5 dioptre cylinder (DC) and above in at least 1 eye; where correction of astigmatism is considered clinically necessary
Ophthalmic | Intraocular lens replacement | Intraocular lens (IOL) | Monofocal, astigmatism correcting IOL | Kowa Company Ltd | AVANSEE PRELOAD1P TORIC CLEAR | CP-T9 (+12.5D) | Standalone | DE0505885 | Indicated for patients with astigmatism of 2.5 dioptre cylinder (DC) and above in at least 1 eye; where correction of astigmatism is considered clinically necessary
Ophthalmic | Intraocular lens replacement | Intraocular lens (IOL) | Monofocal, astigmatism correcting IOL | Kowa Company Ltd | AVANSEE PRELOAD1P TORIC CLEAR | CP-T9 (+13.0D) | Standalone | DE0505885 | Indicated for patients with astigmatism of 2.5 dioptre cylinder (DC) and above in at least 1 eye; where correction of astigmatism is considered clinically necessary
Ophthalmic | Intraocular lens replacement | Intraocular lens (IOL) | Monofocal, astigmatism correcting IOL | Kowa Company Ltd | AVANSEE PRELOAD1P TORIC CLEAR | CP-T9 (+13.5D) | Standalone | DE0505885 | Indicated for patients with astigmatism of 2.5 dioptre cylinder (DC) and above in at least 1 eye; where correction of astigmatism is considered clinically necessary
Ophthalmic | Intraocular lens replacement | Intraocular lens (IOL) | Monofocal, astigmatism correcting IOL | Kowa Company Ltd | AVANSEE PRELOAD1P TORIC CLEAR | CP-T9 (+14.0D) | Standalone | DE0505885 | Indicated for patients with astigmatism of 2.5 dioptre cylinder (DC) and above in at least 1 eye; where correction of astigmatism is considered clinically necessary
Ophthalmic | Intraocular lens replacement | Intraocular lens (IOL) | Monofocal, astigmatism correcting IOL | Kowa Company Ltd | AVANSEE PRELOAD1P TORIC CLEAR | CP-T9 (+14.5D) | Standalone | DE0505885 | Indicated for patients with astigmatism of 2.5 dioptre cylinder (DC) and above in at least 1 eye; where correction of astigmatism is considered clinically necessary
Ophthalmic | Intraocular lens replacement | Intraocular lens (IOL) | Monofocal, astigmatism correcting IOL | Kowa Company Ltd | AVANSEE PRELOAD1P TORIC CLEAR | CP-T9 (+15.0D) | Standalone | DE0505885 | Indicated for patients with astigmatism of 2.5 dioptre cylinder (DC) and above in at least 1 eye; where correction of astigmatism is considered clinically necessary
Ophthalmic | Intraocular lens replacement | Intraocular lens (IOL) | Monofocal, astigmatism correcting IOL | Kowa Company Ltd | AVANSEE PRELOAD1P TORIC CLEAR | CP-T9 (+15.5D) | Standalone | DE0505885 | Indicated for patients with astigmatism of 2.5 dioptre cylinder (DC) and above in at least 1 eye; where correction of astigmatism is considered clinically necessary
Ophthalmic | Intraocular lens replacement | Intraocular lens (IOL) | Monofocal, astigmatism correcting IOL | Kowa Company Ltd | AVANSEE PRELOAD1P TORIC CLEAR | CP-T9 (+16.0D) | Standalone | DE0505885 | Indicated for patients with astigmatism of 2.5 dioptre cylinder (DC) and above in at least 1 eye; where correction of astigmatism is considered clinically necessary
Ophthalmic | Intraocular lens replacement | Intraocular lens (IOL) | Monofocal, astigmatism correcting IOL | Kowa Company Ltd | AVANSEE PRELOAD1P TORIC CLEAR | CP-T9 (+16.5D) | Standalone | DE0505885 | Indicated for patients with astigmatism of 2.5 dioptre cylinder (DC) and above in at least 1 eye; where correction of astigmatism is considered clinically necessary
Ophthalmic | Intraocular lens replacement | Intraocular lens (IOL) | Monofocal, astigmatism correcting IOL | Kowa Company Ltd | AVANSEE PRELOAD1P TORIC CLEAR | CP-T9 (+17.0D) | Standalone | DE0505885 | Indicated for patients with astigmatism of 2.5 dioptre cylinder (DC) and above in at least 1 eye; where correction of astigmatism is considered clinically necessary
Ophthalmic | Intraocular lens replacement | Intraocular lens (IOL) | Monofocal, astigmatism correcting IOL | Kowa Company Ltd | AVANSEE PRELOAD1P TORIC CLEAR | CP-T9 (+17.5D) | Standalone | DE0505885 | Indicated for patients with astigmatism of 2.5 dioptre cylinder (DC) and above in at least 1 eye; where correction of astigmatism is considered clinically necessary
Ophthalmic | Intraocular lens replacement | Intraocular lens (IOL) | Monofocal, astigmatism correcting IOL | Kowa Company Ltd | AVANSEE PRELOAD1P TORIC CLEAR | CP-T9 (+18.0D) | Standalone | DE0505885 | Indicated for patients with astigmatism of 2.5 dioptre cylinder (DC) and above in at least 1 eye; where correction of astigmatism is considered clinically necessary
Ophthalmic | Intraocular lens replacement | Intraocular lens (IOL) | Monofocal, astigmatism correcting IOL | Kowa Company Ltd | AVANSEE PRELOAD1P TORIC CLEAR | CP-T9 (+18.5D) | Standalone | DE0505885 | Indicated for patients with astigmatism of 2.5 dioptre cylinder (DC) and above in at least 1 eye; where correction of astigmatism is considered clinically necessary
Ophthalmic | Intraocular lens replacement | Intraocular lens (IOL) | Monofocal, astigmatism correcting IOL | Kowa Company Ltd | AVANSEE PRELOAD1P TORIC CLEAR | CP-T9 (+19.0D) | Standalone | DE0505885 | Indicated for patients with astigmatism of 2.5 dioptre cylinder (DC) and above in at least 1 eye; where correction of astigmatism is considered clinically necessary
Ophthalmic | Intraocular lens replacement | Intraocular lens (IOL) | Monofocal, astigmatism correcting IOL | Kowa Company Ltd | AVANSEE PRELOAD1P TORIC CLEAR | CP-T9 (+19.5D) | Standalone | DE0505885 | Indicated for patients with astigmatism of 2.5 dioptre cylinder (DC) and above in at least 1 eye; where correction of astigmatism is considered clinically necessary
Ophthalmic | Intraocular lens replacement | Intraocular lens (IOL) | Monofocal, astigmatism correcting IOL | Kowa Company Ltd | AVANSEE PRELOAD1P TORIC CLEAR | CP-T9 (+20.0D) | Standalone | DE0505885 | Indicated for patients with astigmatism of 2.5 dioptre cylinder (DC) and above in at least 1 eye; where correction of astigmatism is considered clinically necessary
Ophthalmic | Intraocular lens replacement | Intraocular lens (IOL) | Monofocal, astigmatism correcting IOL | Kowa Company Ltd | AVANSEE PRELOAD1P TORIC CLEAR | CP-T9 (+20.5D) | Standalone | DE0505885 | Indicated for patients with astigmatism of 2.5 dioptre cylinder (DC) and above in at least 1 eye; where correction of astigmatism is considered clinically necessary
Ophthalmic | Intraocular lens replacement | Intraocular lens (IOL) | Monofocal, astigmatism correcting IOL | Kowa Company Ltd | AVANSEE PRELOAD1P TORIC CLEAR | CP-T9 (+21.0D) | Standalone | DE0505885 | Indicated for patients with astigmatism of 2.5 dioptre cylinder (DC) and above in at least 1 eye; where correction of astigmatism is considered clinically necessary
Ophthalmic | Intraocular lens replacement | Intraocular lens (IOL) | Monofocal, astigmatism correcting IOL | Kowa Company Ltd | AVANSEE PRELOAD1P TORIC CLEAR | CP-T9 (+21.5D) | Standalone | DE0505885 | Indicated for patients with astigmatism of 2.5 dioptre cylinder (DC) and above in at least 1 eye; where correction of astigmatism is considered clinically necessary
Ophthalmic | Intraocular lens replacement | Intraocular lens (IOL) | Monofocal, astigmatism correcting IOL | Kowa Company Ltd | AVANSEE PRELOAD1P TORIC CLEAR | CP-T9 (+22.0D) | Standalone | DE0505885 | Indicated for patients with astigmatism of 2.5 dioptre cylinder (DC) and above in at least 1 eye; where correction of astigmatism is considered clinically necessary
Ophthalmic | Intraocular lens replacement | Intraocular lens (IOL) | Monofocal, astigmatism correcting IOL | Kowa Company Ltd | AVANSEE PRELOAD1P TORIC CLEAR | CP-T9 (+22.5D) | Standalone | DE0505885 | Indicated for patients with astigmatism of 2.5 dioptre cylinder (DC) and above in at least 1 eye; where correction of astigmatism is considered clinically necessary
Ophthalmic | Intraocular lens replacement | Intraocular lens (IOL) | Monofocal, astigmatism correcting IOL | Kowa Company Ltd | AVANSEE PRELOAD1P TORIC CLEAR | CP-T9 (+23.0D) | Standalone | DE0505885 | Indicated for patients with astigmatism of 2.5 dioptre cylinder (DC) and above in at least 1 eye; where correction of astigmatism is considered clinically necessary
Ophthalmic | Intraocular lens replacement | Intraocular lens (IOL) | Monofocal, astigmatism correcting IOL | Kowa Company Ltd | AVANSEE PRELOAD1P TORIC CLEAR | CP-T9 (+23.5D) | Standalone | DE0505885 | Indicated for patients with astigmatism of 2.5 dioptre cylinder (DC) and above in at least 1 eye; where correction of astigmatism is considered clinically necessary
Ophthalmic | Intraocular lens replacement | Intraocular lens (IOL) | Monofocal, astigmatism correcting IOL | Kowa Company Ltd | AVANSEE PRELOAD1P TORIC CLEAR | CP-T9 (+24.0D) | Standalone | DE0505885 | Indicated for patients with astigmatism of 2.5 dioptre cylinder (DC) and above in at least 1 eye; where correction of astigmatism is considered clinically necessary
Ophthalmic | Intraocular lens replacement | Intraocular lens (IOL) | Monofocal, astigmatism correcting IOL | Kowa Company Ltd | AVANSEE PRELOAD1P TORIC CLEAR | CP-T9 (+24.5D) | Standalone | DE0505885 | Indicated for patients with astigmatism of 2.5 dioptre cylinder (DC) and above in at least 1 eye; where correction of astigmatism is considered clinically necessary
Ophthalmic | Intraocular lens replacement | Intraocular lens (IOL) | Monofocal, astigmatism correcting IOL | Kowa Company Ltd | AVANSEE PRELOAD1P TORIC CLEAR | CP-T9 (+25.0D) | Standalone | DE0505885 | Indicated for patients with astigmatism of 2.5 dioptre cylinder (DC) and above in at least 1 eye; where correction of astigmatism is considered clinically necessary
Ophthalmic | Intraocular lens replacement | Intraocular lens (IOL) | Monofocal, astigmatism correcting IOL | Kowa Company Ltd | AVANSEE PRELOAD1P TORIC CLEAR | CP-T9 (+25.5D) | Standalone | DE0505885 | Indicated for patients with astigmatism of 2.5 dioptre cylinder (DC) and above in at least 1 eye; where correction of astigmatism is considered clinically necessary
Ophthalmic | Intraocular lens replacement | Intraocular lens (IOL) | Monofocal, astigmatism correcting IOL | Kowa Company Ltd | AVANSEE PRELOAD1P TORIC CLEAR | CP-T9 (+26.0D) | Standalone | DE0505885 | Indicated for patients with astigmatism of 2.5 dioptre cylinder (DC) and above in at least 1 eye; where correction of astigmatism is considered clinically necessary
Orthopaedics | Spine - Occipito-cervical (OC) surgery | Cervical artificial disc replacement (C-ADR) package | C-ADR package | Zimmer Biomet | Mobi-C H4.5mm 13x15mm | MB2354 | Standalone | DE0017534 | - Skeletally mature patients with symptomatic single level or two contiguous level of cervical and arm or neck pain and/or neurologic deficit confirmed by radiographic imaging, who failed to respond to conservative medical management, who require reconstruction of the cervical spinal disc, and who have at least one of the following conditions: - herniated nucleus pulposus; - spondylosis (defined by the presence of osteophytes); - visible loss of disc height compared to adjacent levels; or - symptomatic spinal stenosis with radiculopathy.
Orthopaedics | Spine - Occipito-cervical (OC) surgery | Cervical artificial disc replacement (C-ADR) package | C-ADR package | Zimmer Biomet | Mobi-C H4.5mm 13x17mm | MB2554 | Standalone | DE0017534 | - Skeletally mature patients with symptomatic single level or two contiguous level of cervical and arm or neck pain and/or neurologic deficit confirmed by radiographic imaging, who failed to respond to conservative medical management, who require reconstruction of the cervical spinal disc, and who have at least one of the following conditions: - herniated nucleus pulposus; - spondylosis (defined by the presence of osteophytes); - visible loss of disc height compared to adjacent levels; or - symptomatic spinal stenosis with radiculopathy.
Orthopaedics | Spine - Occipito-cervical (OC) surgery | Cervical artificial disc replacement (C-ADR) package | C-ADR package | Zimmer Biomet | Mobi-C H4.5mm 15x15mm | MB2374 | Standalone | DE0017534 | - Skeletally mature patients with symptomatic single level or two contiguous level of cervical and arm or neck pain and/or neurologic deficit confirmed by radiographic imaging, who failed to respond to conservative medical management, who require reconstruction of the cervical spinal disc, and who have at least one of the following conditions: - herniated nucleus pulposus; - spondylosis (defined by the presence of osteophytes); - visible loss of disc height compared to adjacent levels; or - symptomatic spinal stenosis with radiculopathy.
Orthopaedics | Spine - Occipito-cervical (OC) surgery | Cervical artificial disc replacement (C-ADR) package | C-ADR package | Zimmer Biomet | Mobi-C H4.5mm 15x17mm | MB2574 | Standalone | DE0017534 | - Skeletally mature patients with symptomatic single level or two contiguous level of cervical and arm or neck pain and/or neurologic deficit confirmed by radiographic imaging, who failed to respond to conservative medical management, who require reconstruction of the cervical spinal disc, and who have at least one of the following conditions: - herniated nucleus pulposus; - spondylosis (defined by the presence of osteophytes); - visible loss of disc height compared to adjacent levels; or - symptomatic spinal stenosis with radiculopathy.
Orthopaedics | Spine - Occipito-cervical (OC) surgery | Cervical artificial disc replacement (C-ADR) package | C-ADR package | Zimmer Biomet | Mobi-C H4.5mm 15x19mm | MB2774 | Standalone | DE0017534 | - Skeletally mature patients with symptomatic single level or two contiguous level of cervical and arm or neck pain and/or neurologic deficit confirmed by radiographic imaging, who failed to respond to conservative medical management, who require reconstruction of the cervical spinal disc, and who have at least one of the following conditions: - herniated nucleus pulposus; - spondylosis (defined by the presence of osteophytes); - visible loss of disc height compared to adjacent levels; or - symptomatic spinal stenosis with radiculopathy.
Orthopaedics | Spine - Occipito-cervical (OC) surgery | Cervical artificial disc replacement (C-ADR) package | C-ADR package | Zimmer Biomet | Mobi-C H4.5mm 17x17mm | MB2594 | Standalone | DE0017534 | - Skeletally mature patients with symptomatic single level or two contiguous level of cervical and arm or neck pain and/or neurologic deficit confirmed by radiographic imaging, who failed to respond to conservative medical management, who require reconstruction of the cervical spinal disc, and who have at least one of the following conditions: - herniated nucleus pulposus; - spondylosis (defined by the presence of osteophytes); - visible loss of disc height compared to adjacent levels; or - symptomatic spinal stenosis with radiculopathy.
Orthopaedics | Spine - Occipito-cervical (OC) surgery | Cervical artificial disc replacement (C-ADR) package | C-ADR package | Zimmer Biomet | Mobi-C H4.5mm 17x19mm | MB2794 | Standalone | DE0017534 | - Skeletally mature patients with symptomatic single level or two contiguous level of cervical and arm or neck pain and/or neurologic deficit confirmed by radiographic imaging, who failed to respond to conservative medical management, who require reconstruction of the cervical spinal disc, and who have at least one of the following conditions: - herniated nucleus pulposus; - spondylosis (defined by the presence of osteophytes); - visible loss of disc height compared to adjacent levels; or - symptomatic spinal stenosis with radiculopathy.
Orthopaedics | Spine - Occipito-cervical (OC) surgery | Cervical artificial disc replacement (C-ADR) package | C-ADR package | Zimmer Biomet | Mobi-C H5mm 13x15mm | MB2355 | Standalone | DE0017534 | - Skeletally mature patients with symptomatic single level or two contiguous level of cervical and arm or neck pain and/or neurologic deficit confirmed by radiographic imaging, who failed to respond to conservative medical management, who require reconstruction of the cervical spinal disc, and who have at least one of the following conditions: - herniated nucleus pulposus; - spondylosis (defined by the presence of osteophytes); - visible loss of disc height compared to adjacent levels; or - symptomatic spinal stenosis with radiculopathy.
Orthopaedics | Spine - Occipito-cervical (OC) surgery | Cervical artificial disc replacement (C-ADR) package | C-ADR package | Zimmer Biomet | Mobi-C H5mm 13x17mm | MB2375 | Standalone | DE0017534 | - Skeletally mature patients with symptomatic single level or two contiguous level of cervical and arm or neck pain and/or neurologic deficit confirmed by radiographic imaging, who failed to respond to conservative medical management, who require reconstruction of the cervical spinal disc, and who have at least one of the following conditions: - herniated nucleus pulposus; - spondylosis (defined by the presence of osteophytes); - visible loss of disc height compared to adjacent levels; or - symptomatic spinal stenosis with radiculopathy.
Orthopaedics | Spine - Occipito-cervical (OC) surgery | Cervical artificial disc replacement (C-ADR) package | C-ADR package | Zimmer Biomet | Mobi-C H5mm 15x15mm | MB2555 | Standalone | DE0017534 | - Skeletally mature patients with symptomatic single level or two contiguous level of cervical and arm or neck pain and/or neurologic deficit confirmed by radiographic imaging, who failed to respond to conservative medical management, who require reconstruction of the cervical spinal disc, and who have at least one of the following conditions: - herniated nucleus pulposus; - spondylosis (defined by the presence of osteophytes); - visible loss of disc height compared to adjacent levels; or - symptomatic spinal stenosis with radiculopathy.
Orthopaedics | Spine - Occipito-cervical (OC) surgery | Cervical artificial disc replacement (C-ADR) package | C-ADR package | Zimmer Biomet | Mobi-C H5mm 15x17mm | MB2575 | Standalone | DE0017534 | - Skeletally mature patients with symptomatic single level or two contiguous level of cervical and arm or neck pain and/or neurologic deficit confirmed by radiographic imaging, who failed to respond to conservative medical management, who require reconstruction of the cervical spinal disc, and who have at least one of the following conditions: - herniated nucleus pulposus; - spondylosis (defined by the presence of osteophytes); - visible loss of disc height compared to adjacent levels; or - symptomatic spinal stenosis with radiculopathy.
Orthopaedics | Spine - Occipito-cervical (OC) surgery | Cervical artificial disc replacement (C-ADR) package | C-ADR package | Zimmer Biomet | Mobi-C H5mm 15x19mm | MB2595 | Standalone | DE0017534 | - Skeletally mature patients with symptomatic single level or two contiguous level of cervical and arm or neck pain and/or neurologic deficit confirmed by radiographic imaging, who failed to respond to conservative medical management, who require reconstruction of the cervical spinal disc, and who have at least one of the following conditions: - herniated nucleus pulposus; - spondylosis (defined by the presence of osteophytes); - visible loss of disc height compared to adjacent levels; or - symptomatic spinal stenosis with radiculopathy.
Orthopaedics | Spine - Occipito-cervical (OC) surgery | Cervical artificial disc replacement (C-ADR) package | C-ADR package | Zimmer Biomet | Mobi-C H5mm 17x17mm | MB2775 | Standalone | DE0017534 | - Skeletally mature patients with symptomatic single level or two contiguous level of cervical and arm or neck pain and/or neurologic deficit confirmed by radiographic imaging, who failed to respond to conservative medical management, who require reconstruction of the cervical spinal disc, and who have at least one of the following conditions: - herniated nucleus pulposus; - spondylosis (defined by the presence of osteophytes); - visible loss of disc height compared to adjacent levels; or - symptomatic spinal stenosis with radiculopathy.
Orthopaedics | Spine - Occipito-cervical (OC) surgery | Cervical artificial disc replacement (C-ADR) package | C-ADR package | Zimmer Biomet | Mobi-C H5mm 17x19mm | MB2795 | Standalone | DE0017534 | - Skeletally mature patients with symptomatic single level or two contiguous level of cervical and arm or neck pain and/or neurologic deficit confirmed by radiographic imaging, who failed to respond to conservative medical management, who require reconstruction of the cervical spinal disc, and who have at least one of the following conditions: - herniated nucleus pulposus; - spondylosis (defined by the presence of osteophytes); - visible loss of disc height compared to adjacent levels; or - symptomatic spinal stenosis with radiculopathy.
Orthopaedics | Spine - Occipito-cervical (OC) surgery | Cervical artificial disc replacement (C-ADR) package | C-ADR package | Zimmer Biomet | Mobi-C H6mm 13x15mm | MB2356 | Standalone | DE0017534 | - Skeletally mature patients with symptomatic single level or two contiguous level of cervical and arm or neck pain and/or neurologic deficit confirmed by radiographic imaging, who failed to respond to conservative medical management, who require reconstruction of the cervical spinal disc, and who have at least one of the following conditions: - herniated nucleus pulposus; - spondylosis (defined by the presence of osteophytes); - visible loss of disc height compared to adjacent levels; or - symptomatic spinal stenosis with radiculopathy.
Orthopaedics | Spine - Occipito-cervical (OC) surgery | Cervical artificial disc replacement (C-ADR) package | C-ADR package | Zimmer Biomet | Mobi-C H6mm 13x17mm | MB2376 | Standalone | DE0017534 | - Skeletally mature patients with symptomatic single level or two contiguous level of cervical and arm or neck pain and/or neurologic deficit confirmed by radiographic imaging, who failed to respond to conservative medical management, who require reconstruction of the cervical spinal disc, and who have at least one of the following conditions: - herniated nucleus pulposus; - spondylosis (defined by the presence of osteophytes); - visible loss of disc height compared to adjacent levels; or - symptomatic spinal stenosis with radiculopathy.
Orthopaedics | Spine - Occipito-cervical (OC) surgery | Cervical artificial disc replacement (C-ADR) package | C-ADR package | Zimmer Biomet | Mobi-C H6mm 15x15mm | MB2556 | Standalone | DE0017534 | - Skeletally mature patients with symptomatic single level or two contiguous level of cervical and arm or neck pain and/or neurologic deficit confirmed by radiographic imaging, who failed to respond to conservative medical management, who require reconstruction of the cervical spinal disc, and who have at least one of the following conditions: - herniated nucleus pulposus; - spondylosis (defined by the presence of osteophytes); - visible loss of disc height compared to adjacent levels; or - symptomatic spinal stenosis with radiculopathy.
Orthopaedics | Spine - Occipito-cervical (OC) surgery | Cervical artificial disc replacement (C-ADR) package | C-ADR package | Zimmer Biomet | Mobi-C H6mm 15X17mm | MB2576 | Standalone | DE0017534 | - Skeletally mature patients with symptomatic single level or two contiguous level of cervical and arm or neck pain and/or neurologic deficit confirmed by radiographic imaging, who failed to respond to conservative medical management, who require reconstruction of the cervical spinal disc, and who have at least one of the following conditions: - herniated nucleus pulposus; - spondylosis (defined by the presence of osteophytes); - visible loss of disc height compared to adjacent levels; or - symptomatic spinal stenosis with radiculopathy.
Orthopaedics | Spine - Occipito-cervical (OC) surgery | Cervical artificial disc replacement (C-ADR) package | C-ADR package | Zimmer Biomet | Mobi-C H6mm 15x19mm | MB2596 | Standalone | DE0017534 | - Skeletally mature patients with symptomatic single level or two contiguous level of cervical and arm or neck pain and/or neurologic deficit confirmed by radiographic imaging, who failed to respond to conservative medical management, who require reconstruction of the cervical spinal disc, and who have at least one of the following conditions: - herniated nucleus pulposus; - spondylosis (defined by the presence of osteophytes); - visible loss of disc height compared to adjacent levels; or - symptomatic spinal stenosis with radiculopathy.
Orthopaedics | Spine - Occipito-cervical (OC) surgery | Cervical artificial disc replacement (C-ADR) package | C-ADR package | Zimmer Biomet | Mobi-C H6mm 17x17mm | MB2776 | Standalone | DE0017534 | - Skeletally mature patients with symptomatic single level or two contiguous level of cervical and arm or neck pain and/or neurologic deficit confirmed by radiographic imaging, who failed to respond to conservative medical management, who require reconstruction of the cervical spinal disc, and who have at least one of the following conditions: - herniated nucleus pulposus; - spondylosis (defined by the presence of osteophytes); - visible loss of disc height compared to adjacent levels; or - symptomatic spinal stenosis with radiculopathy.
Orthopaedics | Spine - Occipito-cervical (OC) surgery | Cervical artificial disc replacement (C-ADR) package | C-ADR package | Zimmer Biomet | Mobi-C H6mm 17x19mm | MB2796 | Standalone | DE0017534 | - Skeletally mature patients with symptomatic single level or two contiguous level of cervical and arm or neck pain and/or neurologic deficit confirmed by radiographic imaging, who failed to respond to conservative medical management, who require reconstruction of the cervical spinal disc, and who have at least one of the following conditions: - herniated nucleus pulposus; - spondylosis (defined by the presence of osteophytes); - visible loss of disc height compared to adjacent levels; or - symptomatic spinal stenosis with radiculopathy.
Orthopaedics | Spine - Thoracolumbar (TL) and sacral surgery | Lumbar artificial disc replacement (L-ADR) package | L-ADR package | Centinel Spine | Prodisc L Inferior Endplate, L, 0DEG | SSX544K | Standalone | DE0000801 | - Skeletally mature patients with symptomatic single level or two contiguous level of lumbar DDD and low back pain and/or neurologic deficit confirmed by clinical examination and medical imaging, who: - require reconstruction of the lumbar spinal disc, and - failed to respond to conservative medical management.
Orthopaedics | Spine - Thoracolumbar (TL) and sacral surgery | Lumbar artificial disc replacement (L-ADR) package | L-ADR package | Centinel Spine | Prodisc L Superior Endplate, L, 11DEG | SSX542K | Standalone | DE0000801 | - Skeletally mature patients with symptomatic single level or two contiguous level of lumbar DDD and low back pain and/or neurologic deficit confirmed by clinical examination and medical imaging, who: - require reconstruction of the lumbar spinal disc, and - failed to respond to conservative medical management.
Orthopaedics | Spine - Thoracolumbar (TL) and sacral surgery | Lumbar artificial disc replacement (L-ADR) package | L-ADR package | Centinel Spine | Prodisc L Superior Endplate, L, 6DEG | SSX540K | Standalone | DE0000801 | - Skeletally mature patients with symptomatic single level or two contiguous level of lumbar DDD and low back pain and/or neurologic deficit confirmed by clinical examination and medical imaging, who: - require reconstruction of the lumbar spinal disc, and - failed to respond to conservative medical management.
Orthopaedics | Spine - Thoracolumbar (TL) and sacral surgery | Lumbar artificial disc replacement (L-ADR) package | L-ADR package | Centinel Spine | Prodisc L, PE Inlay, L, 10mm | SSX646 | Standalone | DE0000801 | - Skeletally mature patients with symptomatic single level or two contiguous level of lumbar DDD and low back pain and/or neurologic deficit confirmed by clinical examination and medical imaging, who: - require reconstruction of the lumbar spinal disc, and - failed to respond to conservative medical management.
Orthopaedics | Spine - Occipito-cervical (OC) surgery | Cervical interbody cage | Cervical interbody core - Integrated | Zimmer Biomet | ROI-C Implant 12x14 H10 | MC1346P | Standalone | DE0014979 | As per HSA registered indication(s)
Orthopaedics | Spine - Occipito-cervical (OC) surgery | Cervical interbody cage | Cervical interbody core - Integrated | Zimmer Biomet | ROI-C Implant 12x14 H4,5 | MC1340P | Standalone | DE0014979 | As per HSA registered indication(s)
Orthopaedics | Spine - Occipito-cervical (OC) surgery | Cervical interbody cage | Cervical interbody core - Integrated | Zimmer Biomet | ROI-C Implant 12x14 H5 | MC1341P | Standalone | DE0014979 | As per HSA registered indication(s)
Orthopaedics | Spine - Occipito-cervical (OC) surgery | Cervical interbody cage | Cervical interbody core - Integrated | Zimmer Biomet | ROI-C Implant 12x14 H6 | MC1342P | Standalone | DE0014979 | As per HSA registered indication(s)
Orthopaedics | Spine - Occipito-cervical (OC) surgery | Cervical interbody cage | Cervical interbody core - Integrated | Zimmer Biomet | ROI-C Implant 12x14 H7 | MC1343P | Standalone | DE0014979 | As per HSA registered indication(s)
Orthopaedics | Spine - Occipito-cervical (OC) surgery | Cervical interbody cage | Cervical interbody core - Integrated | Zimmer Biomet | ROI-C Implant 12x14 H8 | MC1344P | Standalone | DE0014979 | As per HSA registered indication(s)
Orthopaedics | Spine - Occipito-cervical (OC) surgery | Cervical interbody cage | Cervical interbody core - Integrated | Zimmer Biomet | ROI-C Implant 12x14 H9 | MC1345P | Standalone | DE0014979 | As per HSA registered indication(s)
Orthopaedics | Spine - Occipito-cervical (OC) surgery | Cervical interbody cage | Cervical interbody core - Integrated | Zimmer Biomet | ROI-C Implant 14x14 H10 | MC1316P | Standalone | DE0014979 | As per HSA registered indication(s)
Orthopaedics | Spine - Occipito-cervical (OC) surgery | Cervical interbody cage | Cervical interbody core - Integrated | Zimmer Biomet | ROI-C Implant 14x14 H4,5 | MC1310P | Standalone | DE0014979 | As per HSA registered indication(s)
Orthopaedics | Spine - Occipito-cervical (OC) surgery | Cervical interbody cage | Cervical interbody core - Integrated | Zimmer Biomet | ROI-C Implant 14x14 H5 | MC1311P | Standalone | DE0014979 | As per HSA registered indication(s)
Orthopaedics | Spine - Occipito-cervical (OC) surgery | Cervical interbody cage | Cervical interbody core - Integrated | Zimmer Biomet | ROI-C Implant 14x14 H6 | MC1312P | Standalone | DE0014979 | As per HSA registered indication(s)
Orthopaedics | Spine - Occipito-cervical (OC) surgery | Cervical interbody cage | Cervical interbody core - Integrated | Zimmer Biomet | ROI-C Implant 14x14 H7 | MC1313P | Standalone | DE0014979 | As per HSA registered indication(s)
Orthopaedics | Spine - Occipito-cervical (OC) surgery | Cervical interbody cage | Cervical interbody core - Integrated | Zimmer Biomet | ROI-C Implant 14x14 H8 | MC1314P | Standalone | DE0014979 | As per HSA registered indication(s)
Orthopaedics | Spine - Occipito-cervical (OC) surgery | Cervical interbody cage | Cervical interbody core - Integrated | Zimmer Biomet | ROI-C Implant 14x14 H9 | MC1315P | Standalone | DE0014979 | As per HSA registered indication(s)
Orthopaedics | Spine - Occipito-cervical (OC) surgery | Cervical interbody cage | Cervical interbody core - Integrated | Zimmer Biomet | ROI-C Implant 14x15,5 H10 | MC1326P | Standalone | DE0014979 | As per HSA registered indication(s)
Orthopaedics | Spine - Occipito-cervical (OC) surgery | Cervical interbody cage | Cervical interbody core - Integrated | Zimmer Biomet | ROI-C Implant 14x15,5 H4,5 | MC1320P | Standalone | DE0014979 | As per HSA registered indication(s)
Orthopaedics | Spine - Occipito-cervical (OC) surgery | Cervical interbody cage | Cervical interbody core - Integrated | Zimmer Biomet | ROI-C Implant 14x15,5 H5 | MC1321P | Standalone | DE0014979 | As per HSA registered indication(s)
Orthopaedics | Spine - Occipito-cervical (OC) surgery | Cervical interbody cage | Cervical interbody core - Integrated | Zimmer Biomet | ROI-C Implant 14x15,5 H6 | MC1322P | Standalone | DE0014979 | As per HSA registered indication(s)
Orthopaedics | Spine - Occipito-cervical (OC) surgery | Cervical interbody cage | Cervical interbody core - Integrated | Zimmer Biomet | ROI-C Implant 14x15,5 H7 | MC1323P | Standalone | DE0014979 | As per HSA registered indication(s)
Orthopaedics | Spine - Occipito-cervical (OC) surgery | Cervical interbody cage | Cervical interbody core - Integrated | Zimmer Biomet | ROI-C Implant 14x15,5 H8 | MC1324P | Standalone | DE0014979 | As per HSA registered indication(s)
Orthopaedics | Spine - Occipito-cervical (OC) surgery | Cervical interbody cage | Cervical interbody core - Integrated | Zimmer Biomet | ROI-C Implant 14x15,5 H9 | MC1325P | Standalone | DE0014979 | As per HSA registered indication(s)
Orthopaedics | Spine - Occipito-cervical (OC) surgery | Cervical interbody cage | Cervical interbody core - Integrated | Zimmer Biomet | ROI-C Implant 14x17 H10 | MC1336P | Standalone | DE0014979 | As per HSA registered indication(s)
Orthopaedics | Spine - Occipito-cervical (OC) surgery | Cervical interbody cage | Cervical interbody core - Integrated | Zimmer Biomet | ROI-C Implant 14x17 H5 | MC1331P | Standalone | DE0014979 | As per HSA registered indication(s)
Orthopaedics | Spine - Occipito-cervical (OC) surgery | Cervical interbody cage | Cervical interbody core - Integrated | Zimmer Biomet | ROI-C Implant 14x17 H6 | MC1332P | Standalone | DE0014979 | As per HSA registered indication(s)
Orthopaedics | Spine - Occipito-cervical (OC) surgery | Cervical interbody cage | Cervical interbody core - Integrated | Zimmer Biomet | ROI-C Implant 14x17 H7 | MC1333P | Standalone | DE0014979 | As per HSA registered indication(s)
Orthopaedics | Spine - Occipito-cervical (OC) surgery | Cervical interbody cage | Cervical interbody core - Integrated | Zimmer Biomet | ROI-C Implant 14x17 H8 | MC1334P | Standalone | DE0014979 | As per HSA registered indication(s)
Orthopaedics | Spine - Occipito-cervical (OC) surgery | Cervical interbody cage | Cervical interbody core - Integrated | Zimmer Biomet | ROI-C Implant 14x17 H9 | MC1335P | Standalone | DE0014979 | As per HSA registered indication(s)
Orthopaedics | Spine - Occipito-cervical (OC) surgery | OC fusion and fixation implant | Fixation screw for plates | MEDTRONIC | SCREW 3120212 4.0 X 12 SELF TAP FIX | 3120212 | Standalone | DE0016929 | As per HSA registered indication(s)
Orthopaedics | Spine - Occipito-cervical (OC) surgery | OC fusion and fixation implant | Fixation screw for plates | MEDTRONIC | SCREW 3120214 4.0 X 14 SELF TAP FIX | 3120214 | Standalone | DE0016929 | As per HSA registered indication(s)
Orthopaedics | Spine - Occipito-cervical (OC) surgery | OC fusion and fixation implant | Fixation screw for plates | MEDTRONIC | SCREW 3120215 4.0 X 15 SELF TAP FIX | 3120215 | Standalone | DE0016929 | As per HSA registered indication(s)
Orthopaedics | Spine - Occipito-cervical (OC) surgery | OC fusion and fixation implant | Fixation screw for plates | MEDTRONIC | SCREW 3120216 4.0 X 16 SELF TAP FIX | 3120216 | Standalone | DE0016929 | As per HSA registered indication(s)
Orthopaedics | Spine - Occipito-cervical (OC) surgery | OC fusion and fixation implant | Fixation screw for plates | MEDTRONIC | SCREW 3120217 4.0 X 17 SELF TAP FIX | 3120217 | Standalone | DE0016929 | As per HSA registered indication(s)
Orthopaedics | Spine - Occipito-cervical (OC) surgery | OC fusion and fixation implant | Fixation screw for plates | MEDTRONIC | SCREW 3125215 4.5 X 15 SELF TAP FIX | 3125215 | Standalone | DE0016929 | As per HSA registered indication(s)
Orthopaedics | Spine - Occipito-cervical (OC) surgery | OC fusion and fixation implant | Fixation screw for plates | MEDTRONIC | SCREW 3125217 4.5 X 17 SELF TAP FIX | 3125217 | Standalone | DE0016929 | As per HSA registered indication(s)
Orthopaedics | Spine - Occipito-cervical (OC) surgery | OC fusion and fixation implant | Anterior cervical plate | Zimmer Biomet | 1 Level; 18mm inViZia Plate | 07.01615.001 | Standalone | DE0501622 | As per HSA registered indication(s)
Orthopaedics | Spine - Occipito-cervical (OC) surgery | OC fusion and fixation implant | Anterior cervical plate | Zimmer Biomet | 1 Level; 20mm inViZia Plate | 07.01615.002 | Standalone | DE0501622 | As per HSA registered indication(s)
Orthopaedics | Spine - Occipito-cervical (OC) surgery | OC fusion and fixation implant | Anterior cervical plate | Zimmer Biomet | 1 Level; 22mm inViZia Plate | 07.01615.003 | Standalone | DE0501622 | As per HSA registered indication(s)
Orthopaedics | Spine - Occipito-cervical (OC) surgery | OC fusion and fixation implant | Anterior cervical plate | Zimmer Biomet | 1 Level; 24mm inViZia Plate | 07.01615.004 | Standalone | DE0501622 | As per HSA registered indication(s)
Orthopaedics | Spine - Occipito-cervical (OC) surgery | OC fusion and fixation implant | Anterior cervical plate | Zimmer Biomet | 1 Level; 26mm inViZia Plate | 07.01615.005 | Standalone | DE0501622 | As per HSA registered indication(s)
Orthopaedics | Spine - Occipito-cervical (OC) surgery | OC fusion and fixation implant | Anterior cervical plate | Zimmer Biomet | 1 Level; 28mm inViZia Plate | 07.01615.006 | Standalone | DE0501622 | As per HSA registered indication(s)
Orthopaedics | Spine - Occipito-cervical (OC) surgery | OC fusion and fixation implant | Anterior cervical plate | Zimmer Biomet | 1 Level; 30mm inViZia Plate | 07.01615.007 | Standalone | DE0501622 | As per HSA registered indication(s)
Orthopaedics | Spine - Occipito-cervical (OC) surgery | OC fusion and fixation implant | Anterior cervical plate | Zimmer Biomet | 1 Level; 32mm inViZia Plate | 07.01615.008 | Standalone | DE0501622 | As per HSA registered indication(s)
Orthopaedics | Spine - Occipito-cervical (OC) surgery | OC fusion and fixation implant | Anterior cervical plate | Zimmer Biomet | 1 Level; 34mm inViZia Plate | 07.01615.009 | Standalone | DE0501622 | As per HSA registered indication(s)
Orthopaedics | Spine - Thoracolumbar (TL) and sacral surgery | TL and sacral fusion and fixation implant | TL pedicle screw - Locking screw | MEDTRONIC | 1/4-32 BREAK-OFF SETSCREW, TI | 7045855 | Standalone | DE0005506 | As per HSA registered indication(s) except for radiolucent implants which should be used as follows:  in patients with primary or metastatic spinal tumours who would benefit from post-operative high dose high precision beam therapy upon appropriate and stringent patient selection;  Patient selection should be done via standardised assessment such as the neurological-oncological-mechanical systemic (NOMS) framework; and  The assessment should be carried out by a multidisciplinary team (MDT), which may be inclusive of, but not limited to, radiation oncologists, spine surgeons and interventional radiologists, among others.
Orthopaedics | Spine - Thoracolumbar (TL) and sacral surgery | TL and sacral fusion and fixation implant | TL pedicle screw - Shank, tulip | MEDTRONIC | 10 DEG ILIAC SCREW 6.5X50, TI | 7041650 | Standalone | DE0005506 | As per HSA registered indication(s) except for radiolucent implants which should be used as follows:  in patients with primary or metastatic spinal tumours who would benefit from post-operative high dose high precision beam therapy upon appropriate and stringent patient selection;  Patient selection should be done via standardised assessment such as the neurological-oncological-mechanical systemic (NOMS) framework; and  The assessment should be carried out by a multidisciplinary team (MDT), which may be inclusive of, but not limited to, radiation oncologists, spine surgeons and interventional radiologists, among others.
Orthopaedics | Spine - Thoracolumbar (TL) and sacral surgery | TL and sacral fusion and fixation implant | TL pedicle screw - Shank, tulip | MEDTRONIC | 10 DEG ILIAC SCREW 6.5X60, TI | 7041660 | Standalone | DE0005506 | As per HSA registered indication(s) except for radiolucent implants which should be used as follows:  in patients with primary or metastatic spinal tumours who would benefit from post-operative high dose high precision beam therapy upon appropriate and stringent patient selection;  Patient selection should be done via standardised assessment such as the neurological-oncological-mechanical systemic (NOMS) framework; and  The assessment should be carried out by a multidisciplinary team (MDT), which may be inclusive of, but not limited to, radiation oncologists, spine surgeons and interventional radiologists, among others.
Orthopaedics | Spine - Thoracolumbar (TL) and sacral surgery | TL and sacral fusion and fixation implant | TL pedicle screw - Shank, tulip | MEDTRONIC | 10 DEG ILIAC SCREW 6.5X70, TI | 7041670 | Standalone | DE0005506 | As per HSA registered indication(s) except for radiolucent implants which should be used as follows:  in patients with primary or metastatic spinal tumours who would benefit from post-operative high dose high precision beam therapy upon appropriate and stringent patient selection;  Patient selection should be done via standardised assessment such as the neurological-oncological-mechanical systemic (NOMS) framework; and  The assessment should be carried out by a multidisciplinary team (MDT), which may be inclusive of, but not limited to, radiation oncologists, spine surgeons and interventional radiologists, among others.
Orthopaedics | Spine - Thoracolumbar (TL) and sacral surgery | TL and sacral fusion and fixation implant | TL pedicle screw - Shank, tulip | MEDTRONIC | 10 DEG ILIAC SCREW 7.5X100, TI | 7041700 | Standalone | DE0005506 | As per HSA registered indication(s) except for radiolucent implants which should be used as follows:  in patients with primary or metastatic spinal tumours who would benefit from post-operative high dose high precision beam therapy upon appropriate and stringent patient selection;  Patient selection should be done via standardised assessment such as the neurological-oncological-mechanical systemic (NOMS) framework; and  The assessment should be carried out by a multidisciplinary team (MDT), which may be inclusive of, but not limited to, radiation oncologists, spine surgeons and interventional radiologists, among others.
Orthopaedics | Spine - Thoracolumbar (TL) and sacral surgery | TL and sacral fusion and fixation implant | TL pedicle screw - Shank, tulip | MEDTRONIC | 10 DEG ILIAC SCREW 7.5X60, TI | 7041760 | Standalone | DE0005506 | As per HSA registered indication(s) except for radiolucent implants which should be used as follows:  in patients with primary or metastatic spinal tumours who would benefit from post-operative high dose high precision beam therapy upon appropriate and stringent patient selection;  Patient selection should be done via standardised assessment such as the neurological-oncological-mechanical systemic (NOMS) framework; and  The assessment should be carried out by a multidisciplinary team (MDT), which may be inclusive of, but not limited to, radiation oncologists, spine surgeons and interventional radiologists, among others.
Orthopaedics | Spine - Thoracolumbar (TL) and sacral surgery | TL and sacral fusion and fixation implant | TL pedicle screw - Shank, tulip | MEDTRONIC | 10 DEG ILIAC SCREW 7.5X70, TI | 7041770 | Standalone | DE0005506 | As per HSA registered indication(s) except for radiolucent implants which should be used as follows:  in patients with primary or metastatic spinal tumours who would benefit from post-operative high dose high precision beam therapy upon appropriate and stringent patient selection;  Patient selection should be done via standardised assessment such as the neurological-oncological-mechanical systemic (NOMS) framework; and  The assessment should be carried out by a multidisciplinary team (MDT), which may be inclusive of, but not limited to, radiation oncologists, spine surgeons and interventional radiologists, among others.
Orthopaedics | Spine - Thoracolumbar (TL) and sacral surgery | TL and sacral fusion and fixation implant | TL pedicle screw - Shank, tulip | MEDTRONIC | 10 DEG ILIAC SCREW 7.5X80, TI | 7041780 | Standalone | DE0005506 | As per HSA registered indication(s) except for radiolucent implants which should be used as follows:  in patients with primary or metastatic spinal tumours who would benefit from post-operative high dose high precision beam therapy upon appropriate and stringent patient selection;  Patient selection should be done via standardised assessment such as the neurological-oncological-mechanical systemic (NOMS) framework; and  The assessment should be carried out by a multidisciplinary team (MDT), which may be inclusive of, but not limited to, radiation oncologists, spine surgeons and interventional radiologists, among others.
Orthopaedics | Spine - Thoracolumbar (TL) and sacral surgery | TL and sacral fusion and fixation implant | TL pedicle screw - Shank, tulip | MEDTRONIC | 10 DEG ILIAC SCREW 7.5X90, TI | 7041790 | Standalone | DE0005506 | As per HSA registered indication(s) except for radiolucent implants which should be used as follows:  in patients with primary or metastatic spinal tumours who would benefit from post-operative high dose high precision beam therapy upon appropriate and stringent patient selection;  Patient selection should be done via standardised assessment such as the neurological-oncological-mechanical systemic (NOMS) framework; and  The assessment should be carried out by a multidisciplinary team (MDT), which may be inclusive of, but not limited to, radiation oncologists, spine surgeons and interventional radiologists, among others.
Orthopaedics | Spine - Thoracolumbar (TL) and sacral surgery | TL and sacral fusion and fixation implant | TL pedicle screw - Shank, tulip | MEDTRONIC | 10 DEG ILIAC SCREW 8.5X100, TI | 7041800 | Standalone | DE0005506 | As per HSA registered indication(s) except for radiolucent implants which should be used as follows:  in patients with primary or metastatic spinal tumours who would benefit from post-operative high dose high precision beam therapy upon appropriate and stringent patient selection;  Patient selection should be done via standardised assessment such as the neurological-oncological-mechanical systemic (NOMS) framework; and  The assessment should be carried out by a multidisciplinary team (MDT), which may be inclusive of, but not limited to, radiation oncologists, spine surgeons and interventional radiologists, among others.
Orthopaedics | Spine - Thoracolumbar (TL) and sacral surgery | TL and sacral fusion and fixation implant | TL pedicle screw - Shank, tulip | MEDTRONIC | 10 DEG ILIAC SCREW 8.5X70, TI | 7041870 | Standalone | DE0005506 | As per HSA registered indication(s) except for radiolucent implants which should be used as follows:  in patients with primary or metastatic spinal tumours who would benefit from post-operative high dose high precision beam therapy upon appropriate and stringent patient selection;  Patient selection should be done via standardised assessment such as the neurological-oncological-mechanical systemic (NOMS) framework; and  The assessment should be carried out by a multidisciplinary team (MDT), which may be inclusive of, but not limited to, radiation oncologists, spine surgeons and interventional radiologists, among others.
Orthopaedics | Spine - Thoracolumbar (TL) and sacral surgery | TL and sacral fusion and fixation implant | TL pedicle screw - Shank, tulip | MEDTRONIC | 10 DEG ILIAC SCREW 8.5X80, TI | 7041880 | Standalone | DE0005506 | As per HSA registered indication(s) except for radiolucent implants which should be used as follows:  in patients with primary or metastatic spinal tumours who would benefit from post-operative high dose high precision beam therapy upon appropriate and stringent patient selection;  Patient selection should be done via standardised assessment such as the neurological-oncological-mechanical systemic (NOMS) framework; and  The assessment should be carried out by a multidisciplinary team (MDT), which may be inclusive of, but not limited to, radiation oncologists, spine surgeons and interventional radiologists, among others.
Orthopaedics | Spine - Thoracolumbar (TL) and sacral surgery | TL and sacral fusion and fixation implant | TL pedicle screw - Shank, tulip | MEDTRONIC | 10 DEG ILIAC SCREW 8.5X90, TI | 7041890 | Standalone | DE0005506 | As per HSA registered indication(s) except for radiolucent implants which should be used as follows:  in patients with primary or metastatic spinal tumours who would benefit from post-operative high dose high precision beam therapy upon appropriate and stringent patient selection;  Patient selection should be done via standardised assessment such as the neurological-oncological-mechanical systemic (NOMS) framework; and  The assessment should be carried out by a multidisciplinary team (MDT), which may be inclusive of, but not limited to, radiation oncologists, spine surgeons and interventional radiologists, among others.
Orthopaedics | Spine - Occipito-cervical (OC) surgery | OC fusion and fixation implant | OC rod | Zimmer Biomet | 100DEG PRBNT COCR OCCIP ROD | 07.01713.001 | Standalone | DE0506515 | As per HSA registered indication(s)
Orthopaedics | Spine - Occipito-cervical (OC) surgery | OC fusion and fixation implant | OC rod | Zimmer Biomet | 100DEG PRBNT TI OCCIP ROD BLUE | 07.01712.001 | Standalone | DE0506515 | As per HSA registered indication(s)
Orthopaedics | Spine - Occipito-cervical (OC) surgery | OC fusion and fixation implant | Laminoplasty plate | MEDTRONIC | 10MM GRAFT PLATE | 853-410 | Standalone | DE0003965 | As per HSA registered indication(s)
Orthopaedics | Spine - Occipito-cervical (OC) surgery | OC fusion and fixation implant | Laminoplasty plate | MEDTRONIC | 10MM OD PLATE | 853-010 | Standalone | DE0003965 | As per HSA registered indication(s)
Orthopaedics | Spine - Occipito-cervical (OC) surgery | Cervical mesh cage | Cervical mesh cage core | MEDTRONIC | 10mm x 08mm | 905-108 | Standalone | DE0000751 | As per HSA registered indication(s)
Orthopaedics | Spine - Occipito-cervical (OC) surgery | Cervical mesh cage | Cervical mesh cage core | MEDTRONIC | 10mm x 09mm | 9051009 | Standalone | DE0000751 | As per HSA registered indication(s)
Orthopaedics | Spine - Occipito-cervical (OC) surgery | Cervical mesh cage | Cervical mesh cage core | MEDTRONIC | 10mm x 100mm | 905-101 | Standalone | DE0000751 | As per HSA registered indication(s)
Orthopaedics | Spine - Occipito-cervical (OC) surgery | Cervical mesh cage | Cervical mesh cage core | MEDTRONIC | 10mm x 10mm | 905-110 | Standalone | DE0000751 | As per HSA registered indication(s)
Orthopaedics | Spine - Occipito-cervical (OC) surgery | Cervical mesh cage | Cervical mesh cage core | MEDTRONIC | 10mm x 11mm | 9051011 | Standalone | DE0000751 | As per HSA registered indication(s)
Orthopaedics | Spine - Occipito-cervical (OC) surgery | Cervical mesh cage | Cervical mesh cage core | MEDTRONIC | 10mm x 12mm | 905-112 | Standalone | DE0000751 | As per HSA registered indication(s)
Orthopaedics | Spine - Occipito-cervical (OC) surgery | Cervical mesh cage | Cervical mesh cage core | MEDTRONIC | 10mm x 13mm | 9051013 | Standalone | DE0000751 | As per HSA registered indication(s)
Orthopaedics | Spine - Occipito-cervical (OC) surgery | Cervical mesh cage | Cervical mesh cage core | MEDTRONIC | 10mm x 14mm | 9051014 | Standalone | DE0000751 | As per HSA registered indication(s)
Orthopaedics | Spine - Occipito-cervical (OC) surgery | Cervical mesh cage | Cervical mesh cage core | MEDTRONIC | 10mm x 14mm x 08mm | 905-408 | Standalone | DE0000751 | As per HSA registered indication(s)
Orthopaedics | Spine - Occipito-cervical (OC) surgery | Cervical mesh cage | Cervical mesh cage core | MEDTRONIC | 10mm x 14mm x 09mm | 905-409 | Standalone | DE0000751 | As per HSA registered indication(s)
Orthopaedics | Spine - Occipito-cervical (OC) surgery | Cervical mesh cage | Cervical mesh cage core | MEDTRONIC | 10mm x 14mm x 10mm | 905-401 | Standalone | DE0000751 | As per HSA registered indication(s)
Orthopaedics | Spine - Occipito-cervical (OC) surgery | Cervical mesh cage | Cervical mesh cage core | MEDTRONIC | 10mm x 14mm x 11mm | 905-411 | Standalone | DE0000751 | As per HSA registered indication(s)
Orthopaedics | Spine - Occipito-cervical (OC) surgery | Cervical mesh cage | Cervical mesh cage core | MEDTRONIC | 10mm x 14mm x 12mm | 905-412 | Standalone | DE0000751 | As per HSA registered indication(s)
Orthopaedics | Spine - Occipito-cervical (OC) surgery | Cervical mesh cage | Cervical mesh cage core | MEDTRONIC | 10mm x 14mm x 130mm (Curved - Oval) | 905-902 | Standalone | DE0000751 | As per HSA registered indication(s)
Orthopaedics | Spine - Occipito-cervical (OC) surgery | Cervical mesh cage | Cervical mesh cage core | MEDTRONIC | 10mm x 14mm x 15mm | 905-415 | Standalone | DE0000751 | As per HSA registered indication(s)
Orthopaedics | Spine - Occipito-cervical (OC) surgery | Cervical mesh cage | Cervical mesh cage core | MEDTRONIC | 10mm x 14mm x 30mm | 905-403 | Standalone | DE0000751 | As per HSA registered indication(s)
Orthopaedics | Spine - Thoracolumbar (TL) and sacral surgery | TL mesh cage | TL mesh cage core | MEDTRONIC | 10mm x 14mm x 70mm | 905-407 | Standalone | DE0000757 | As per HSA registered indication(s)
Orthopaedics | Spine - Occipito-cervical (OC) surgery | Cervical mesh cage | Cervical mesh cage core | MEDTRONIC | 10mm x 15mm | 905-115 | Standalone | DE0000751 | As per HSA registered indication(s)
Orthopaedics | Spine - Thoracolumbar (TL) and sacral surgery | TL interbody cage | TL interbody core - Non-integrated | MEDTRONIC | 10mm x 22mm | 2991022 | Standalone | DE0008994 | As per HSA registered indication(s)
Orthopaedics | Spine - Thoracolumbar (TL) and sacral surgery | TL interbody cage | TL interbody core - Non-integrated | MEDTRONIC | 10mm x 22mm | 2961022 | Standalone | DE0001649 | As per HSA registered indication(s)
Orthopaedics | Spine - Thoracolumbar (TL) and sacral surgery | TL interbody cage | TL interbody core - Non-integrated | MEDTRONIC | 10mm x 26mm | 2991026 | Standalone | DE0008994 | As per HSA registered indication(s)
Orthopaedics | Spine - Thoracolumbar (TL) and sacral surgery | TL interbody cage | TL interbody core - Non-integrated | MEDTRONIC | 10mm x 26mm | 2961026 | Standalone | DE0001649 | As per HSA registered indication(s)
Orthopaedics | Spine - Occipito-cervical (OC) surgery | Cervical mesh cage | Cervical mesh cage core | MEDTRONIC | 10mm x 30mm | 905-103 | Standalone | DE0000751 | As per HSA registered indication(s)
Orthopaedics | Spine - Thoracolumbar (TL) and sacral surgery | TL interbody cage | TL interbody core - Non-integrated | MEDTRONIC | 10mm x 32mm | 2991032 | Standalone | DE0008994 | As per HSA registered indication(s)
Orthopaedics | Spine - Thoracolumbar (TL) and sacral surgery | TL interbody cage | TL interbody core - Non-integrated | MEDTRONIC | 10mm x 32mm | 2961032 | Standalone | DE0001649 | As per HSA registered indication(s)
Orthopaedics | Spine - Thoracolumbar (TL) and sacral surgery | TL interbody cage | TL interbody core - Non-integrated | MEDTRONIC | 10mm x 36mm | 2991036 | Standalone | DE0008994 | As per HSA registered indication(s)
Orthopaedics | Spine - Thoracolumbar (TL) and sacral surgery | TL interbody cage | TL interbody core - Non-integrated | MEDTRONIC | 10mm x 36mm | 2961036 | Standalone | DE0001649 | As per HSA registered indication(s)
Orthopaedics | Spine - Occipito-cervical (OC) surgery | Cervical mesh cage | Cervical mesh cage core | MEDTRONIC | 10mm x 50mm | 9051050 | Standalone | DE0000751 | As per HSA registered indication(s)
Orthopaedics | Spine - Occipito-cervical (OC) surgery | Cervical mesh cage | Cervical mesh cage core | MEDTRONIC | 10mm x 70mm | 905-107 | Standalone | DE0000751 | As per HSA registered indication(s)
Orthopaedics | Spine - Thoracolumbar (TL) and sacral surgery | TL interbody cage | TL interbody core - Non-integrated | MEDTRONIC | 11mm X 22mm | 2991122 | Standalone | DE0008994 | As per HSA registered indication(s)
Orthopaedics | Spine - Thoracolumbar (TL) and sacral surgery | TL interbody cage | TL interbody core - Non-integrated | MEDTRONIC | 11mm X 26mm | 2991126 | Standalone | DE0008994 | As per HSA registered indication(s)
Orthopaedics | Spine - Thoracolumbar (TL) and sacral surgery | TL interbody cage | TL interbody core - Non-integrated | MEDTRONIC | 11mm X 32mm | 2991132 | Standalone | DE0008994 | As per HSA registered indication(s)
Orthopaedics | Spine - Thoracolumbar (TL) and sacral surgery | TL interbody cage | TL interbody core - Non-integrated | MEDTRONIC | 11mm X 36mm | 2991136 | Standalone | DE0008994 | As per HSA registered indication(s)
Orthopaedics | Spine - Thoracolumbar (TL) and sacral surgery | TL and sacral fusion and fixation implant | TL pedicle screw - Shank, tulip | MEDTRONIC | 12 x 40MM THREADED DEVICE | 74200001240 | Standalone | DE0500788 | As per HSA registered indication(s) except for radiolucent implants which should be used as follows:  in patients with primary or metastatic spinal tumours who would benefit from post-operative high dose high precision beam therapy upon appropriate and stringent patient selection;  Patient selection should be done via standardised assessment such as the neurological-oncological-mechanical systemic (NOMS) framework; and  The assessment should be carried out by a multidisciplinary team (MDT), which may be inclusive of, but not limited to, radiation oncologists, spine surgeons and interventional radiologists, among others.
Orthopaedics | Spine - Thoracolumbar (TL) and sacral surgery | TL and sacral fusion and fixation implant | TL pedicle screw - Shank, tulip | MEDTRONIC | 12 x 50MM THREADED DEVICE | 74200001250 | Standalone | DE0500788 | As per HSA registered indication(s) except for radiolucent implants which should be used as follows:  in patients with primary or metastatic spinal tumours who would benefit from post-operative high dose high precision beam therapy upon appropriate and stringent patient selection;  Patient selection should be done via standardised assessment such as the neurological-oncological-mechanical systemic (NOMS) framework; and  The assessment should be carried out by a multidisciplinary team (MDT), which may be inclusive of, but not limited to, radiation oncologists, spine surgeons and interventional radiologists, among others.
Orthopaedics | Spine - Thoracolumbar (TL) and sacral surgery | TL and sacral fusion and fixation implant | TL pedicle screw - Shank, tulip | MEDTRONIC | 12 x 60MM THREADED DEVICE | 74200001260 | Standalone | DE0500788 | As per HSA registered indication(s) except for radiolucent implants which should be used as follows:  in patients with primary or metastatic spinal tumours who would benefit from post-operative high dose high precision beam therapy upon appropriate and stringent patient selection;  Patient selection should be done via standardised assessment such as the neurological-oncological-mechanical systemic (NOMS) framework; and  The assessment should be carried out by a multidisciplinary team (MDT), which may be inclusive of, but not limited to, radiation oncologists, spine surgeons and interventional radiologists, among others.
Orthopaedics | Spine - Occipito-cervical (OC) surgery | OC fusion and fixation implant | Laminoplasty plate | MEDTRONIC | 12MM GRAFT PLATE | 853-412 | Standalone | DE0003965 | As per HSA registered indication(s)
Orthopaedics | Spine - Occipito-cervical (OC) surgery | OC fusion and fixation implant | Laminoplasty plate | MEDTRONIC | 12MM OD PLATE | 853-012 | Standalone | DE0003965 | As per HSA registered indication(s)
Orthopaedics | Spine - Thoracolumbar (TL) and sacral surgery | TL interbody cage | TL interbody core - Non-integrated | MEDTRONIC | 12mm x 22mm | 2991222 | Standalone | DE0008994 | As per HSA registered indication(s)
Orthopaedics | Spine - Thoracolumbar (TL) and sacral surgery | TL interbody cage | TL interbody core - Non-integrated | MEDTRONIC | 12mm x 22mm | 2961222 | Standalone | DE0001649 | As per HSA registered indication(s)
Orthopaedics | Spine - Thoracolumbar (TL) and sacral surgery | TL interbody cage | TL interbody core - Non-integrated | MEDTRONIC | 12mm x 26mm | 2991226 | Standalone | DE0008994 | As per HSA registered indication(s)
Orthopaedics | Spine - Thoracolumbar (TL) and sacral surgery | TL interbody cage | TL interbody core - Non-integrated | MEDTRONIC | 12mm x 26mm | 2961226 | Standalone | DE0001649 | As per HSA registered indication(s)
Orthopaedics | Spine - Thoracolumbar (TL) and sacral surgery | TL interbody cage | TL interbody core - Non-integrated | MEDTRONIC | 12mm x 32mm | 2991232 | Standalone | DE0008994 | As per HSA registered indication(s)
Orthopaedics | Spine - Thoracolumbar (TL) and sacral surgery | TL interbody cage | TL interbody core - Non-integrated | MEDTRONIC | 12mm x 32mm | 2961232 | Standalone | DE0001649 | As per HSA registered indication(s)
Orthopaedics | Spine - Thoracolumbar (TL) and sacral surgery | TL interbody cage | TL interbody core - Non-integrated | MEDTRONIC | 12mm x 36mm | 2991236 | Standalone | DE0008994 | As per HSA registered indication(s)
Orthopaedics | Spine - Thoracolumbar (TL) and sacral surgery | TL interbody cage | TL interbody core - Non-integrated | MEDTRONIC | 12mm x 36mm | 2961236 | Standalone | DE0001649 | As per HSA registered indication(s)
Orthopaedics | Spine - Occipito-cervical (OC) surgery | OC fusion and fixation implant | OC rod | Zimmer Biomet | 130DEG PRBNT COCR OCCIP ROD | 07.01713.003 | Standalone | DE0506515 | As per HSA registered indication(s)
Orthopaedics | Spine - Occipito-cervical (OC) surgery | OC fusion and fixation implant | OC rod | Zimmer Biomet | 130DEG PRBNT TI OCCIP ROD BLUE | 07.01712.003 | Standalone | DE0506515 | As per HSA registered indication(s)
Orthopaedics | Spine - Thoracolumbar (TL) and sacral surgery | TL mesh cage | TL mesh cage endplate | MEDTRONIC | 13mm End Cap | 9050713 | Standalone | DE0000757 | As per HSA registered indication(s)
Orthopaedics | Spine - Occipito-cervical (OC) surgery | Cervical mesh cage | Cervical mesh cage core | MEDTRONIC | 13mm x 08mm | 905-308 | Standalone | DE0000751 | As per HSA registered indication(s)
Orthopaedics | Spine - Occipito-cervical (OC) surgery | Cervical mesh cage | Cervical mesh cage core | MEDTRONIC | 13mm x 09mm | 905-139 | Standalone | DE0000751 | As per HSA registered indication(s)
Orthopaedics | Spine - Occipito-cervical (OC) surgery | Cervical mesh cage | Cervical mesh cage core | MEDTRONIC | 13mm x 10mm | 905-310 | Standalone | DE0000751 | As per HSA registered indication(s)
Orthopaedics | Spine - Occipito-cervical (OC) surgery | Cervical mesh cage | Cervical mesh cage core | MEDTRONIC | 13mm x 11mm | 905-311 | Standalone | DE0000751 | As per HSA registered indication(s)
Orthopaedics | Spine - Occipito-cervical (OC) surgery | Cervical mesh cage | Cervical mesh cage core | MEDTRONIC | 13mm x 12mm | 905-312 | Standalone | DE0000751 | As per HSA registered indication(s)
Orthopaedics | Spine - Occipito-cervical (OC) surgery | Cervical mesh cage | Cervical mesh cage core | MEDTRONIC | 13mm x 130mm (Curved - Round) | 905-901 | Standalone | DE0000751 | As per HSA registered indication(s)
Orthopaedics | Spine - Occipito-cervical (OC) surgery | Cervical mesh cage | Cervical mesh cage core | MEDTRONIC | 13mm x 13mm | 905-313 | Standalone | DE0000751 | As per HSA registered indication(s)
Orthopaedics | Spine - Occipito-cervical (OC) surgery | Cervical mesh cage | Cervical mesh cage core | MEDTRONIC | 13mm x 14mm | 9051314 | Standalone | DE0000751 | As per HSA registered indication(s)
Orthopaedics | Spine - Occipito-cervical (OC) surgery | Cervical mesh cage | Cervical mesh cage core | MEDTRONIC | 13mm x 15mm | 9051315 | Standalone | DE0000751 | As per HSA registered indication(s)
Orthopaedics | Spine - Occipito-cervical (OC) surgery | Cervical mesh cage | Cervical mesh cage core | MEDTRONIC | 13mm x 17mm x 08mm | 905-508 | Standalone | DE0000751 | As per HSA registered indication(s)
Orthopaedics | Spine - Occipito-cervical (OC) surgery | Cervical mesh cage | Cervical mesh cage core | MEDTRONIC | 13mm x 17mm x 09mm | 905-509 | Standalone | DE0000751 | As per HSA registered indication(s)
Orthopaedics | Spine - Occipito-cervical (OC) surgery | Cervical mesh cage | Cervical mesh cage core | MEDTRONIC | 13mm x 17mm x 11mm | 905-511 | Standalone | DE0000751 | As per HSA registered indication(s)
Orthopaedics | Spine - Occipito-cervical (OC) surgery | Cervical mesh cage | Cervical mesh cage core | MEDTRONIC | 13mm x 17mm x 12mm | 905-512 | Standalone | DE0000751 | As per HSA registered indication(s)
Orthopaedics | Spine - Occipito-cervical (OC) surgery | Cervical mesh cage | Cervical mesh cage core | MEDTRONIC | 13mm x 17mm x 15mm | 905-515 | Standalone | DE0000751 | As per HSA registered indication(s)
Orthopaedics | Spine - Occipito-cervical (OC) surgery | Cervical mesh cage | Cervical mesh cage core | MEDTRONIC | 13mm x 17mm x 20mm | 905-520 | Standalone | DE0000751 | As per HSA registered indication(s)
Orthopaedics | Spine - Occipito-cervical (OC) surgery | Cervical mesh cage | Cervical mesh cage core | MEDTRONIC | 13mm x 20mm | 905-320 | Standalone | DE0000751 | As per HSA registered indication(s)
Orthopaedics | Spine - Thoracolumbar (TL) and sacral surgery | TL interbody cage | TL interbody core - Non-integrated | MEDTRONIC | 13mm X 22mm | 2991322 | Standalone | DE0008994 | As per HSA registered indication(s)
Orthopaedics | Spine - Thoracolumbar (TL) and sacral surgery | TL interbody cage | TL interbody core - Non-integrated | MEDTRONIC | 13mm X 26mm | 2991326 | Standalone | DE0008994 | As per HSA registered indication(s)
Orthopaedics | Spine - Thoracolumbar (TL) and sacral surgery | TL mesh cage | TL mesh cage core | MEDTRONIC | 13mm x 30mm | 905-133 | Standalone | DE0000757 | As per HSA registered indication(s)
Orthopaedics | Spine - Thoracolumbar (TL) and sacral surgery | TL interbody cage | TL interbody core - Non-integrated | MEDTRONIC | 13mm X 32mm | 2991332 | Standalone | DE0008994 | As per HSA registered indication(s)
Orthopaedics | Spine - Thoracolumbar (TL) and sacral surgery | TL interbody cage | TL interbody core - Non-integrated | MEDTRONIC | 13mm X 36mm | 2991336 | Standalone | DE0008994 | As per HSA registered indication(s)
Orthopaedics | Spine - Thoracolumbar (TL) and sacral surgery | TL mesh cage | TL mesh cage core | MEDTRONIC | 13mm x 50mm | 9051350 | Standalone | DE0000757 | As per HSA registered indication(s)
Orthopaedics | Spine - Thoracolumbar (TL) and sacral surgery | TL mesh cage | TL mesh cage core | MEDTRONIC | 13mm x 70mm | 905-137 | Standalone | DE0000757 | As per HSA registered indication(s)
Orthopaedics | Spine - Occipito-cervical (OC) surgery | Cervical vertebral body replacement (VBR) | Cervical VBR core | MEDTRONIC | 13mm, A-size centerpiece | 436013A | Standalone | DE0504103 | As per HSA registered indication(s)
Orthopaedics | Spine - Occipito-cervical (OC) surgery | Cervical vertebral body replacement (VBR) | Cervical VBR core | MEDTRONIC | 13mm, A-size centerpiece (sterile) | 436113A | Standalone | DE0504103 | As per HSA registered indication(s)
Orthopaedics | Spine - Occipito-cervical (OC) surgery | Cervical vertebral body replacement (VBR) | Cervical VBR core | MEDTRONIC | 13mm, B-size centerpiece | 436013B | Standalone | DE0504103 | As per HSA registered indication(s)
Orthopaedics | Spine - Occipito-cervical (OC) surgery | Cervical vertebral body replacement (VBR) | Cervical VBR core | MEDTRONIC | 13mm, B-size centerpiece (sterile) | 436113B | Standalone | DE0504103 | As per HSA registered indication(s)
Orthopaedics | Spine - Occipito-cervical (OC) surgery | Cervical vertebral body replacement (VBR) | Cervical VBR core | MEDTRONIC | 13mm, C-size centerpiece | 436013C | Standalone | DE0504103 | As per HSA registered indication(s)
Orthopaedics | Spine - Occipito-cervical (OC) surgery | Cervical vertebral body replacement (VBR) | Cervical VBR core | MEDTRONIC | 13mm, C-size centerpiece (sterile) | 436113C | Standalone | DE0504103 | As per HSA registered indication(s)
Orthopaedics | Spine - Occipito-cervical (OC) surgery | Cervical vertebral body replacement (VBR) | Cervical VBR core | MEDTRONIC | 13mm, D-size centerpiece | 436013D | Standalone | DE0504103 | As per HSA registered indication(s)
Orthopaedics | Spine - Occipito-cervical (OC) surgery | Cervical vertebral body replacement (VBR) | Cervical VBR core | MEDTRONIC | 13mm, D-size centerpiece (sterile) | 436113D | Standalone | DE0504103 | As per HSA registered indication(s)
Orthopaedics | Spine - Occipito-cervical (OC) surgery | Cervical vertebral body replacement (VBR) | Cervical VBR core | MEDTRONIC | 13mm, E-size centerpiece | 436013E | Standalone | DE0504103 | As per HSA registered indication(s)
Orthopaedics | Spine - Occipito-cervical (OC) surgery | Cervical vertebral body replacement (VBR) | Cervical VBR core | MEDTRONIC | 13mm, E-size centerpiece (sterile) | 436113E | Standalone | DE0504103 | As per HSA registered indication(s)
Orthopaedics | Spine - Occipito-cervical (OC) surgery | OC fusion and fixation implant | Laminoplasty plate | MEDTRONIC | 14MM GRAFT PLATE | 853-414 | Standalone | DE0003965 | As per HSA registered indication(s)
Orthopaedics | Spine - Occipito-cervical (OC) surgery | OC fusion and fixation implant | Laminoplasty plate | MEDTRONIC | 14MM OD PLATE | 853-014 | Standalone | DE0003965 | As per HSA registered indication(s)
Orthopaedics | Spine - Thoracolumbar (TL) and sacral surgery | TL interbody cage | TL interbody core - Non-integrated | MEDTRONIC | 14mm x 22mm | 2961422 | Standalone | DE0001649 | As per HSA registered indication(s)
Orthopaedics | Spine - Thoracolumbar (TL) and sacral surgery | TL interbody cage | TL interbody core - Non-integrated | MEDTRONIC | 14mm x 22mm | 2991422 | Standalone | DE0008994 | As per HSA registered indication(s)
Orthopaedics | Spine - Thoracolumbar (TL) and sacral surgery | TL interbody cage | TL interbody core - Non-integrated | MEDTRONIC | 14mm x 26mm | 2961426 | Standalone | DE0001649 | As per HSA registered indication(s)
Orthopaedics | Spine - Thoracolumbar (TL) and sacral surgery | TL interbody cage | TL interbody core - Non-integrated | MEDTRONIC | 14mm x 26mm | 2991426 | Standalone | DE0008994 | As per HSA registered indication(s)
Orthopaedics | Spine - Thoracolumbar (TL) and sacral surgery | TL interbody cage | TL interbody core - Non-integrated | MEDTRONIC | 14mm x 32mm | 2991432 | Standalone | DE0008994 | As per HSA registered indication(s)
Orthopaedics | Spine - Thoracolumbar (TL) and sacral surgery | TL interbody cage | TL interbody core - Non-integrated | MEDTRONIC | 14mm x 32mm | 2961432 | Standalone | DE0001649 | As per HSA registered indication(s)
Orthopaedics | Spine - Thoracolumbar (TL) and sacral surgery | TL interbody cage | TL interbody core - Non-integrated | MEDTRONIC | 14mm x 36mm | 2991436 | Standalone | DE0008994 | As per HSA registered indication(s)
Orthopaedics | Spine - Thoracolumbar (TL) and sacral surgery | TL interbody cage | TL interbody core - Non-integrated | MEDTRONIC | 14mm x 36mm | 2961436 | Standalone | DE0001649 | As per HSA registered indication(s)
Orthopaedics | Spine - Thoracolumbar (TL) and sacral surgery | TL interbody cage | TL interbody core - Non-integrated | MEDTRONIC | 15mm X 22mm | 2991522 | Standalone | DE0008994 | As per HSA registered indication(s)
Orthopaedics | Spine - Thoracolumbar (TL) and sacral surgery | TL interbody cage | TL interbody core - Non-integrated | MEDTRONIC | 15mm X 26mm | 2991526 | Standalone | DE0008994 | As per HSA registered indication(s)
Orthopaedics | Spine - Thoracolumbar (TL) and sacral surgery | TL interbody cage | TL interbody core - Non-integrated | MEDTRONIC | 15mm X 32mm | 2991532 | Standalone | DE0008994 | As per HSA registered indication(s)
Orthopaedics | Spine - Thoracolumbar (TL) and sacral surgery | TL interbody cage | TL interbody core - Non-integrated | MEDTRONIC | 15mm X 36mm | 2991536 | Standalone | DE0008994 | As per HSA registered indication(s)
Orthopaedics | Spine - Thoracolumbar (TL) and sacral surgery | TL mesh cage | TL mesh cage endplate | MEDTRONIC | 16mm End Cap | 9050716 | Standalone | DE0000757 | As per HSA registered indication(s)
Orthopaedics | Spine - Occipito-cervical (OC) surgery | OC fusion and fixation implant | Laminoplasty plate | MEDTRONIC | 16MM OD PLATE | 853-016 | Standalone | DE0003965 | As per HSA registered indication(s)
Orthopaedics | Spine - Occipito-cervical (OC) surgery | Cervical mesh cage | Cervical mesh cage core | MEDTRONIC | 16mm x 08mm | 905-608 | Standalone | DE0000751 | As per HSA registered indication(s)
Orthopaedics | Spine - Occipito-cervical (OC) surgery | Cervical mesh cage | Cervical mesh cage core | MEDTRONIC | 16mm x 09mm | 905-609 | Standalone | DE0000751 | As per HSA registered indication(s)
Orthopaedics | Spine - Occipito-cervical (OC) surgery | Cervical mesh cage | Cervical mesh cage core | MEDTRONIC | 16mm x 10mm | 905-161 | Standalone | DE0000751 | As per HSA registered indication(s)
Orthopaedics | Spine - Occipito-cervical (OC) surgery | Cervical mesh cage | Cervical mesh cage core | MEDTRONIC | 16mm x 11mm | 905-611 | Standalone | DE0000751 | As per HSA registered indication(s)
Orthopaedics | Spine - Occipito-cervical (OC) surgery | Cervical mesh cage | Cervical mesh cage core | MEDTRONIC | 16mm x 12mm | 905-612 | Standalone | DE0000751 | As per HSA registered indication(s)
Orthopaedics | Spine - Occipito-cervical (OC) surgery | Cervical mesh cage | Cervical mesh cage core | MEDTRONIC | 16mm x 15mm | 905-615 | Standalone | DE0000751 | As per HSA registered indication(s)
Orthopaedics | Spine - Thoracolumbar (TL) and sacral surgery | TL mesh cage | TL mesh cage core | MEDTRONIC | 16mm x 30mm | 905-163 | Standalone | DE0000757 | As per HSA registered indication(s)
Orthopaedics | Spine - Thoracolumbar (TL) and sacral surgery | TL mesh cage | TL mesh cage core | MEDTRONIC | 16mm x 60mm | 905-166 | Standalone | DE0000757 | As per HSA registered indication(s)
Orthopaedics | Spine - Thoracolumbar (TL) and sacral surgery | TL mesh cage | TL mesh cage core | MEDTRONIC | 16mm x 90mm | 9051690 | Standalone | DE0000757 | As per HSA registered indication(s)
Orthopaedics | Spine - Thoracolumbar (TL) and sacral surgery | TL and sacral fusion and fixation implant | TL rod connector system excluding locking screw | MEDTRONIC | 16MM X10 FIXED | 8115516 | Standalone | DE0000758 | As per HSA registered indication(s)
Orthopaedics | Spine - Occipito-cervical (OC) surgery | Cervical mesh cage | Cervical mesh cage core | MEDTRONIC | 17mm x 22mm x 10mm | 9051710 | Standalone | DE0000751 | As per HSA registered indication(s)
Orthopaedics | Spine - Occipito-cervical (OC) surgery | Cervical mesh cage | Cervical mesh cage core | MEDTRONIC | 17mm x 22mm x 15mm | 9051715 | Standalone | DE0000751 | As per HSA registered indication(s)
Orthopaedics | Spine - Thoracolumbar (TL) and sacral surgery | TL mesh cage | TL mesh cage core | MEDTRONIC | 17mm x 22mm x 30mm | 9051730 | Standalone | DE0000757 | As per HSA registered indication(s)
Orthopaedics | Spine - Thoracolumbar (TL) and sacral surgery | TL mesh cage | TL mesh cage core | MEDTRONIC | 17mm x 22mm x 50mm | 9051750 | Standalone | DE0000757 | As per HSA registered indication(s)
Orthopaedics | Spine - Thoracolumbar (TL) and sacral surgery | TL mesh cage | TL mesh cage core | MEDTRONIC | 17mm x 22mm x 70mm | 9051770 | Standalone | DE0000757 | As per HSA registered indication(s)
Orthopaedics | Spine - Thoracolumbar (TL) and sacral surgery | TL mesh cage | TL mesh cage core | MEDTRONIC | 17mm x 22mm x 90mm | 9051790 | Standalone | DE0000757 | As per HSA registered indication(s)
Orthopaedics | Spine - Occipito-cervical (OC) surgery | OC fusion and fixation implant | Laminoplasty plate | MEDTRONIC | 18MM OD PLATE | 853-018 | Standalone | DE0003965 | As per HSA registered indication(s)
Orthopaedics | Spine - Occipito-cervical (OC) surgery | Cervical mesh cage | Cervical mesh cage core | MEDTRONIC | 19mm Angled, 10mm x 15mm | 9051915 | Standalone | DE0000751 | As per HSA registered indication(s)
Orthopaedics | Spine - Occipito-cervical (OC) surgery | Cervical mesh cage | Cervical mesh cage core | MEDTRONIC | 19mm Angled, 13mm x 18mm | 9051918 | Standalone | DE0000751 | As per HSA registered indication(s)
Orthopaedics | Spine - Thoracolumbar (TL) and sacral surgery | TL mesh cage | TL mesh cage core | MEDTRONIC | 19mm x 40mm | 905-194 | Standalone | DE0000757 | As per HSA registered indication(s)
Orthopaedics | Spine - Thoracolumbar (TL) and sacral surgery | TL mesh cage | TL mesh cage core | MEDTRONIC | 19mm x 90mm | 905-199 | Standalone | DE0000757 | As per HSA registered indication(s)
Orthopaedics | Spine - Thoracolumbar (TL) and sacral surgery | TL and sacral fusion and fixation implant | TL rod connector system excluding locking screw | MEDTRONIC | 19MM X10 CROSSLINK, 6.35 TI | 8116419 | Standalone | DE0000758 | As per HSA registered indication(s)
Orthopaedics | Spine - Thoracolumbar (TL) and sacral surgery | TL and sacral fusion and fixation implant | TL rod connector system excluding locking screw | MEDTRONIC | 19MM X10 FIXED | 8115519 | Standalone | DE0000758 | As per HSA registered indication(s)
Orthopaedics | Spine - Occipito-cervical (OC) surgery | OC fusion and fixation implant | Fixation screw for plates | MEDTRONIC | 1SCREW 3125311 4.5 X 11 SELF TAP VAR | 3125311 | Standalone | DE0016929 | As per HSA registered indication(s)
Orthopaedics | Spine - Occipito-cervical (OC) surgery | OC fusion and fixation implant | Anterior cervical plate | Zimmer Biomet | 2 Level; 34mm inViZia Plate | 07.01616.001 | Standalone | DE0501622 | As per HSA registered indication(s)
Orthopaedics | Spine - Occipito-cervical (OC) surgery | OC fusion and fixation implant | Anterior cervical plate | Zimmer Biomet | 2 Level; 36mm inViZia Plate | 07.01616.002 | Standalone | DE0501622 | As per HSA registered indication(s)
Orthopaedics | Spine - Occipito-cervical (OC) surgery | OC fusion and fixation implant | Anterior cervical plate | Zimmer Biomet | 2 Level; 38mm inViZia Plate | 07.01616.003 | Standalone | DE0501622 | As per HSA registered indication(s)
Orthopaedics | Spine - Occipito-cervical (OC) surgery | OC fusion and fixation implant | Anterior cervical plate | Zimmer Biomet | 2 Level; 40mm inViZia Plate | 07.01616.004 | Standalone | DE0501622 | As per HSA registered indication(s)
Orthopaedics | Spine - Occipito-cervical (OC) surgery | OC fusion and fixation implant | Anterior cervical plate | Zimmer Biomet | 2 Level; 42mm inViZia Plate | 07.01616.005 | Standalone | DE0501622 | As per HSA registered indication(s)
Orthopaedics | Spine - Occipito-cervical (OC) surgery | OC fusion and fixation implant | Anterior cervical plate | Zimmer Biomet | 2 Level; 44mm inViZia Plate | 07.01616.006 | Standalone | DE0501622 | As per HSA registered indication(s)
Orthopaedics | Spine - Occipito-cervical (OC) surgery | OC fusion and fixation implant | Anterior cervical plate | Zimmer Biomet | 2 Level; 46mm inViZia Plate | 07.01616.007 | Standalone | DE0501622 | As per HSA registered indication(s)
Orthopaedics | Spine - Occipito-cervical (OC) surgery | OC fusion and fixation implant | Anterior cervical plate | Zimmer Biomet | 2 Level; 48mm inViZia Plate | 07.01616.008 | Standalone | DE0501622 | As per HSA registered indication(s)
Orthopaedics | Spine - Occipito-cervical (OC) surgery | OC fusion and fixation implant | Anterior cervical plate | Zimmer Biomet | 2 Level; 50mm inViZia Plate | 07.01616.009 | Standalone | DE0501622 | As per HSA registered indication(s)
Orthopaedics | Spine - Occipito-cervical (OC) surgery | OC fusion and fixation implant | Anterior cervical plate | Zimmer Biomet | 2 Level; 52mm inViZia Plate | 07.01616.010 | Standalone | DE0501622 | As per HSA registered indication(s)
Orthopaedics | Spine - Occipito-cervical (OC) surgery | OC fusion and fixation implant | Anterior cervical plate | Zimmer Biomet | 2 Level; 54mm inViZia Plate | 07.01616.011 | Standalone | DE0501622 | As per HSA registered indication(s)
Orthopaedics | Spine - Thoracolumbar (TL) and sacral surgery | TL and sacral fusion and fixation implant | TL pedicle screw - Shank, tulip | MEDTRONIC | 20 DEG ILIAC SCREW 6.5X50, TI | 7042650 | Standalone | DE0005506 | As per HSA registered indication(s) except for radiolucent implants which should be used as follows:  in patients with primary or metastatic spinal tumours who would benefit from post-operative high dose high precision beam therapy upon appropriate and stringent patient selection;  Patient selection should be done via standardised assessment such as the neurological-oncological-mechanical systemic (NOMS) framework; and  The assessment should be carried out by a multidisciplinary team (MDT), which may be inclusive of, but not limited to, radiation oncologists, spine surgeons and interventional radiologists, among others.
Orthopaedics | Spine - Thoracolumbar (TL) and sacral surgery | TL and sacral fusion and fixation implant | TL pedicle screw - Shank, tulip | MEDTRONIC | 20 DEG ILIAC SCREW 6.5X60, TI | 7042660 | Standalone | DE0005506 | As per HSA registered indication(s) except for radiolucent implants which should be used as follows:  in patients with primary or metastatic spinal tumours who would benefit from post-operative high dose high precision beam therapy upon appropriate and stringent patient selection;  Patient selection should be done via standardised assessment such as the neurological-oncological-mechanical systemic (NOMS) framework; and  The assessment should be carried out by a multidisciplinary team (MDT), which may be inclusive of, but not limited to, radiation oncologists, spine surgeons and interventional radiologists, among others.
Orthopaedics | Spine - Thoracolumbar (TL) and sacral surgery | TL and sacral fusion and fixation implant | TL pedicle screw - Shank, tulip | MEDTRONIC | 20 DEG ILIAC SCREW 6.5X70, TI | 7042670 | Standalone | DE0005506 | As per HSA registered indication(s) except for radiolucent implants which should be used as follows:  in patients with primary or metastatic spinal tumours who would benefit from post-operative high dose high precision beam therapy upon appropriate and stringent patient selection;  Patient selection should be done via standardised assessment such as the neurological-oncological-mechanical systemic (NOMS) framework; and  The assessment should be carried out by a multidisciplinary team (MDT), which may be inclusive of, but not limited to, radiation oncologists, spine surgeons and interventional radiologists, among others.
Orthopaedics | Spine - Thoracolumbar (TL) and sacral surgery | TL and sacral fusion and fixation implant | TL pedicle screw - Shank, tulip | MEDTRONIC | 20 DEG ILIAC SCREW 7.5X100, TI | 7042700 | Standalone | DE0005506 | As per HSA registered indication(s) except for radiolucent implants which should be used as follows:  in patients with primary or metastatic spinal tumours who would benefit from post-operative high dose high precision beam therapy upon appropriate and stringent patient selection;  Patient selection should be done via standardised assessment such as the neurological-oncological-mechanical systemic (NOMS) framework; and  The assessment should be carried out by a multidisciplinary team (MDT), which may be inclusive of, but not limited to, radiation oncologists, spine surgeons and interventional radiologists, among others.
Orthopaedics | Spine - Thoracolumbar (TL) and sacral surgery | TL and sacral fusion and fixation implant | TL pedicle screw - Shank, tulip | MEDTRONIC | 20 DEG ILIAC SCREW 7.5X60, TI | 7042760 | Standalone | DE0005506 | As per HSA registered indication(s) except for radiolucent implants which should be used as follows:  in patients with primary or metastatic spinal tumours who would benefit from post-operative high dose high precision beam therapy upon appropriate and stringent patient selection;  Patient selection should be done via standardised assessment such as the neurological-oncological-mechanical systemic (NOMS) framework; and  The assessment should be carried out by a multidisciplinary team (MDT), which may be inclusive of, but not limited to, radiation oncologists, spine surgeons and interventional radiologists, among others.
Orthopaedics | Spine - Thoracolumbar (TL) and sacral surgery | TL and sacral fusion and fixation implant | TL pedicle screw - Shank, tulip | MEDTRONIC | 20 DEG ILIAC SCREW 7.5X70, TI | 7042770 | Standalone | DE0005506 | As per HSA registered indication(s) except for radiolucent implants which should be used as follows:  in patients with primary or metastatic spinal tumours who would benefit from post-operative high dose high precision beam therapy upon appropriate and stringent patient selection;  Patient selection should be done via standardised assessment such as the neurological-oncological-mechanical systemic (NOMS) framework; and  The assessment should be carried out by a multidisciplinary team (MDT), which may be inclusive of, but not limited to, radiation oncologists, spine surgeons and interventional radiologists, among others.
Orthopaedics | Spine - Thoracolumbar (TL) and sacral surgery | TL and sacral fusion and fixation implant | TL pedicle screw - Shank, tulip | MEDTRONIC | 20 DEG ILIAC SCREW 7.5X80, TI | 7042780 | Standalone | DE0005506 | As per HSA registered indication(s) except for radiolucent implants which should be used as follows:  in patients with primary or metastatic spinal tumours who would benefit from post-operative high dose high precision beam therapy upon appropriate and stringent patient selection;  Patient selection should be done via standardised assessment such as the neurological-oncological-mechanical systemic (NOMS) framework; and  The assessment should be carried out by a multidisciplinary team (MDT), which may be inclusive of, but not limited to, radiation oncologists, spine surgeons and interventional radiologists, among others.
Orthopaedics | Spine - Thoracolumbar (TL) and sacral surgery | TL and sacral fusion and fixation implant | TL pedicle screw - Shank, tulip | MEDTRONIC | 20 DEG ILIAC SCREW 7.5X90, TI | 7042790 | Standalone | DE0005506 | As per HSA registered indication(s) except for radiolucent implants which should be used as follows:  in patients with primary or metastatic spinal tumours who would benefit from post-operative high dose high precision beam therapy upon appropriate and stringent patient selection;  Patient selection should be done via standardised assessment such as the neurological-oncological-mechanical systemic (NOMS) framework; and  The assessment should be carried out by a multidisciplinary team (MDT), which may be inclusive of, but not limited to, radiation oncologists, spine surgeons and interventional radiologists, among others.
Orthopaedics | Spine - Thoracolumbar (TL) and sacral surgery | TL and sacral fusion and fixation implant | TL pedicle screw - Shank, tulip | MEDTRONIC | 20 DEG ILIAC SCREW 8.5X100, TI | 7042800 | Standalone | DE0005506 | As per HSA registered indication(s) except for radiolucent implants which should be used as follows:  in patients with primary or metastatic spinal tumours who would benefit from post-operative high dose high precision beam therapy upon appropriate and stringent patient selection;  Patient selection should be done via standardised assessment such as the neurological-oncological-mechanical systemic (NOMS) framework; and  The assessment should be carried out by a multidisciplinary team (MDT), which may be inclusive of, but not limited to, radiation oncologists, spine surgeons and interventional radiologists, among others.
Orthopaedics | Spine - Thoracolumbar (TL) and sacral surgery | TL and sacral fusion and fixation implant | TL pedicle screw - Shank, tulip | MEDTRONIC | 20 DEG ILIAC SCREW 8.5X70, TI | 7042870 | Standalone | DE0005506 | As per HSA registered indication(s) except for radiolucent implants which should be used as follows:  in patients with primary or metastatic spinal tumours who would benefit from post-operative high dose high precision beam therapy upon appropriate and stringent patient selection;  Patient selection should be done via standardised assessment such as the neurological-oncological-mechanical systemic (NOMS) framework; and  The assessment should be carried out by a multidisciplinary team (MDT), which may be inclusive of, but not limited to, radiation oncologists, spine surgeons and interventional radiologists, among others.
Orthopaedics | Spine - Thoracolumbar (TL) and sacral surgery | TL and sacral fusion and fixation implant | TL pedicle screw - Shank, tulip | MEDTRONIC | 20 DEG ILIAC SCREW 8.5X80, TI | 7042880 | Standalone | DE0005506 | As per HSA registered indication(s) except for radiolucent implants which should be used as follows:  in patients with primary or metastatic spinal tumours who would benefit from post-operative high dose high precision beam therapy upon appropriate and stringent patient selection;  Patient selection should be done via standardised assessment such as the neurological-oncological-mechanical systemic (NOMS) framework; and  The assessment should be carried out by a multidisciplinary team (MDT), which may be inclusive of, but not limited to, radiation oncologists, spine surgeons and interventional radiologists, among others.
Orthopaedics | Spine - Thoracolumbar (TL) and sacral surgery | TL and sacral fusion and fixation implant | TL pedicle screw - Shank, tulip | MEDTRONIC | 20 DEG ILIAC SCREW 8.5X90, TI | 7042890 | Standalone | DE0005506 | As per HSA registered indication(s) except for radiolucent implants which should be used as follows:  in patients with primary or metastatic spinal tumours who would benefit from post-operative high dose high precision beam therapy upon appropriate and stringent patient selection;  Patient selection should be done via standardised assessment such as the neurological-oncological-mechanical systemic (NOMS) framework; and  The assessment should be carried out by a multidisciplinary team (MDT), which may be inclusive of, but not limited to, radiation oncologists, spine surgeons and interventional radiologists, among others.
Orthopaedics | Spine - Thoracolumbar (TL) and sacral surgery | TL vertebral body replacement (VBR) | TL VBR core | MEDTRONIC | 20mm, A-size centerpiece | 436020A | Standalone | DE0504103 | As per HSA registered indication(s)
Orthopaedics | Spine - Thoracolumbar (TL) and sacral surgery | TL vertebral body replacement (VBR) | TL VBR core | MEDTRONIC | 20mm, A-size centerpiece (sterile) | 436120A | Standalone | DE0504103 | As per HSA registered indication(s)
Orthopaedics | Spine - Thoracolumbar (TL) and sacral surgery | TL vertebral body replacement (VBR) | TL VBR core | MEDTRONIC | 20mm, B-size centerpiece | 436020B | Standalone | DE0504103 | As per HSA registered indication(s)
Orthopaedics | Spine - Thoracolumbar (TL) and sacral surgery | TL vertebral body replacement (VBR) | TL VBR core | MEDTRONIC | 20mm, B-size centerpiece (sterile) | 436120B | Standalone | DE0504103 | As per HSA registered indication(s)
Orthopaedics | Spine - Thoracolumbar (TL) and sacral surgery | TL vertebral body replacement (VBR) | TL VBR core | MEDTRONIC | 20mm, C-size centerpiece | 436020C | Standalone | DE0504103 | As per HSA registered indication(s)
Orthopaedics | Spine - Thoracolumbar (TL) and sacral surgery | TL vertebral body replacement (VBR) | TL VBR core | MEDTRONIC | 20mm, C-size centerpiece (sterile) | 436120C | Standalone | DE0504103 | As per HSA registered indication(s)
Orthopaedics | Spine - Thoracolumbar (TL) and sacral surgery | TL vertebral body replacement (VBR) | TL VBR core | MEDTRONIC | 20mm, D-size centerpiece | 436020D | Standalone | DE0504103 | As per HSA registered indication(s)
Orthopaedics | Spine - Thoracolumbar (TL) and sacral surgery | TL vertebral body replacement (VBR) | TL VBR core | MEDTRONIC | 20mm, D-size centerpiece (sterile) | 436120D | Standalone | DE0504103 | As per HSA registered indication(s)
Orthopaedics | Spine - Occipito-cervical (OC) surgery | Cervical mesh cage | Cervical mesh cage core | MEDTRONIC | 22mm Angled, 10mm x 15mm | 9052205 | Standalone | DE0000751 | As per HSA registered indication(s)
Orthopaedics | Spine - Occipito-cervical (OC) surgery | Cervical mesh cage | Cervical mesh cage core | MEDTRONIC | 22mm Angled, 13mm x 18mm | 9052208 | Standalone | DE0000751 | As per HSA registered indication(s)
Orthopaedics | Spine - Thoracolumbar (TL) and sacral surgery | TL mesh cage | TL mesh cage endplate | MEDTRONIC | 22mm End Cap | 9050722 | Standalone | DE0000757 | As per HSA registered indication(s)
Orthopaedics | Spine - Occipito-cervical (OC) surgery | Cervical mesh cage | Cervical mesh cage core | MEDTRONIC | 22mm x 15mm | 9052215 | Standalone | DE0000751 | As per HSA registered indication(s)
Orthopaedics | Spine - Occipito-cervical (OC) surgery | Cervical mesh cage | Cervical mesh cage core | MEDTRONIC | 22mm x 28mm x 15mm | 9052815 | Standalone | DE0000751 | As per HSA registered indication(s)
Orthopaedics | Spine - Occipito-cervical (OC) surgery | Cervical mesh cage | Cervical mesh cage core | MEDTRONIC | 22mm x 28mm x 30mm | 9052830 | Standalone | DE0000751 | As per HSA registered indication(s)
Orthopaedics | Spine - Thoracolumbar (TL) and sacral surgery | TL mesh cage | TL mesh cage core | MEDTRONIC | 22mm x 28mm x 50mm | 9052850 | Standalone | DE0000757 | As per HSA registered indication(s)
Orthopaedics | Spine - Thoracolumbar (TL) and sacral surgery | TL mesh cage | TL mesh cage core | MEDTRONIC | 22mm x 28mm x 70mm | 9052870 | Standalone | DE0000757 | As per HSA registered indication(s)
Orthopaedics | Spine - Thoracolumbar (TL) and sacral surgery | TL mesh cage | TL mesh cage core | MEDTRONIC | 22mm x 28mm x 90mm | 9052890 | Standalone | DE0000757 | As per HSA registered indication(s)
Orthopaedics | Spine - Occipito-cervical (OC) surgery | Cervical mesh cage | Cervical mesh cage core | MEDTRONIC | 22mm x 30mm | 9052230 | Standalone | DE0000751 | As per HSA registered indication(s)
Orthopaedics | Spine - Thoracolumbar (TL) and sacral surgery | TL mesh cage | TL mesh cage core | MEDTRONIC | 22mm x 50mm | 9052250 | Standalone | DE0000757 | As per HSA registered indication(s)
Orthopaedics | Spine - Thoracolumbar (TL) and sacral surgery | TL mesh cage | TL mesh cage core | MEDTRONIC | 22mm x 70mm | 9052270 | Standalone | DE0000757 | As per HSA registered indication(s)
Orthopaedics | Spine - Thoracolumbar (TL) and sacral surgery | TL mesh cage | TL mesh cage core | MEDTRONIC | 22mm x 90mm | 9052290 | Standalone | DE0000757 | As per HSA registered indication(s)
Orthopaedics | Spine - Thoracolumbar (TL) and sacral surgery | TL and sacral fusion and fixation implant | TL rod connector system excluding locking screw | MEDTRONIC | 22MM X10 CROSSLINK, 6.35 TI | 8116422 | Standalone | DE0000758 | As per HSA registered indication(s)
Orthopaedics | Spine - Thoracolumbar (TL) and sacral surgery | TL and sacral fusion and fixation implant | TL rod connector system excluding locking screw | MEDTRONIC | 22MM X10 FIXED | 8115522 | Standalone | DE0000758 | As per HSA registered indication(s)
Orthopaedics | Spine - Occipito-cervical (OC) surgery | Cervical mesh cage | Cervical mesh cage core | MEDTRONIC | 23mm x 27mm Angled, 10mm x 15mm | 9052315 | Standalone | DE0000751 | As per HSA registered indication(s)
Orthopaedics | Spine - Occipito-cervical (OC) surgery | Cervical mesh cage | Cervical mesh cage core | MEDTRONIC | 23mm x 27mm Angled, 13mm x 18mm | 9052318 | Standalone | DE0000751 | As per HSA registered indication(s)
Orthopaedics | Spine - Occipito-cervical (OC) surgery | Cervical mesh cage | Cervical mesh cage core | MEDTRONIC | 25mm Angled, 10mm x 15mm | 905-255 | Standalone | DE0000751 | As per HSA registered indication(s)
Orthopaedics | Spine - Thoracolumbar (TL) and sacral surgery | TL mesh cage | TL mesh cage endplate | MEDTRONIC | 25mm End Cap | 9050725 | Standalone | DE0000757 | As per HSA registered indication(s)
Orthopaedics | Spine - Thoracolumbar (TL) and sacral surgery | TL mesh cage | TL mesh cage core | MEDTRONIC | 25mm x 100mm | 905-251 | Standalone | DE0000757 | As per HSA registered indication(s)
Orthopaedics | Spine - Thoracolumbar (TL) and sacral surgery | TL interbody cage | TL interbody core - Non-integrated | MEDTRONIC | 25mm x 10mm | 9192510 | Standalone | DE0006340 | As per HSA registered indication(s)
Orthopaedics | Spine - Thoracolumbar (TL) and sacral surgery | TL interbody cage | TL interbody core - Non-integrated | MEDTRONIC | 25mm x 11mm | 9192511 | Standalone | DE0006340 | As per HSA registered indication(s)
Orthopaedics | Spine - Thoracolumbar (TL) and sacral surgery | TL interbody cage | TL interbody core - Non-integrated | MEDTRONIC | 25mm x 12mm | 9192512 | Standalone | DE0006340 | As per HSA registered indication(s)
Orthopaedics | Spine - Thoracolumbar (TL) and sacral surgery | TL interbody cage | TL interbody core - Non-integrated | MEDTRONIC | 25mm x 13mm | 9192513 | Standalone | DE0006340 | As per HSA registered indication(s)
Orthopaedics | Spine - Thoracolumbar (TL) and sacral surgery | TL interbody cage | TL interbody core - Non-integrated | MEDTRONIC | 25mm x 14mm | 9192514 | Standalone | DE0006340 | As per HSA registered indication(s)
Orthopaedics | Spine - Thoracolumbar (TL) and sacral surgery | TL interbody cage | TL interbody core - Non-integrated | MEDTRONIC | 25mm x 15mm | 9192515 | Standalone | DE0006340 | As per HSA registered indication(s)
Orthopaedics | Spine - Thoracolumbar (TL) and sacral surgery | TL mesh cage | TL mesh cage core | MEDTRONIC | 25mm x 60mm | 905-256 | Standalone | DE0000757 | As per HSA registered indication(s)
Orthopaedics | Spine - Thoracolumbar (TL) and sacral surgery | TL interbody cage | TL interbody core - Non-integrated | MEDTRONIC | 25mm x 7mm | 9192507 | Standalone | DE0006340 | As per HSA registered indication(s)
Orthopaedics | Spine - Thoracolumbar (TL) and sacral surgery | TL interbody cage | TL interbody core - Non-integrated | MEDTRONIC | 25mm x 8mm | 9192508 | Standalone | DE0006340 | As per HSA registered indication(s)
Orthopaedics | Spine - Thoracolumbar (TL) and sacral surgery | TL interbody cage | TL interbody core - Non-integrated | MEDTRONIC | 25mm x 9mm | 9192509 | Standalone | DE0006340 | As per HSA registered indication(s)
Orthopaedics | Spine - Thoracolumbar (TL) and sacral surgery | TL and sacral fusion and fixation implant | TL rod connector system excluding locking screw | MEDTRONIC | 25MM X10 CROSSLINK, 6.35 TI | 8116425 | Standalone | DE0000758 | As per HSA registered indication(s)
Orthopaedics | Spine - Thoracolumbar (TL) and sacral surgery | TL and sacral fusion and fixation implant | TL rod connector system excluding locking screw | MEDTRONIC | 25MM X10 FIXED | 8115525 | Standalone | DE0000758 | As per HSA registered indication(s)
Orthopaedics | Spine - Thoracolumbar (TL) and sacral surgery | TL vertebral body replacement (VBR) | TL VBR core | MEDTRONIC | 25mm, A-size centerpiece | 436025A | Standalone | DE0504103 | As per HSA registered indication(s)
Orthopaedics | Spine - Thoracolumbar (TL) and sacral surgery | TL vertebral body replacement (VBR) | TL VBR core | MEDTRONIC | 25mm, A-size centerpiece (sterile) | 436125A | Standalone | DE0504103 | As per HSA registered indication(s)
Orthopaedics | Spine - Thoracolumbar (TL) and sacral surgery | TL vertebral body replacement (VBR) | TL VBR core | MEDTRONIC | 25mm, B-size centerpiece | 436025B | Standalone | DE0504103 | As per HSA registered indication(s)
Orthopaedics | Spine - Thoracolumbar (TL) and sacral surgery | TL vertebral body replacement (VBR) | TL VBR core | MEDTRONIC | 25mm, B-size centerpiece (sterile) | 436125B | Standalone | DE0504103 | As per HSA registered indication(s)
Orthopaedics | Spine - Thoracolumbar (TL) and sacral surgery | TL vertebral body replacement (VBR) | TL VBR core | MEDTRONIC | 25mm, C-size centerpiece | 436025C | Standalone | DE0504103 | As per HSA registered indication(s)
Orthopaedics | Spine - Thoracolumbar (TL) and sacral surgery | TL vertebral body replacement (VBR) | TL VBR core | MEDTRONIC | 25mm, C-size centerpiece (sterile) | 436125C | Standalone | DE0504103 | As per HSA registered indication(s)
Orthopaedics | Spine - Thoracolumbar (TL) and sacral surgery | TL vertebral body replacement (VBR) | TL VBR core | MEDTRONIC | 25mm, D-size centerpiece | 436025D | Standalone | DE0504103 | As per HSA registered indication(s)
Orthopaedics | Spine - Thoracolumbar (TL) and sacral surgery | TL vertebral body replacement (VBR) | TL VBR core | MEDTRONIC | 25mm, D-size centerpiece (sterile) | 436125D | Standalone | DE0504103 | As per HSA registered indication(s)
Orthopaedics | Spine - Thoracolumbar (TL) and sacral surgery | TL and sacral fusion and fixation implant | TL rod connector system excluding locking screw | MEDTRONIC | 28-30MM X10 CROSSLINK,6.35 TI | 8116428 | Standalone | DE0000758 | As per HSA registered indication(s)
Orthopaedics | Spine - Thoracolumbar (TL) and sacral surgery | TL and sacral fusion and fixation implant | TL rod connector system excluding locking screw | MEDTRONIC | 28TO30MM X10 MULTI | 8115528 | Standalone | DE0000758 | As per HSA registered indication(s)
Orthopaedics | Spine - Occipito-cervical (OC) surgery | OC fusion and fixation implant | Anterior cervical plate | Zimmer Biomet | 3 Level; 48mm inViZia Plate | 07.01617.001 | Standalone | DE0501622 | As per HSA registered indication(s)
Orthopaedics | Spine - Occipito-cervical (OC) surgery | OC fusion and fixation implant | Anterior cervical plate | Zimmer Biomet | 3 Level; 51mm inViZia Plate | 07.01617.002 | Standalone | DE0501622 | As per HSA registered indication(s)